## TITLE PAGE
Water Resources Planning Tables 2019
v11 - August 2016 integrating updates up to v15 - June 2018
All queries on the content of this workbook should be sent to:
water-company-plan@environment-agency.gov.uk
Water resource zone information
Company: |  | Severn Trent Water
Resource Zone Name: |  | Bishops Castle |  |  |  | Data validation: Cell D20
Resource Zone Number: |  | 1 |  |  |  | Dry Year Annual Average
Planning Scenario Name: |  | Dry Year Annual Average | DYAA | Normal Year Annual Average |  | Dry Year Critical Period
Chosen Level of Service: |  | No more than 3 in 100 Temporary Use Bans |  |  |  | Dry Year Annual Average - benchmarking data
Base Year: |  | 2016-17 |  |  |  | Dry Year Critical Period - benchmarking data
Responsible Officer: |  | Marcus O'Kane | Signed: | Marcus O'Kane | Dated:
Version: |  | 1 |  | [Digital signature is acceptable]
Key to cells
Clear cells - indicate an input is required
Yellow shaded cells - indicates a formula.
Blue shaded cells - indicate base year data.
Light grey shaded cells - indicate preceding years.
Dark grey cells - indicate that no data entry is required.
Worksheet |  | Content
WRZ summary |  | Supply-Demand Balance and components
1. BL Licences |  | Baseline water resources
2. BL Supply |  | Baseline water supplies
3. BL Demand |  | Baseline demand
4. BL SDB |  | Baseline supply demand balance
5. Feasible options |  | Fixed and Variable costs, Net Present Value, AIC and AISC of all feasible options - confidential
6. Preferred options |  | High level costs of preferred options (Dry Year) - publicly available
7. FP Supply |  | Final Planning water supplies (impact of Scenario options)
8. FP Demand |  | Final Planning demand (impact of Scenario options)
9. FP SDB |  | Final Planning supply demand balance
10. Drought plan links |  | Drought plan links
11. Drought plan links graph |  | Drought plan links graph

## WRZ summary
Summary graphs of water resources planning tables data
DERIVATION | DESCRIPTION | UNITS | 2016-17 | For info 2017-18 | For info 2018-19 | For info 2019-20 | 2020-21 | 2021-22 | 2022-23 | 2023-24 | 2024-25 | 2025-26 | 2026-27 | 2027-28 | 2028-29 | 2029-30 | 2030-31 | 2031-32 | 2032-33 | 2033-34 | 2034-35 | 2035-36 | 2036-37 | 2037-38 | 2038-39 | 2039-40 | 2040-41 | 2041-42 | 2042-43 | 2043-44 | 2044-45
SUPPLY
13BL | Total water available for use | Ml/d | 4.88 | 4.88 | 4.88 | 4.88 | 4.88 | 4.88 | 4.88 | 4.88 | 4.88 | 4.88 | 4.88 | 4.88 | 4.88 | 4.88 | 4.88 | 4.88 | 4.88 | 4.88 | 4.88 | 4.42 | 4.42 | 4.42 | 4.42 | 4.42 | 4.42 | 4.42 | 4.42 | 4.42 | 4.42
13FP | Total water available for use | Ml/d | 4.88 | 4.88 | 4.88 | 4.88 | 4.88 | 4.88 | 4.88 | 4.88 | 4.88 | 4.88 | 4.88 | 4.88 | 4.88 | 4.88 | 4.88 | 4.88 | 4.88 | 4.88 | 4.88 | 4.42 | 4.42 | 4.42 | 4.42 | 4.42 | 4.42 | 4.42 | 4.42 | 4.42 | 4.42
| DEMAND |  | 0
26BL | Unmeasured household consumption | Ml/d | 0.49499 | 0.48154 | 0.46858 | 0.45636 | 0.44405 | 0.43204 | 0.42056 | 0.4094 | 0.39859 | 0.38817 | 0.37837 | 0.36889 | 0.35965 | 0.35068 | 0.34181 | 0.33321 | 0.32486 | 0.31678 | 0.30886 | 0.3014 | 0.29413 | 0.28704 | 0.28007 | 0.27335 | 0.26678 | 0.26037 | 0.25417 | 0.24812 | 0.24207
26FP | Unmeasured household consumption | Ml/d | 0.49499 | 0.48154 | 0.46858 | 0.45636 | 0.44405 | 0.43204 | 0.42056 | 0.4094 | 0.39859 | 0.38817 | 0.37837 | 0.36889 | 0.35965 | 0 | 0 | 0 | 0 | 0 | 0 | 0 | 0 | 0 | 0 | 0 | 0 | 0 | 0 | 0 | 0
25BL | Measured household consumption | Ml/d | 0.31137 | 0.32488 | 0.33845 | 0.35234 | 0.36529 | 0.37889 | 0.39245 | 0.40579 | 0.41897 | 0.43204 | 0.44439 | 0.45668 | 0.46881 | 0.48086 | 0.49064 | 0.50019 | 0.50948 | 0.51856 | 0.5273 | 0.53626 | 0.54524 | 0.55395 | 0.56231 | 0.57058 | 0.57858 | 0.58637 | 0.59404 | 0.6015 | 0.60895
25FP | Measured household consumption | Ml/d | 0.31137 | 0.32488 | 0.33845 | 0.35234 | 0.36529 | 0.37889 | 0.39245 | 0.40579 | 0.41897 | 0.43204 | 0.44439 | 0.45668 | 0.46881 | 0.82047 | 0.82126 | 0.81309 | 0.81385 | 0.82467 | 0.82149 | 0.80987 | 0.8126 | 0.81421 | 0.81557 | 0.81806 | 0.81942 | 0.82071 | 0.82305 | 0.83726 | 0.85731
23BL+24BL | Non-household consumption | Ml/d | 0.46018 | 0.46234 | 0.4627 | 0.46318 | 0.46221 | 0.46401 | 0.46516 | 0.46619 | 0.46548 | 0.46668 | 0.4666 | 0.46649 | 0.46513 | 0.4662 | 0.46611 | 0.46602 | 0.46463 | 0.46562 | 0.46527 | 0.46482 | 0.46302 | 0.46389 | 0.46359 | 0.4633 | 0.46177 | 0.46273 | 0.46246 | 0.46219 | 0.4607
23FP+24FP | Non-household consumption | Ml/d | 0.46018 | 0.46234 | 0.4627 | 0.46318 | 0.46221 | 0.46401 | 0.46516 | 0.46619 | 0.46548 | 0.46668 | 0.4666 | 0.46649 | 0.46513 | 0.4662 | 0.46611 | 0.46602 | 0.46463 | 0.46562 | 0.46527 | 0.46482 | 0.46302 | 0.46389 | 0.46359 | 0.4633 | 0.46177 | 0.46273 | 0.46246 | 0.46219 | 0.4607
40BL | Total leakage | Ml/d | 0.58 | 0.58004 | 0.58009 | 0.58015 | 0.5802 | 0.58025 | 0.58029 | 0.58034 | 0.58038 | 0.58042 | 0.58046 | 0.5805 | 0.58054 | 0.58058 | 0.58062 | 0.58066 | 0.5807 | 0.58073 | 0.58077 | 0.5808 | 0.58084 | 0.58087 | 0.5809 | 0.58094 | 0.58097 | 0.58141 | 0.58184 | 0.58227 | 0.58269
40FP | Total leakage | Ml/d | 0.58 | 0.58004 | 0.58009 | 0.58015 | 0.58 | 0.58 | 0.58 | 0.58 | 0.58 | 0.5626 | 0.5452 | 0.5278 | 0.5104 | 0.493 | 0.47821 | 0.46342 | 0.44863 | 0.43384 | 0.41905 | 0.41067 | 0.40229 | 0.39391 | 0.38553 | 0.37715 | 0.3696 | 0.36206 | 0.35452 | 0.34697 | 0.33943
11BL-(23BL:26BL)-40BL | Other components of demand | Ml/d | 0.05808 | 0.05808 | 0.05808 | 0.05808 | 0.05808 | 0.05808 | 0.05808 | 0.05808 | 0.05808 | 0.05808 | 0.05808 | 0.05808 | 0.05808 | 0.05808 | 0.05808 | 0.05808 | 0.05808 | 0.05808 | 0.05808 | 0.05808 | 0.05808 | 0.05808 | 0.05808 | 0.05808 | 0.05808 | 0.05808 | 0.05808 | 0.05808 | 0.05808
11FP-(23FP:26FP)-40FP | Other components of demand | Ml/d | 0.05808 | 0.05808 | 0.05808 | 0.05808 | 0.05808 | 0.05808 | 0.05808 | 0.05808 | 0.05808 | 0.05808 | 0.05808 | 0.05808 | 0.05808 | 0.05808 | 0.05808 | 0.05808 | 0.05808 | 0.05808 | 0.05808 | 0.05808 | 0.05808 | 0.05808 | 0.05808 | 0.05808 | 0.05808 | 0.05808 | 0.05808 | 0.05808 | 0.05808
| Total demand + target headroom (baseline) | Ml/d | 2.0856 | 2.0852 | 2.0822 | 2.0825 | 2.0772 | 2.0818 | 2.0823 | 2.0831 | 2.081 | 2.0518 | 2.0523 | 2.0532 | 2.0546 | 2.0607 | 2.0606 | 2.0593 | 2.0578 | 2.0598 | 2.0631 | 2.0641 | 2.0667 | 2.0687 | 2.0718 | 2.0698 | 2.0725 | 2.0771 | 2.0783 | 2.0793 | 2.08
| Total demand + target headroom (final plan) | Ml/d | 2.0856 | 2.0852 | 2.0822 | 2.0825 | 2.077 | 2.0815 | 2.082 | 2.0828 | 2.0806 | 2.034 | 2.017 | 2.0004 | 1.9844 | 1.962 | 1.947 | 1.9217 | 1.9053 | 1.9022 | 1.8867 | 1.8662 | 1.8613 | 1.8549 | 1.8496 | 1.8401 | 1.8352 | 1.8317 | 1.8258 | 1.8316 | 1.843
SUPPLY-DEMAND BALANCE
16BL | Target headroom | Ml/d | 0.18097 | 0.17829 | 0.17431 | 0.17236 | 0.1674 | 0.16851 | 0.1658 | 0.16335 | 0.15949 | 0.12642 | 0.12434 | 0.1225 | 0.12234 | 0.1243 | 0.12335 | 0.12112 | 0.1201 | 0.11998 | 0.12282 | 0.12273 | 0.12534 | 0.12484 | 0.12682 | 0.12355 | 0.12634 | 0.12817 | 0.12768 | 0.12713 | 0.12751
16FP | Target headroom | Ml/d | 0.18097 | 0.17829 | 0.17431 | 0.17236 | 0.1674 | 0.16851 | 0.1658 | 0.16335 | 0.15949 | 0.12642 | 0.12434 | 0.1225 | 0.12234 | 0.1243 | 0.12335 | 0.12112 | 0.1201 | 0.11998 | 0.12282 | 0.12273 | 0.12534 | 0.12484 | 0.12682 | 0.12355 | 0.12634 | 0.12817 | 0.12768 | 0.12713 | 0.12751
17BL | Available headroom | Ml/d | 2.9754 | 2.9731 | 2.9721 | 2.9699 | 2.9702 | 2.9667 | 2.9635 | 2.9602 | 2.9585 | 2.9546 | 2.9521 | 2.9494 | 2.9478 | 2.9436 | 2.9427 | 2.9418 | 2.9423 | 2.9402 | 2.9397 | 2.4786 | 2.4787 | 2.4762 | 2.475 | 2.4738 | 2.4738 | 2.471 | 2.4694 | 2.4678 | 2.4675
17FP | Available headroom | Ml/d | 2.9754 | 2.9731 | 2.9721 | 2.9699 | 2.9704 | 2.967 | 2.9638 | 2.9605 | 2.9589 | 2.9724 | 2.9873 | 3.0021 | 3.0179 | 3.0422 | 3.0563 | 3.0794 | 3.0948 | 3.0978 | 3.1161 | 2.6766 | 2.684 | 2.6899 | 2.6972 | 2.7034 | 2.7111 | 2.7164 | 2.7219 | 2.7155 | 2.7045
Baseline Supply-Demand Balance:
|  | 2020-21 | 2021-22 | 2022-23 | 2023-24 | 2024-25 | 2025-26 | 2026-27 | 2027-28 | 2028-29 | 2029-30 | 2030-31 | 2031-32 | 2032-33 | 2033-34 | 2034-35 | 2035-36 | 2036-37 | 2037-38 | 2038-39 | 2039-40 | 2040-41 | 2041-42 | 2042-43 | 2043-44 | 2044-45
| SDB (Ml/d) | 2.8028 | 2.7982 | 2.7977 | 2.7969 | 2.799 | 2.8282 | 2.8277 | 2.8268 | 2.8254 | 2.8193 | 2.8194 | 2.8207 | 2.8222 | 2.8202 | 2.8169 | 2.3559 | 2.3533 | 2.3513 | 2.3482 | 2.3502 | 2.3475 | 2.3429 | 2.3417 | 2.3407 | 2.34
Final Planning Supply-Demand Balance:
|  | 2020-21 | 2021-22 | 2022-23 | 2023-24 | 2024-25 | 2025-26 | 2026-27 | 2027-28 | 2028-29 | 2029-30 | 2030-31 | 2031-32 | 2032-33 | 2033-34 | 2034-35 | 2035-36 | 2036-37 | 2037-38 | 2038-39 | 2039-40 | 2040-41 | 2041-42 | 2042-43 | 2043-44 | 2044-45
| SDB (Ml/d) | 2.803 | 2.7985 | 2.798 | 2.7972 | 2.7994 | 2.846 | 2.863 | 2.8796 | 2.8956 | 2.918 | 2.933 | 2.9583 | 2.9747 | 2.9778 | 2.9933 | 2.5538 | 2.5587 | 2.5651 | 2.5704 | 2.5799 | 2.5848 | 2.5883 | 2.5942 | 2.5884 | 2.577
| Company: | 2026-27: Severn Trent Water
| Resource Zone Name | 2026-27: Bishops Castle
Resource Zone Number: | bar: 2026-27
| Planning Scenario Name: | 2026-27: Dry Year Annual Average
| Chosen Level of Service: | 2026-27: No more than 3 in 100 Temporary Use Bans

## 1. BL Licences (hidden)
Table 1: Baseline licences |  |  |  |  | deployable output (Ml/d)
Row ref | Derivation | Licence number | Source name | Source type | Deployable output (Ml/d) | Annual licensed quantity (Ml/d) | Constraints on deployable output
All individual licences:
0.1BL | Sum (0.1BL+...) | - | - | - | 4.89 | 2.21 | -
- | Input |  |  |  | 2.21 | 2.21
| Input |  |  |  | 2.68 | Exempt
0.2BL | Sum (0.2BL+...) | - | Total | - | 0 | - | -
- | - | Group #: | [Enter name of group] | - | 0 | - | -
- | Input
- | Input
- | Input
- | Input
- | Input
Unused licences: | Derivation | Licence number | Source name | Source type | DYAA deployable output (Ml/d) | Annual licensed quantity (Ml/d) | Reason licence is unused
0.3BL | Sum (0.3BL+...) | - | - | - | 0 | 0 | -
Input
- | Input
New licences (within current AMP): | Derivation | Licence number | Source name | Source type | DYAA deployable output (Ml/d) | Annual licensed quantity (Ml/d) | Status of licence
0.4BL | Sum (0.4BL+...) | - | - | - | 0 | 0 | -
Input
- | Input
- | - | - | - | - | - | - | -
Company: |  | Severn Trent Water
Resource Zone Name: |  | Bishops Castle
Resource Zone Number: |  | 1
Planning Scenario Name: |  | Dry Year Annual Average
Chosen Level of Service: |  | No more than 3 in 100 Temporary Use Bans

## 2. BL Supply
Table 2: Baseline supply
| Row ref | Component | Derivation | Unit | decimal places | 2016-17 | For info 2017-18 | For info 2018-19 | For info 2019-20 | 2020-21 | 2021-22 | 2022-23 | 2023-24 | 2024-25 | 2025-26 | 2026-27 | 2027-28 | 2028-29 | 2029-30 | 2030-31 | 2031-32 | 2032-33 | 2033-34 | 2034-35 | 2035-36 | 2036-37 | 2037-38 | 2038-39 | 2039-40 | 2040-41 | 2041-42 | 2042-43 | 2043-44 | 2044-45
| 1BL | Raw water abstracted | Input | Ml/d | 2 | 4.89 | 4.89 | 4.89 | 4.89 | 4.89 | 4.89 | 4.89 | 4.89 | 4.89 | 4.89 | 4.89 | 4.89 | 4.89 | 4.89 | 4.89 | 4.89 | 4.89 | 4.89 | 4.89 | 4.89 | 4.89 | 4.89 | 4.89 | 4.89 | 4.89 | 4.89 | 4.89 | 4.89 | 4.89
Resources | 2BL | Total raw water imported | sum(2.1BL+2.2BL+2.3BL...) | Ml/d | 2 | 0 | 0 | 0 | 0 | 0 | 0 | 0 | 0 | 0 | 0 | 0 | 0 | 0 | 0 | 0 | 0 | 0 | 0 | 0 | 0 | 0 | 0 | 0 | 0 | 0 | 0 | 0 | 0 | 0
| 2.1BL+ | Raw water imported from: None | Input | Ml/d | 2 | 0 | 0 | 0 | 0 | 0 | 0 | 0 | 0 | 0 | 0 | 0 | 0 | 0 | 0 | 0 | 0 | 0 | 0 | 0 | 0 | 0 | 0 | 0 | 0 | 0 | 0 | 0 | 0 | 0
| - | - | - | - | 2 |  | - | - | - | bar: 2020-21 to 2044-45
| 3BL | Total potable water imported | sum(3.1BL+3.2BL+3.3BL...) | Ml/d | 2 | 0 | 0 | 0 | 0 | 0 | 0 | 0 | 0 | 0 | 0 | 0 | 0 | 0 | 0 | 0 | 0 | 0 | 0 | 0 | 0 | 0 | 0 | 0 | 0 | 0 | 0 | 0 | 0 | 0
| 3.1BL+ | Potable water imported from: None | Input | Ml/d | 2 | 0 | 0 | 0 | 0 | 0 | 0 | 0 | 0 | 0 | 0 | 0 | 0 | 0 | 0 | 0 | 0 | 0 | 0 | 0 | 0 | 0 | 0 | 0 | 0 | 0 | 0 | 0 | 0 | 0
| - | - | - | - | 2 | - | - | - | - | bar: 2020-21 to 2044-45
| 5BL | Total raw water exported (raw exports and non potable uses) | sum(5.1BL+5.2BL+...) | Ml/d | 2 | 0 | 0 | 0 | 0 | 0 | 0 | 0 | 0 | 0 | 0 | 0 | 0 | 0 | 0 | 0 | 0 | 0 | 0 | 0 | 0 | 0 | 0 | 0 | 0 | 0 | 0 | 0 | 0 | 0
| 5.1BL | Non potable water supplied to: | Input | Ml/d | 2 | 0 | 0 | 0 | 0 | 0 | 0 | 0 | 0 | 0 | 0 | 0 | 0 | 0 | 0 | 0 | 0 | 0 | 0 | 0 | 0 | 0 | 0 | 0 | 0 | 0 | 0 | 0 | 0 | 0
| 5.2BL+ | Raw water export to: None | Input | Ml/d | 2 | 0 | 0 | 0 | 0 | 0 | 0 | 0 | 0 | 0 | 0 | 0 | 0 | 0 | 0 | 0 | 0 | 0 | 0 | 0 | 0 | 0 | 0 | 0 | 0 | 0 | 0 | 0 | 0 | 0
| - |  | - | - | 2 | - | - | - | - | bar: 2020-21 to 2044-45
| 6BL | Total potable water exported | sum(6.1BL+6.2BL+6.3BL...) | Ml/d | 2 | 0 | 0 | 0 | 0 | 0 | 0 | 0 | 0 | 0 | 0 | 0 | 0 | 0 | 0 | 0 | 0 | 0 | 0 | 0 | 0 | 0 | 0 | 0 | 0 | 0 | 0 | 0 | 0 | 0
| 6.1BL+ | Potable water export to: None | Input | Ml/d | 2 | 0 | 0 | 0 | 0 | 0 | 0 | 0 | 0 | 0 | 0 | 0 | 0 | 0 | 0 | 0 | 0 | 0 | 0 | 0 | 0 | 0 | 0 | 0 | 0 | 0 | 0 | 0 | 0 | 0
| - |  | - | Ml/d | 2 | - | - | - | - | bar: 2020-21 to 2044-45
| 7BL | Deployable Output (baseline profile without reductions) | sum(0.1Bl+0.2BL+0.3BL+0.4BL) | Ml/d | 2 | 4.89 | 4.89 | 4.89 | 4.89 | 4.89 | 4.89 | 4.89 | 4.89 | 4.89 | 4.89 | 4.89 | 4.89 | 4.89 | 4.89 | 4.89 | 4.89 | 4.89 | 4.89 | 4.89 | 4.89 | 4.89 | 4.89 | 4.89 | 4.89 | 4.89 | 4.89 | 4.89 | 4.89 | 4.89
Resource (and process) Losses | 8BL | Baseline forecast changes to Deployable Output | sum(8.1BL+8.2BL+8.3BL) | Ml/d | 2 | 0 | 0 | 0 | 0 | 0 | 0 | 0 | 0 | 0 | 0 | 0 | 0 | 0 | 0 | 0 | 0 | 0 | 0 | 0 | -0.46 | -0.46 | -0.46 | -0.46 | -0.46 | -0.46 | -0.46 | -0.46 | -0.46 | -0.46
| 8.1BL | Change in DO due to climate change | Input (reductions must be expressed as -ve) | Ml/d | 2 | 0 | 0 | 0 | 0 | 0 | 0 | 0 | 0 | 0 | 0 | 0 | 0 | 0 | 0 | 0 | 0 | 0 | 0 | 0 | 0 | 0 | 0 | 0 | 0 | 0 | 0 | 0 | 0 | 0
| 8.2BL | Reductions to restore sustainable abstraction | sum(8.2BL sub components) | Ml/d | 2 | 0 | 0 | 0 | 0 | 0 | 0 | 0 | 0 | 0 | 0 | 0 | 0 | 0 | 0 | 0 | 0 | 0 | 0 | 0 | -0.46 | -0.46 | -0.46 | -0.46 | -0.46 | -0.46 | -0.46 | -0.46 | -0.46 | -0.46
| 8.2BL+ | Modelled Effects of Winep3 | Input (zero or negative number) | Ml/d | 2 | 0 | 0 | 0 | 0 | 0 | 0 | 0 | 0 | 0 | 0 | 0 | 0 | 0 | 0 | 0 | 0 | 0 | 0 | 0 | -0.46 | -0.46 | -0.46 | -0.46 | -0.46 | -0.46 | -0.46 | -0.46 | -0.46 | -0.46
| - | - | Input (zero or negative number) | - | 2 | - | - | - | - | bar: 2020-21 to 2044-45
| 8.3BL | Total other changes to DO (specify, e.g. nitrates): None | Input (reductions must be expressed as -ve) | Ml/d | 2 | 0 | 0 | 0 | 0 | 0 | 0 | 0 | 0 | 0 | 0 | 0 | 0 | 0 | 0 | 0 | 0 | 0 | 0 | 0 | 0 | 0 | 0 | 0 | 0 | 0 | 0 | 0 | 0 | 0
| 9BL | Raw water losses, treatment works losses and operational use | Input | Ml/d | 2 | 0 | 0 | 0 | 0 | 0 | 0 | 0 | 0 | 0 | 0 | 0 | 0 | 0 | 0 | 0 | 0 | 0 | 0 | 0 | 0 | 0 | 0 | 0 | 0 | 0 | 0 | 0 | 0 | 0
| 10BL | Outage allowance | Input | Ml/d | 2 | 0.01 | 0.01 | 0.01 | 0.01 | 0.01 | 0.01 | 0.01 | 0.01 | 0.01 | 0.01 | 0.01 | 0.01 | 0.01 | 0.01 | 0.01 | 0.01 | 0.01 | 0.01 | 0.01 | 0.01 | 0.01 | 0.01 | 0.01 | 0.01 | 0.01 | 0.01 | 0.01 | 0.01 | 0.01
|  | Company: | Severn Trent Water
|  | Resource Zone Name: | Bishops Castle
|  | Resource Zone Number: | 1
|  | Planning Scenario Name: | Dry Year Annual Average
|  | Chosen Level of Service: | No more than 3 in 100 Temporary Use Bans

## 3. BL Demand
Table 3: Baseline demand
| Row ref | Component | Derivation | Unit | Decimal places | 2016-17 | For info 2017-18 | For info 2018-19 | For info 2019-20 | 2020-21 | 2021-22 | 2022-23 | 2023-24 | 2024-25 | 2025-26 | 2026-27 | 2027-28 | 2028-29 | 2029-30 | 2030-31 | 2031-32 | 2032-33 | 2033-34 | 2034-35 | 2035-36 | 2036-37 | 2037-38 | 2038-39 | 2039-40 | 2040-41 | 2041-42 | 2042-43 | 2043-44 | 2044-45
Consumption | 19BL | Water delivered measured non-household | Input | Ml/d | 2 | 0.45863 | 0.46079 | 0.46115 | 0.46163 | 0.46066 | 0.46246 | 0.46361 | 0.46464 | 0.46393 | 0.46513 | 0.46505 | 0.46493 | 0.46358 | 0.46465 | 0.46456 | 0.46447 | 0.46308 | 0.46407 | 0.46372 | 0.46327 | 0.46147 | 0.46234 | 0.46204 | 0.46175 | 0.46022 | 0.46118 | 0.46091 | 0.46064 | 0.45915
| 20BL | Water delivered unmeasured non- household | Input | Ml/d | 2 | 0.011438 | 0.011438 | 0.011438 | 0.011438 | 0.011438 | 0.011438 | 0.011438 | 0.011438 | 0.011438 | 0.011438 | 0.011438 | 0.011438 | 0.011438 | 0.011438 | 0.011438 | 0.011438 | 0.011438 | 0.011438 | 0.011438 | 0.011438 | 0.011438 | 0.011438 | 0.011438 | 0.011438 | 0.011438 | 0.011438 | 0.011438 | 0.011438 | 0.011438
| 21BL | Water delivered measured household | Input | Ml/d | 2 | 0.33686 | 0.35102 | 0.36524 | 0.37979 | 0.39337 | 0.40758 | 0.42174 | 0.43568 | 0.44943 | 0.46307 | 0.47599 | 0.48882 | 0.50148 | 0.51406 | 0.52436 | 0.53442 | 0.5442 | 0.55377 | 0.56298 | 0.57241 | 0.58185 | 0.59101 | 0.59981 | 0.60851 | 0.61694 | 0.62517 | 0.63328 | 0.64116 | 0.64904
| 22BL | Water delivered unmeasured household | Input | Ml/d | 2 | 0.53309 | 0.51887 | 0.50513 | 0.49214 | 0.47907 | 0.46633 | 0.45413 | 0.44227 | 0.43076 | 0.41965 | 0.40919 | 0.39905 | 0.38916 | 0.37956 | 0.37005 | 0.36085 | 0.35189 | 0.34322 | 0.33472 | 0.32669 | 0.31886 | 0.31121 | 0.3037 | 0.29644 | 0.28935 | 0.28243 | 0.27571 | 0.26917 | 0.26263
| 23BL | Measured Non Household - Consumption | 19BL-34BL | Ml/d | 2 | 0.44906 | 0.45122 | 0.45158 | 0.45206 | 0.4511 | 0.4529 | 0.45404 | 0.45507 | 0.45436 | 0.45557 | 0.45549 | 0.45537 | 0.45401 | 0.45508 | 0.45499 | 0.4549 | 0.45351 | 0.4545 | 0.45416 | 0.45371 | 0.4519 | 0.45277 | 0.45247 | 0.45218 | 0.45066 | 0.45161 | 0.45134 | 0.45108 | 0.44958
| 24BL | Unmeasured Non Household - Consumption | 20BL-35BL | Ml/d | 2 | 0.011117 | 0.011117 | 0.011117 | 0.011117 | 0.011117 | 0.011117 | 0.011117 | 0.011117 | 0.011117 | 0.011117 | 0.011117 | 0.011117 | 0.011117 | 0.011117 | 0.011117 | 0.011117 | 0.011117 | 0.011117 | 0.011117 | 0.011117 | 0.011117 | 0.011117 | 0.011117 | 0.011117 | 0.011117 | 0.011117 | 0.011117 | 0.011117 | 0.011117
| 25BL | Measured Household - Consumption | 21BL-36BL | Ml/d | 2 | 0.31137 | 0.32488 | 0.33845 | 0.35234 | 0.36529 | 0.37889 | 0.39245 | 0.40579 | 0.41897 | 0.43204 | 0.44439 | 0.45668 | 0.46881 | 0.48086 | 0.49064 | 0.50019 | 0.50948 | 0.51856 | 0.5273 | 0.53626 | 0.54524 | 0.55395 | 0.56231 | 0.57058 | 0.57858 | 0.58637 | 0.59404 | 0.6015 | 0.60895
| 26BL | Unmeasured Household - Consumption | 22BL-37BL | Ml/d | 2 | 0.49499 | 0.48154 | 0.46858 | 0.45636 | 0.44405 | 0.43204 | 0.42056 | 0.4094 | 0.39859 | 0.38817 | 0.37837 | 0.36889 | 0.35965 | 0.35068 | 0.34181 | 0.33321 | 0.32486 | 0.31678 | 0.30886 | 0.3014 | 0.29413 | 0.28704 | 0.28007 | 0.27335 | 0.26678 | 0.26037 | 0.25417 | 0.24812 | 0.24207
| 27 - | Percentage of consumption driven by climate change | Input | % | 1 | 0 | 0.032311 | 0.064601 | 0.09687 | 0.12912 | 0.16135 | 0.19355 | 0.22574 | 0.2579 | 0.29005 | 0.32217 | 0.35428 | 0.38636 | 0.41842 | 0.45046 | 0.48248 | 0.51448 | 0.54646 | 0.57842 | 0.61036 | 0.64228 | 0.67417 | 0.70605 | 0.73791 | 0.76974 | 0.80156 | 0.83335 | 0.86513 | 0.89688
| 28 - | Volume of consumption driven by climate change |  | Ml/d | 1 | 0 | 0.00040995 | 0.00082026 | 0.0012321 | 0.0016418 | 0.0020571 | 0.0024739 | 0.0028926 | 0.003309 | 0.0037326 | 0.004154 | 0.0045775 | 0.0049979 | 0.00543 | 0.0058495 | 0.0062695 | 0.0066829 | 0.0071093 | 0.0075278 | 0.0079499 | 0.008365 | 0.0087972 | 0.0092208 | 0.0096461 | 0.010062 | 0.010496 | 0.010922 | 0.011349 | 0.011765
PCC and consumption by component | 29BL | Measured Household - PCC | (25BL*1,000,000)/(51BL*1,000) | l/h/d | 1 | 127.8 | 127.3 | 127 | 126.8 | 126.5 | 126.4 | 126.4 | 126.4 | 126.6 | 126.7 | 127 | 127.2 | 127.5 | 127.9 | 127.8 | 127.6 | 127.5 | 127.3 | 127.2 | 127.2 | 127.3 | 127.3 | 127.3 | 127.4 | 127.4 | 127.4 | 127.4 | 127.4 | 127.4
| 29.1BL | Measured toilet flushing | Input | l/h/d | 1 | 29.0759 | 28.1823 | 27.354 | 26.5816 | 25.862 | 25.1867 | 24.5512 | 23.9512 | 23.3826 | 22.8412 | 22.3198 | 21.8178 | 21.335 | 20.8679 | 20.8698 | 20.8701 | 20.8695 | 20.8671 | 20.8649 | 20.8628 | 20.8603 | 20.8566 | 20.8525 | 20.8456 | 20.8378 | 20.8285 | 20.8177 | 20.8055 | 20.7907
| 29.2BL | Measured personal washing | Input | l/h/d | 1 | 53.8307 | 54.879 | 55.9205 | 56.9559 | 57.9922 | 59.0516 | 60.1105 | 61.1719 | 62.2372 | 63.3059 | 64.3596 | 65.4157 | 66.4802 | 67.5483 | 67.6709 | 67.7882 | 67.9027 | 68.0117 | 68.1215 | 68.2316 | 68.3406 | 68.4459 | 68.5502 | 68.6455 | 68.7377 | 68.8256 | 68.9083 | 68.9868 | 69.0567
| 29.3BL | Measured clothes washing | Input | l/h/d | 1 | 15.8675 | 15.7851 | 15.7071 | 15.6328 | 15.563 | 15.5016 | 15.4436 | 15.3892 | 15.3383 | 15.2904 | 15.2411 | 15.1936 | 15.1492 | 15.1065 | 15.0135 | 14.9188 | 14.823 | 14.7256 | 14.628 | 14.53 | 14.4314 | 14.3315 | 14.2311 | 14.1284 | 14.0248 | 13.9198 | 13.8136 | 13.7061 | 13.5967
| 29.4BL | Measured dish washing | Input | l/h/d | 1 | 12.5009 | 12.5201 | 12.5379 | 12.5544 | 12.571 | 12.5924 | 12.6135 | 12.6348 | 12.6567 | 12.679 | 12.6977 | 12.7166 | 12.7366 | 12.757 | 12.7704 | 12.7828 | 12.7946 | 12.8053 | 12.816 | 12.8268 | 12.8373 | 12.8471 | 12.8567 | 12.8645 | 12.8716 | 12.8779 | 12.8832 | 12.8877 | 12.8905
| 29.5BL | Measured miscellaneous internal use | Input | l/h/d | 1 | 15.0332 | 14.9268 | 14.8318 | 14.7465 | 14.673 | 14.6084 | 14.5518 | 14.5029 | 14.4609 | 14.425 | 14.394 | 14.367 | 14.3449 | 14.3261 | 14.3063 | 14.2881 | 14.2717 | 14.2565 | 14.2435 | 14.2325 | 14.2224 | 14.2132 | 14.2053 | 14.1969 | 14.1892 | 14.1819 | 14.1746 | 14.1675 | 14.1597
| 29.6BL | Measured external use | Input | l/h/d | 1 | 1.4873 | 1.5332 | 1.5782 | 1.6226 | 1.6666 | 1.7106 | 1.7542 | 1.7975 | 1.8406 | 1.8836 | 1.9262 | 1.9688 | 2.0114 | 2.0539 | 2.0935 | 2.1324 | 2.1708 | 2.2087 | 2.246 | 2.2827 | 2.3188 | 2.3543 | 2.3891 | 2.4234 | 2.4571 | 2.4902 | 2.5227 | 2.5547 | 2.5862
| 29.7BL | Measured water efficiency savings | Input | l/h/d | 1 | 0.0045829 | -0.52653 | -0.92957 | -1.2939 | -1.8278 | -2.2511 | -2.6247 | -3.0475 | -3.3164 | -3.725 | -3.9383 | -4.2795 | -4.5573 | -4.7597 | -4.9244 | -5.1804 | -5.3324 | -5.5749 | -5.7199 | -5.7664 | -5.7108 | -5.7487 | -5.7849 | -5.7044 | -5.7182 | -5.7239 | -5.7201 | -5.7083 | -5.6804
| 30BL | Unmeasured Household - PCC | (26BL*1,000,000)/(52BL*1,000) | l/h/d | 1 | 141.1 | 140.9 | 140.8 | 140.7 | 140.4 | 140.4 | 140.3 | 140.3 | 140.3 | 140.3 | 140.2 | 140.2 | 140.2 | 140.2 | 140.1 | 140.1 | 140.1 | 140.1 | 140 | 140.2 | 140.3 | 140.5 | 140.6 | 140.8 | 140.9 | 141 | 141.1 | 141.2 | 141.3
| 30.1BL | Unmeasured toilet flushing | Input | l/h/d | 1 | 32.5606 | 31.8097 | 31.0479 | 30.2758 | 29.499 | 28.7312 | 27.9562 | 27.1756 | 26.3901 | 25.5993 | 24.7931 | 23.9821 | 23.1688 | 22.3509 | 22.3617 | 22.3707 | 22.3789 | 22.3851 | 22.3922 | 22.3999 | 22.4079 | 22.4148 | 22.4219 | 22.4256 | 22.4285 | 22.4301 | 22.43 | 22.4287 | 22.4309
| 30.2BL | Unmeasured personal washing | Input | l/h/d | 1 | 57.5471 | 58.5528 | 59.5512 | 60.5424 | 61.5361 | 62.5625 | 63.588 | 64.6159 | 65.6476 | 66.6818 | 67.6912 | 68.7011 | 69.7189 | 70.738 | 70.889 | 71.0348 | 71.1787 | 71.3169 | 71.4582 | 71.6019 | 71.7469 | 71.8891 | 72.0321 | 72.1649 | 72.2955 | 72.4225 | 72.5443 | 72.6626 | 72.7928
| 30.3BL | Unmeasured clothes washing | Input | l/h/d | 1 | 16.96 | 16.9053 | 16.8466 | 16.7842 | 16.7209 | 16.6647 | 16.6065 | 16.5471 | 16.4869 | 16.4257 | 16.3569 | 16.2868 | 16.2173 | 16.1467 | 16.0515 | 15.9546 | 15.8567 | 15.757 | 15.6575 | 15.558 | 15.4583 | 15.3574 | 15.2562 | 15.1524 | 15.0475 | 14.9415 | 14.8339 | 14.7252 | 14.6184
| 30.4BL | Unmeasured dish washing | Input | l/h/d | 1 | 13.3434 | 13.3698 | 13.3935 | 13.4145 | 13.4351 | 13.4619 | 13.4874 | 13.5124 | 13.5371 | 13.5613 | 13.5797 | 13.5973 | 13.6157 | 13.6335 | 13.6512 | 13.6678 | 13.684 | 13.699 | 13.7146 | 13.7306 | 13.7469 | 13.7625 | 13.7782 | 13.792 | 13.8053 | 13.8178 | 13.8293 | 13.8402 | 13.8532
| 30.5BL | Unmeasured miscellaneous internal use | Input | l/h/d | 1 | 19.1062 | 19.1599 | 19.2098 | 19.2559 | 19.3016 | 19.3561 | 19.409 | 19.4611 | 19.513 | 19.5643 | 19.6071 | 19.6489 | 19.692 | 19.7343 | 19.7765 | 19.8171 | 19.8573 | 19.8958 | 19.9352 | 19.9753 | 20.0158 | 20.0554 | 20.0953 | 20.1324 | 20.1688 | 20.2042 | 20.2382 | 20.2713 | 20.3076
| 30.6BL | Unmeasured external use | Input | l/h/d | 1 | 1.5718 | 1.6217 | 1.671 | 1.7198 | 1.7682 | 1.817 | 1.8654 | 1.9134 | 1.961 | 2.0083 | 2.0547 | 2.1008 | 2.1466 | 2.192 | 2.2368 | 2.2811 | 2.325 | 2.3685 | 2.4116 | 2.4542 | 2.4964 | 2.5381 | 2.5794 | 2.6201 | 2.6604 | 2.7001 | 2.7394 | 2.7782 | 2.8164
| 30.7BL | Unmeasured water efficiency savings | Input | l/h/d | 1 | 0.010906 | -0.51913 | -0.92002 | -1.2926 | -1.8609 | -2.1935 | -2.6125 | -2.9254 | -3.2358 | -3.5407 | -3.8826 | -4.117 | -4.3592 | -4.5955 | -4.8667 | -5.0261 | -5.1805 | -5.3224 | -5.5693 | -5.5201 | -5.5722 | -5.5174 | -5.5632 | -5.4873 | -5.506 | -5.5162 | -5.5153 | -5.5062 | -5.5193
| 31BL | Average Household - PCC | ((25BL+26BL)*1,000,000))/(51BL+52BL*1,000) | l/h/d | 1 | 135.6407 | 135.111 | 134.6273 | 134.2799 | 133.7758 | 133.4633 | 133.2282 | 133.0271 | 132.8821 | 132.8009 | 132.7326 | 132.7072 | 132.7405 | 132.8134 | 132.5698 | 132.3311 | 132.1013 | 131.8746 | 131.6621 | 131.5989 | 131.5592 | 131.5142 | 131.4666 | 131.4046 | 131.3386 | 131.2663 | 131.2011 | 131.129 | 131.0519
| 32BL | Water Taken Unbilled | Input | Ml/d | 2 | 0.051457 | 0.051457 | 0.051457 | 0.051457 | 0.051457 | 0.051457 | 0.051457 | 0.051457 | 0.051457 | 0.051457 | 0.051457 | 0.051457 | 0.051457 | 0.051457 | 0.051457 | 0.051457 | 0.051457 | 0.051457 | 0.051457 | 0.051457 | 0.051457 | 0.051457 | 0.051457 | 0.051457 | 0.051457 | 0.051457 | 0.051457 | 0.051457 | 0.051457
| 33BL | Distribution System Operational Use | Input | Ml/d | 2 | 0.0066226 | 0.0066226 | 0.0066226 | 0.0066226 | 0.0066226 | 0.0066226 | 0.0066226 | 0.0066226 | 0.0066226 | 0.0066226 | 0.0066226 | 0.0066226 | 0.0066226 | 0.0066226 | 0.0066226 | 0.0066226 | 0.0066226 | 0.0066226 | 0.0066226 | 0.0066226 | 0.0066226 | 0.0066226 | 0.0066226 | 0.0066226 | 0.0066226 | 0.0066226 | 0.0066226 | 0.0066226 | 0.0066226
Leakage | 34BL | Measured Non Household - USPL | Input | Ml/d | 2 | 0.009567 | 0.009567 | 0.009567 | 0.009567 | 0.009567 | 0.009567 | 0.009567 | 0.009567 | 0.009567 | 0.009567 | 0.009567 | 0.009567 | 0.009567 | 0.009567 | 0.009567 | 0.009567 | 0.009567 | 0.009567 | 0.009567 | 0.009567 | 0.009567 | 0.009567 | 0.009567 | 0.009567 | 0.009567 | 0.009567 | 0.009567 | 0.009567 | 0.009567
| 35BL | Unmeasured Non Household - USPL | Input | Ml/d | 2 | 0.00032049 | 0.00032049 | 0.00032049 | 0.00032049 | 0.00032049 | 0.00032049 | 0.00032049 | 0.00032049 | 0.00032049 | 0.00032049 | 0.00032049 | 0.00032049 | 0.00032049 | 0.00032049 | 0.00032049 | 0.00032049 | 0.00032049 | 0.00032049 | 0.00032049 | 0.00032049 | 0.00032049 | 0.00032049 | 0.00032049 | 0.00032049 | 0.00032049 | 0.00032049 | 0.00032049 | 0.00032049 | 0.00032049
| 36BL | Measured Household - USPL | Input | Ml/d | 2 | 0.025491 | 0.026144 | 0.026798 | 0.027452 | 0.028078 | 0.028693 | 0.029295 | 0.029886 | 0.030465 | 0.031034 | 0.031591 | 0.032138 | 0.032674 | 0.0332 | 0.033716 | 0.034222 | 0.034718 | 0.035205 | 0.035682 | 0.036151 | 0.03661 | 0.03706 | 0.037502 | 0.037936 | 0.038361 | 0.038803 | 0.039237 | 0.039664 | 0.040083
| 37BL | Unmeasured Household - USPL | Input | Ml/d | 2 | 0.038104 | 0.037327 | 0.03655 | 0.035773 | 0.035026 | 0.034292 | 0.033572 | 0.032865 | 0.03217 | 0.031487 | 0.030816 | 0.030157 | 0.02951 | 0.028874 | 0.02825 | 0.027636 | 0.027033 | 0.02644 | 0.025858 | 0.025286 | 0.024723 | 0.024171 | 0.023628 | 0.023094 | 0.02257 | 0.022054 | 0.021548 | 0.02105 | 0.02056
| 38BL | Void Properties - USPL | Input | Ml/d | 2 | 0.0060506 | 0.0060506 | 0.0060506 | 0.0060506 | 0.0060506 | 0.0060506 | 0.0060506 | 0.0060506 | 0.0060506 | 0.0060506 | 0.0060506 | 0.0060506 | 0.0060506 | 0.0060506 | 0.0060506 | 0.0060506 | 0.0060506 | 0.0060506 | 0.0060506 | 0.0060506 | 0.0060506 | 0.0060506 | 0.0060506 | 0.0060506 | 0.0060506 | 0.0060506 | 0.0060506 | 0.0060506 | 0.0060506
| 39BL | Distribution Losses | Input | Ml/d | 2 | 0.50047 | 0.50063 | 0.50081 | 0.50099 | 0.50116 | 0.50132 | 0.50149 | 0.50165 | 0.50181 | 0.50196 | 0.50212 | 0.50227 | 0.50242 | 0.50257 | 0.50272 | 0.50286 | 0.50301 | 0.50315 | 0.50329 | 0.50343 | 0.50357 | 0.5037 | 0.50384 | 0.50397 | 0.5041 | 0.50461 | 0.50512 | 0.50562 | 0.50611
| 40BL | Total Leakage | sum(34BL:39BL) | Ml/d | 2 | 0.58 | 0.58004 | 0.58009 | 0.58015 | 0.5802 | 0.58025 | 0.58029 | 0.58034 | 0.58038 | 0.58042 | 0.58046 | 0.5805 | 0.58054 | 0.58058 | 0.58062 | 0.58066 | 0.5807 | 0.58073 | 0.58077 | 0.5808 | 0.58084 | 0.58087 | 0.5809 | 0.58094 | 0.58097 | 0.58141 | 0.58184 | 0.58227 | 0.58269
| 41BL | Total Leakage | (40BL*1,000,000)/(48BL*1,000) | l/prop/d | 2 | 172.3906 | 170.5814 | 168.8114 | 167.082 | 165.3841 | 163.5513 | 161.7572 | 160.0023 | 158.2853 | 156.6058 | 155.1263 | 153.6744 | 152.2499 | 150.8513 | 149.4782 | 148.1307 | 146.8072 | 145.5072 | 144.2299 | 142.975 | 141.7039 | 140.4552 | 139.2284 | 138.0228 | 136.8379 | 135.7692 | 134.7168 | 133.6803 | 132.6595
Customer: Properties | 42BL | Measured non-households - properties | Input (total, excluding voids) | 000's | 2 | 0.40567 | 0.40721 | 0.40875 | 0.41029 | 0.41184 | 0.41338 | 0.41492 | 0.41646 | 0.418 | 0.41954 | 0.42108 | 0.42262 | 0.42416 | 0.4257 | 0.42724 | 0.42878 | 0.43032 | 0.43186 | 0.4334 | 0.43494 | 0.43647 | 0.43801 | 0.43955 | 0.44108 | 0.44262 | 0.44416 | 0.44569 | 0.44723 | 0.44876
| 43BL | Unmeasured non-households - properties | Input (total, excluding voids) | 000's | 2 | 0.013589 | 0.013365 | 0.013141 | 0.012917 | 0.012692 | 0.012468 | 0.012244 | 0.01202 | 0.011795 | 0.011571 | 0.011347 | 0.011122 | 0.010898 | 0.010674 | 0.01045 | 0.010225 | 0.010001 | 0.0097768 | 0.0095525 | 0.0093282 | 0.009104 | 0.0088797 | 0.0086554 | 0.0084312 | 0.0082069 | 0.0079826 | 0.0077583 | 0.0075341 | 0.0073098
| 44BL | All void non-households - properties | Input (voids in each year) | 000's | 2 | 0.063785 | 0.063785 | 0.063785 | 0.063785 | 0.063785 | 0.063785 | 0.063785 | 0.063785 | 0.063785 | 0.063785 | 0.063785 | 0.063785 | 0.063785 | 0.063785 | 0.063785 | 0.063785 | 0.063785 | 0.063785 | 0.063785 | 0.063785 | 0.063785 | 0.063785 | 0.063785 | 0.063785 | 0.063785 | 0.063785 | 0.063785 | 0.063785 | 0.063785
| 45BL | Total measured households - properties (excl void) | Pre-plan year = input. Forecast years = Previous year 45BL + sum(45.1BL:45.6BL) | 000's | 2 | 1.113 | 1.1766 | 1.2401 | 1.3036 | 1.3659 | 1.4313 | 1.4962 | 1.5606 | 1.6244 | 1.6877 | 1.7466 | 1.8049 | 1.8628 | 1.9203 | 1.9772 | 2.0337 | 2.0898 | 2.1455 | 2.2008 | 2.2556 | 2.3112 | 2.3663 | 2.4211 | 2.4755 | 2.5296 | 2.5832 | 2.6366 | 2.6896 | 2.7423
| 45.1BL | New build properties - properties | Input (new builds in each year) | 000's | 2 | 0.036558 | 0.036545 | 0.036532 | 0.036473 | 0.03641 | 0.040018 | 0.040001 | 0.039952 | 0.039905 | 0.039835 | 0.035842 | 0.035808 | 0.03576 | 0.035735 | 0.035701 | 0.035649 | 0.035619 | 0.03559 | 0.035561 | 0.035534 | 0.036588 | 0.036562 | 0.036536 | 0.036512 | 0.036488 | 0.036465 | 0.036442 | 0.036421 | 0.0364
| 45.2BL | Meter optants - properties | Input (meter optants in each year) | 000's | 2 | 0.007 | 0.027856 | 0.027811 | 0.027768 | 0.026612 | 0.026084 | 0.02557 | 0.025067 | 0.024576 | 0.024095 | 0.023623 | 0.023163 | 0.022713 | 0.022273 | 0.021842 | 0.021421 | 0.021009 | 0.020606 | 0.020211 | 0.019824 | 0.019448 | 0.019077 | 0.018715 | 0.01836 | 0.018012 | 0.017672 | 0.017339 | 0.017012 | 0.016692
| 45.3BL | Compulsory metering - properties | Input (compulsory meters in each year) | 000's | 2 | 0 | 0 | 0 | 0 | 0 | 0 | 0 | 0 | 0 | 0 | 0 | 0 | 0 | 0 | 0 | 0 | 0 | 0 | 0 | 0 | 0 | 0 | 0 | 0 | 0 | 0 | 0 | 0 | 0
| 45.4BL | Metering on change of occupancy - properties | Input (change of occupancy meters in each year) | 000's | 2 | 0 | 0 | 0 | 0 | 0 | 0 | 0 | 0 | 0 | 0 | 0 | 0 | 0 | 0 | 0 | 0 | 0 | 0 | 0 | 0 | 0 | 0 | 0 | 0 | 0 | 0 | 0 | 0 | 0
| 45.5BL | Selective metering - properties | Input (selective meters in each year) | 000's | 2 | 0 | 0 | 0 | 0 | 0 | 0 | 0 | 0 | 0 | 0 | 0 | 0 | 0 | 0 | 0 | 0 | 0 | 0 | 0 | 0 | 0 | 0 | 0 | 0 | 0 | 0 | 0 | 0 | 0
| 45.6BL | Other changes to existing metering - properties | Input (other changes to meters in each year) | 000's | 2 | 0 | -0.00078324 | -0.0007625 | -0.00074258 | -0.00072345 | -0.0007003 | -0.00068095 | -0.00066241 | -0.00064463 | -0.00062761 | -0.00062017 | -0.0006057 | -0.00059178 | -0.00057828 | -0.00056527 | -0.00055274 | -0.00054057 | -0.0005288 | -0.00051742 | -0.00050639 | -0.00049178 | -0.00048121 | -0.00047099 | -0.00046109 | -0.00045149 | -0.0004422 | -0.00043318 | -0.00042444 | -0.00041596
| 45.7BL | Measured void households - properties | Input (voids in each year) | 000's | 2 | 0.06829 | 0.06829 | 0.06829 | 0.06829 | 0.06829 | 0.06829 | 0.06829 | 0.06829 | 0.06829 | 0.06829 | 0.06829 | 0.06829 | 0.06829 | 0.06829 | 0.06829 | 0.06829 | 0.06829 | 0.06829 | 0.06829 | 0.06829 | 0.06829 | 0.06829 | 0.06829 | 0.06829 | 0.06829 | 0.06829 | 0.06829 | 0.06829 | 0.06829
| 46BL | Unmeasured households - properties (excl void) | Input (total) | 000's | 2 | 1.5812 | 1.5521 | 1.5232 | 1.4943 | 1.4666 | 1.4395 | 1.4129 | 1.3869 | 1.3613 | 1.3363 | 1.3118 | 1.2877 | 1.2641 | 1.241 | 1.2183 | 1.1961 | 1.1743 | 1.1529 | 1.1319 | 1.1113 | 1.0911 | 1.0713 | 1.0519 | 1.0329 | 1.0142 | 0.99587 | 0.97788 | 0.96024 | 0.94293
| 47BL | Unmeasured void households - properties | Input (voids in each year) | 000's | 2 | 0.11902 | 0.11902 | 0.11902 | 0.11902 | 0.11902 | 0.11902 | 0.11902 | 0.11902 | 0.11902 | 0.11902 | 0.11902 | 0.11902 | 0.11902 | 0.11902 | 0.11902 | 0.11902 | 0.11902 | 0.11902 | 0.11902 | 0.11902 | 0.11902 | 0.11902 | 0.11902 | 0.11902 | 0.11902 | 0.11902 | 0.11902 | 0.11902 | 0.11902
| 48BL | Total Resource Zone Properties (incl voids) | SUM(42BL:45BL)+45.7BL+46BL+47BL | 000's | 2 | 3.3645 | 3.4004 | 3.4363 | 3.4723 | 3.5082 | 3.5478 | 3.5874 | 3.627 | 3.6667 | 3.7063 | 3.7419 | 3.7775 | 3.8131 | 3.8487 | 3.8843 | 3.9199 | 3.9555 | 3.9911 | 4.0267 | 4.0623 | 4.0989 | 4.1356 | 4.1723 | 4.209 | 4.2457 | 4.2823 | 4.319 | 4.3557 | 4.3924
Customer: Population | 49BL | Measured Non Household - Population | Input (total) | 000's | 2 | 0.221 | 0.221 | 0.221 | 0.221 | 0.221 | 0.221 | 0.221 | 0.221 | 0.221 | 0.221 | 0.221 | 0.221 | 0.221 | 0.221 | 0.221 | 0.221 | 0.221 | 0.221 | 0.221 | 0.221 | 0.221 | 0.221 | 0.221 | 0.221 | 0.221 | 0.221 | 0.221 | 0.221 | 0.221
| 50BL | Unmeasured Non Household - Population | Input (total) | 000's | 2 | 0 | 0 | 0 | 0 | 0 | 0 | 0 | 0 | 0 | 0 | 0 | 0 | 0 | 0 | 0 | 0 | 0 | 0 | 0 | 0 | 0 | 0 | 0 | 0 | 0 | 0 | 0 | 0 | 0
| 51BL | Measured Household - Population | Input (total) | 000's | 2 | 2.4365 | 2.5516 | 2.6657 | 2.7791 | 2.8882 | 2.9981 | 3.1053 | 3.2095 | 3.3106 | 3.4086 | 3.5001 | 3.5895 | 3.6755 | 3.7594 | 3.8404 | 3.9197 | 3.9969 | 4.0726 | 4.1453 | 4.2151 | 4.2842 | 4.3514 | 4.416 | 4.4803 | 4.5427 | 4.6037 | 4.6636 | 4.7221 | 4.7811
| 52BL | Unmeasured Household - Population | Input (total) | 000's | 2 | 3.5083 | 3.417 | 3.3288 | 3.2434 | 3.1617 | 3.0779 | 2.997 | 2.9185 | 2.842 | 2.7676 | 2.6986 | 2.6316 | 2.5657 | 2.5016 | 2.4389 | 2.3782 | 2.319 | 2.2618 | 2.2055 | 2.1502 | 2.096 | 2.0433 | 1.9916 | 1.9421 | 1.8938 | 1.8468 | 1.8013 | 1.7571 | 1.7127
| 53BL | Total Resource Zone Population | Sum(49BL:52BL) | 000's | 2 | 6.1658 | 6.1896 | 6.2155 | 6.2435 | 6.271 | 6.297 | 6.3234 | 6.349 | 6.3735 | 6.3972 | 6.4197 | 6.442 | 6.4622 | 6.482 | 6.5003 | 6.5189 | 6.5369 | 6.5554 | 6.5718 | 6.5863 | 6.6012 | 6.6157 | 6.6286 | 6.6434 | 6.6575 | 6.6715 | 6.6859 | 6.7002 | 6.7148
Occupancy | 54BL | Measured Household - Occupancy Rate (average) (excl voids) | 51BL/45BL | h/prop | 1 | 2.1892 | 2.1687 | 2.1495 | 2.1318 | 2.1145 | 2.0946 | 2.0754 | 2.0566 | 2.038 | 2.0196 | 2.004 | 1.9887 | 1.9731 | 1.9577 | 1.9423 | 1.9273 | 1.9125 | 1.8982 | 1.8836 | 1.8687 | 1.8537 | 1.8389 | 1.824 | 1.8099 | 1.7959 | 1.7822 | 1.7688 | 1.7557 | 1.7435
| 55BL | Unmeasured Household - Occupancy Rate | 52BL/46BL | h/prop | 1 | 2.2188 | 2.2015 | 2.1854 | 2.1705 | 2.1558 | 2.1382 | 2.1212 | 2.1044 | 2.0876 | 2.071 | 2.0572 | 2.0436 | 2.0296 | 2.0158 | 2.0019 | 1.9883 | 1.9749 | 1.9619 | 1.9485 | 1.9348 | 1.921 | 1.9072 | 1.8933 | 1.8802 | 1.8672 | 1.8545 | 1.8421 | 1.8298 | 1.8163
Metering | 56BL | Total Household Metering penetration (excl. voids) | 45BL/45BL+46BL | % | 0 | 41.31% | 43.12% | 44.88% | 46.59% | 48.22% | 49.86% | 51.43% | 52.95% | 54.41% | 55.81% | 57.11% | 58.36% | 59.57% | 60.74% | 61.87% | 62.97% | 64.03% | 65.05% | 66.04% | 66.99% | 67.93% | 68.84% | 69.71% | 70.56% | 71.38% | 72.18% | 72.95% | 73.69% | 74.41%
| 57BL | Total Household Metering penetration (incl. voids) | 45BL/(45BL+45.7BL+46BL+47BL) | % | 0 | 38.63% | 40.35% | 42.03% | 43.67% | 45.23% | 46.8% | 48.32% | 49.78% | 51.19% | 52.56% | 53.81% | 55.03% | 56.21% | 57.35% | 58.45% | 59.52% | 60.55% | 61.55% | 62.52% | 63.46% | 64.38% | 65.28% | 66.14% | 66.98% | 67.8% | 68.59% | 69.35% | 70.09% | 70.81%
|  | Company: | Severn Trent Water
|  | Resource Zone Name: | Bishops Castle
|  | Resource Zone Number: | 1
|  | Planning Scenario Name: | Dry Year Annual Average
|  | Chosen Level of Service: | No more than 3 in 100 Temporary Use Bans

## 4. BL SDB
Table 4: Baseline supply demand balance
| Row ref | Component | Derivation | Unit | Decimal places | 2016-17 | For info 2017-18 | For info 2018-19 | For info 2019-20 | 2020-21 | 2021-22 | 2022-23 | 2023-24 | 2024-25 | 2025-26 | 2026-27 | 2027-28 | 2028-29 | 2029-30 | 2030-31 | 2031-32 | 2032-33 | 2033-34 | 2034-35 | 2035-36 | 2036-37 | 2037-38 | 2038-39 | 2039-40 | 2040-41 | 2041-42 | 2042-43 | 2043-44 | 2044-45
SDB | 11BL | Distribution input | 19BL+20BL+21BL+22BL+32BL+33BL+38BL+39BL | Ml/d | 2 | 1.9046 | 1.9069 | 1.9079 | 1.9101 | 1.9098 | 1.9133 | 1.9165 | 1.9198 | 1.9215 | 1.9254 | 1.9279 | 1.9306 | 1.9322 | 1.9364 | 1.9373 | 1.9382 | 1.9377 | 1.9398 | 1.9403 | 1.9414 | 1.9413 | 1.9438 | 1.945 | 1.9462 | 1.9462 | 1.949 | 1.9506 | 1.9522 | 1.9525
| 12BL | Water Available For Use (own sources) | (7BL+8BL)-(9BL+10BL) | Ml/d | 2 | 4.88 | 4.88 | 4.88 | 4.88 | 4.88 | 4.88 | 4.88 | 4.88 | 4.88 | 4.88 | 4.88 | 4.88 | 4.88 | 4.88 | 4.88 | 4.88 | 4.88 | 4.88 | 4.88 | 4.42 | 4.42 | 4.42 | 4.42 | 4.42 | 4.42 | 4.42 | 4.42 | 4.42 | 4.42
| 13BL | Total Water Available For Use | 12BL+(2BL+3BL)-(5BL+6BL) | Ml/d | 2 | 4.88 | 4.88 | 4.88 | 4.88 | 4.88 | 4.88 | 4.88 | 4.88 | 4.88 | 4.88 | 4.88 | 4.88 | 4.88 | 4.88 | 4.88 | 4.88 | 4.88 | 4.88 | 4.88 | 4.42 | 4.42 | 4.42 | 4.42 | 4.42 | 4.42 | 4.42 | 4.42 | 4.42 | 4.42
| 14BL | Target headroom (climate change component) | Input | Ml/d | 2 | 0 | 0 | 0 | 0 | 0 | 0 | 0 | 0 | 0 | 0 | 0 | 0 | 0 | 0 | 0 | 0 | 0 | 0 | 0 | 0 | 0 | 0 | 0 | 0 | 0 | 0 | 0 | 0 | 0
| 15BL | Target headroom (All other components) | Input | Ml/d | 2 | 0.18097 | 0.17829 | 0.17431 | 0.17236 | 0.1674 | 0.16851 | 0.1658 | 0.16335 | 0.15949 | 0.12642 | 0.12434 | 0.1225 | 0.12234 | 0.1243 | 0.12335 | 0.12112 | 0.1201 | 0.11998 | 0.12282 | 0.12273 | 0.12534 | 0.12484 | 0.12682 | 0.12355 | 0.12634 | 0.12817 | 0.12768 | 0.12713 | 0.12751
| 16BL | Target Headroom | 14BL+15BL | Ml/d | 2 | 0.18097 | 0.17829 | 0.17431 | 0.17236 | 0.1674 | 0.16851 | 0.1658 | 0.16335 | 0.15949 | 0.12642 | 0.12434 | 0.1225 | 0.12234 | 0.1243 | 0.12335 | 0.12112 | 0.1201 | 0.11998 | 0.12282 | 0.12273 | 0.12534 | 0.12484 | 0.12682 | 0.12355 | 0.12634 | 0.12817 | 0.12768 | 0.12713 | 0.12751
| 17BL | Available Headroom | 13BL-11BL | Ml/d | 2 | 2.9754 | 2.9731 | 2.9721 | 2.9699 | 2.9702 | 2.9667 | 2.9635 | 2.9602 | 2.9585 | 2.9546 | 2.9521 | 2.9494 | 2.9478 | 2.9436 | 2.9427 | 2.9418 | 2.9423 | 2.9402 | 2.9397 | 2.4786 | 2.4787 | 2.4762 | 2.475 | 2.4738 | 2.4738 | 2.471 | 2.4694 | 2.4678 | 2.4675
| 18BL | Supply Demand Balance | 17BL-16BL | Ml/d | 2 | 2.7944 | 2.7948 | 2.7978 | 2.7975 | 2.8028 | 2.7982 | 2.7977 | 2.7969 | 2.799 | 2.8282 | 2.8277 | 2.8268 | 2.8254 | 2.8193 | 2.8194 | 2.8207 | 2.8222 | 2.8202 | 2.8169 | 2.3559 | 2.3533 | 2.3513 | 2.3482 | 2.3502 | 2.3475 | 2.3429 | 2.3417 | 2.3407 | 2.34
|  | Company: | Severn Trent Water
|  | Resource Zone Name: | Bishops Castle
|  | Resource Zone Number: | 1
|  | Planning Scenario Name: | Dry Year Annual Average
|  | Chosen Level of Service: | No more than 3 in 100 Temporary Use Bans

## 5. Feasible Options
Table 5: Feasible options detailed costs | [18 empty] | ENTER DISCOUNT RATE % |  |  |  | 3.5% | 3.5% | 3.5% | 3.5% | 3.5% | 3.5% | 3.5% | 3.5% | 3.5% | 3.5% | 3.5% | 3.5% | 3.5% | 3.5% | 3.5% | 3.5% | 3.5% | 3.5% | 3.5% | 3.5% | 3.5% | 3.5% | 3.5% | 3.5% | 3.5% | 3.5% | 3.5% | 3.5% | 3.5% | 3% | 3% | 3% | 3% | 3% | 3% | 3% | 3% | 3% | 3% | 3% | 3% | 3% | 3% | 3% | 3% | 3% | 3% | 3% | 3% | 3% | 3% | 3% | 3% | 3% | 3% | 3% | 3% | 3% | 3% | 3% | 3% | 3% | 3% | 3% | 3% | 3% | 3% | 3% | 3% | 3% | 3% | 3% | 3% | 3% | 2.5% | 2.5% | 2.5% | 2.5% | 2.5% | 2.5% | 2.5% | 2.5% | 2.5% | 2.5% | 2.5% | 2.5% | 2.5% | 2.5% | 2.5% | 2.5% | 2.5% | 2.5% | 2.5% | 2.5% | 2.5% | 2.5% | 2.5% | 2.5% | 2.5% | 2.5% | 2.5% | 2.5% | 2.5%
Detail the gains in WAFU / savings in demand, and the costs of feasible options under capacity use scenario | [18 empty] | ENTER DISCOUNT PERIOD (YRS) | 80 |  | 1 | 0.96618 | 0.93351 | 0.90194 | 0.87144 | 0.84197 | 0.8135 | 0.78599 | 0.75941 | 0.73373 | 0.70892 | 0.68495 | 0.66178 | 0.6394 | 0.61778 | 0.59689 | 0.57671 | 0.5572 | 0.53836 | 0.52016 | 0.50257 | 0.48557 | 0.46915 | 0.45329 | 0.43796 | 0.42315 | 0.40884 | 0.39501 | 0.38165 | 0.36875 | 0.35801 | 0.34758 | 0.33746 | 0.32763 | 0.31809 | 0.30882 | 0.29983 | 0.29109 | 0.28261 | 0.27438 | 0.26639 | 0.25863 | 0.2511 | 0.24379 | 0.23669 | 0.22979 | 0.2231 | 0.2166 | 0.21029 | 0.20417 | 0.19822 | 0.19245 | 0.18684 | 0.1814 | 0.17612 | 0.17099 | 0.16601 | 0.16117 | 0.15648 | 0.15192 | 0.14749 | 0.1432 | 0.13903 | 0.13498 | 0.13105 | 0.12723 | 0.12352 | 0.11993 | 0.11643 | 0.11304 | 0.10975 | 0.10655 | 0.10345 | 0.10044 | 0.097511 | 0.095133 | 0.092813 | 0.090549 | 0.08834 | 0.086186 | Note: If option costs are required from beyond year 80 then the NPV calculation formula must be amended manually to cover the extended period
[22 empty] | 1 | 2 | 3 | 4 | 5 | 6 | 7 | 8 | 9 | 10 | 11 | 12 | 13 | 14 | 15 | 16 | 17 | 18 | 19 | 20 | 21 | 22 | 23 | 24 | 25 | 26 | 27 | 28 | 29 | 30 | 31 | 32 | 33 | 34 | 35 | 36 | 37 | 38 | 39 | 40 | 41 | 42 | 43 | 44 | 45 | 46 | 47 | 48 | 49 | 50 | 51 | 52 | 53 | 54 | 55 | 56 | 57 | 58 | 59 | 60 | 61 | 62 | 63 | 64 | 65 | 66 | 67 | 68 | 69 | 70 | 71 | 72 | 73 | 74 | 75 | 76 | 77 | 78 | 79 | 80 | 81 | 82 | 83 | 84 | 85 | 86 | 87 | 88 | 89 | 90 | 91 | 92 | 93 | 94 | 95 | 96 | 97 | 98 | 99 | 100 | 101 | 102 | 103 | 104
Row ref | Option name | Option reference no. | Type of option | Preferred Option (Y/N) | Earliest potential option start date (Year) | Costs based on capacity | WAFU on full implementation (Ml/d) | NPV of WAFU (Ml) | CAPEX NPV (£000) | OPEX NPV (£000) | NPV of opex savings (£000) | NPV of carbon (£000) | Social & Env. NPV (£000) | TOTAL NPV (£000) | AIC (p/m3) | AISC (p/m3) | Scope confidence (score 1 to 5) | Cost confidence (score 1 to 5) | Cost component | Derivation | Unit | Year 1 | Year 2 | Year 3 | Year 4 | Year 5 | Year 6 | Year 7 | Year 8 | Year 9 | Year 10 | Year 11 | Year 12 | Year 13 | Year 14 | Year 15 | Year 16 | Year 17 | Year 18 | Year 19 | Year 20 | Year 21 | Year 22 | Year 23 | Year 24 | Year 25 | Year 26 | Year 27 | Year 28 | Year 29 | Year 30 | Year 31 | Year 32 | Year 33 | Year 34 | Year 35 | Year 36 | Year 37 | Year 38 | Year 39 | Year 40 | Year 41 | Year 42 | Year 43 | Year 44 | Year 45 | Year 46 | Year 47 | Year 48 | Year 49 | Year 50 | Year 51 | Year 52 | Year 53 | Year 54 | Year 55 | Year 56 | Year 57 | Year 58 | Year 59 | Year 60 | Year 61 | Year 62 | Year 63 | Year 64 | Year 65 | Year 66 | Year 67 | Year 68 | Year 69 | Year 70 | Year 71 | Year 72 | Year 73 | Year 74 | Year 75 | Year 76 | Year 77 | Year 78 | Year 79 | Year 80 | Year 81 | Year 82 | Year 83 | Year 84 | Year 85 | Year 86 | Year 87 | Year 88 | Year 89 | Year 90 | Year 91 | Year 92 | Year 93 | Year 94 | Year 95 | Year 96 | Year 97 | Year 98 | Year 99 | Year 100 | Year 101 | Year 102 | Year 103 | Year 104
58a | RESOURCE SIDE | bar: 1 Year 1 to 80 Year 80
58.1a | Options to increase raw water abstractions | [17 empty] | Total Mld for SDB component |  |  | 0 | 0 | 0 | 0 | 0 | 0 | 0 | 0 | 0 | 0 | 0 | 0 | 0 | 0 | 0 | 0 | 0 | 0 | 0 | 0 | 0 | 0 | 0 | 0 | 0 | 0 | 0 | 0 | 0 | 0 | 0 | 0 | 0 | 0 | 0 | 0 | 0 | 0 | 0 | 0 | 0 | 0 | 0 | 0 | 0 | 0 | 0 | 0 | 0 | 0 | 0 | 0 | 0 | 0 | 0 | 0 | 0 | 0 | 0 | 0 | 0 | 0 | 0 | 0 | 0 | 0 | 0 | 0 | 0 | 0 | 0 | 0 | 0 | 0 | 0 | 0 | 0 | 0 | 0 | 0 | 0 | 0 | 0 | 0 | 0 | 0 | 0 | 0 | 0 | 0 | 0 | 0 | 0 | 0 | 0 | 0 | 0 | 0 | 0 | 0 | 0 | 0 | 0 | 0
58.1x | Clungunford / Oakley Farm BH enhancements | GRD16 | GW enhancement | N | 2025-26 | Capacity | 2 | 17415.565 | 2013.2224 | 1431.4163 | 0 | 30.8028 | 4.8706 | 3480.312 | 19.7791 | 19.9839 | 3 | 3 | Gains in WAFU / Savings in demand | Input | Ml/d | 0 | 0 | 0 | 0 | 0 | 2 | 2 | 2 | 2 | 2 | 2 | 2 | 2 | 2 | 2 | 2 | 2 | 2 | 2 | 2 | 2 | 2 | 2 | 2 | 2 | 2 | 2 | 2 | 2 | 2 | 2 | 2 | 2 | 2 | 2 | 2 | 2 | 2 | 2 | 2 | 2 | 2 | 2 | 2 | 2 | 2 | 2 | 2 | 2 | 2 | 2 | 2 | 2 | 2 | 2 | 2 | 2 | 2 | 2 | 2 | 2 | 2 | 2 | 2 | 2 | 2 | 2 | 2 | 2 | 2 | 2 | 2 | 2 | 2 | 2 | 2 | 2 | 2 | 2 | 2 | 0 | 0 | 0 | 0 | 0 | 0 | 0 | 0 | 0 | 0 | 0 | 0 | 0 | 0 | 0 | 0 | 0 | 0 | 0 | 0 | 0 | 0 | 0 | 0
[19 empty] | Fixed capex | Input | £000s | 88.2 | 100.8 | 126 | 504 | 441 | 0 | 0 | 0 | 0 | 0 | 0 | 0 | 0 | 0 | 0 | 0 | 0 | 0 | 0 | 0 | 70 | 80 | 100 | 400 | 350 | 0 | 0 | 0 | 0 | 0 | 0 | 0 | 0 | 0 | 0 | 0 | 0 | 0 | 0 | 0 | 70 | 80 | 100 | 400 | 350 | 0 | 0 | 0 | 0 | 0 | 0 | 0 | 0 | 0 | 0 | 0 | 0 | 0 | 0 | 0 | 88.2 | 100.8 | 126 | 504 | 441 | 0 | 0 | 0 | 0 | 0 | 0 | 0 | 0 | 0 | 0 | 0 | 0 | 0 | 0 | 0 | 0 | 0 | 0 | 0 | 0 | 0 | 0 | 0 | 0 | 0 | 0 | 0 | 0 | 0 | 0 | 0 | 0 | 0 | 0 | 0 | 0 | 0 | 0 | 0
[19 empty] | Variable capex | Input | £000s | 0 | 0 | 0 | 0 | 0 | 0 | 0 | 0 | 0 | 0 | 0 | 0 | 0 | 0 | 0 | 0 | 0 | 0 | 0 | 0 | 0 | 0 | 0 | 0 | 0 | 0 | 0 | 0 | 0 | 0 | 0 | 0 | 0 | 0 | 0 | 0 | 0 | 0 | 0 | 0 | 0 | 0 | 0 | 0 | 0 | 0 | 0 | 0 | 0 | 0 | 0 | 0 | 0 | 0 | 0 | 0 | 0 | 0 | 0 | 0 | 0 | 0 | 0 | 0 | 0 | 0 | 0 | 0 | 0 | 0 | 0 | 0 | 0 | 0 | 0 | 0 | 0 | 0 | 0 | 0 | 0 | 0 | 0 | 0 | 0 | 0 | 0 | 0 | 0 | 0 | 0 | 0 | 0 | 0 | 0 | 0 | 0 | 0 | 0 | 0 | 0 | 0 | 0 | 0
[19 empty] | Financing costs | Input | £000s | 0 | 0 | 0 | 0 | 0 | 0 | 0 | 0 | 0 | 0 | 0 | 0 | 0 | 0 | 0 | 0 | 0 | 0 | 0 | 0 | 0 | 0 | 0 | 0 | 0 | 0 | 0 | 0 | 0 | 0 | 0 | 0 | 0 | 0 | 0 | 0 | 0 | 0 | 0 | 0 | 0 | 0 | 0 | 0 | 0 | 0 | 0 | 0 | 0 | 0 | 0 | 0 | 0 | 0 | 0 | 0 | 0 | 0 | 0 | 0 | 0 | 0 | 0 | 0 | 0 | 0 | 0 | 0 | 0 | 0 | 0 | 0 | 0 | 0 | 0 | 0 | 0 | 0 | 0 | 0 | 0 | 0 | 0 | 0 | 0 | 0 | 0 | 0 | 0 | 0 | 0 | 0 | 0 | 0 | 0 | 0 | 0 | 0 | 0 | 0 | 0 | 0 | 0 | 0
[19 empty] | Fixed opex | Input | £000s | 0 | 0 | 0 | 0 | 0 | 16 | 16 | 16 | 16 | 16 | 16 | 16 | 16 | 16 | 16 | 16 | 16 | 16 | 16 | 16 | 16 | 16 | 16 | 16 | 16 | 16 | 16 | 16 | 16 | 16 | 16 | 16 | 16 | 16 | 16 | 16 | 16 | 16 | 16 | 16 | 16 | 16 | 16 | 16 | 16 | 16 | 16 | 16 | 16 | 16 | 16 | 16 | 16 | 16 | 16 | 16 | 16 | 16 | 16 | 16 | 16 | 16 | 16 | 16 | 16 | 16 | 16 | 16 | 16 | 16 | 16 | 16 | 16 | 16 | 16 | 16 | 16 | 16 | 16 | 16 | 0 | 0 | 0 | 0 | 0 | 0 | 0 | 0 | 0 | 0 | 0 | 0 | 0 | 0 | 0 | 0 | 0 | 0 | 0 | 0 | 0 | 0 | 0 | 0
[19 empty] | Variable opex | Input | £000s | 0 | 0 | 0 | 0 | 0 | 44 | 44 | 44 | 44 | 44 | 44 | 44 | 44 | 44 | 44 | 44 | 44 | 44 | 44 | 44 | 44 | 44 | 44 | 44 | 44 | 44 | 44 | 44 | 44 | 44 | 44 | 44 | 44 | 44 | 44 | 44 | 44 | 44 | 44 | 44 | 44 | 44 | 44 | 44 | 44 | 44 | 44 | 44 | 44 | 44 | 44 | 44 | 44 | 44 | 44 | 44 | 44 | 44 | 44 | 44 | 44 | 44 | 44 | 44 | 44 | 44 | 44 | 44 | 44 | 44 | 44 | 44 | 44 | 44 | 44 | 44 | 44 | 44 | 44 | 44 | 0 | 0 | 0 | 0 | 0 | 0 | 0 | 0 | 0 | 0 | 0 | 0 | 0 | 0 | 0 | 0 | 0 | 0 | 0 | 0 | 0 | 0 | 0 | 0
[19 empty] | Opex savings | Input | £000s | 0 | 0 | 0 | 0 | 0 | 0 | 0 | 0 | 0 | 0 | 0 | 0 | 0 | 0 | 0 | 0 | 0 | 0 | 0 | 0 | 0 | 0 | 0 | 0 | 0 | 0 | 0 | 0 | 0 | 0 | 0 | 0 | 0 | 0 | 0 | 0 | 0 | 0 | 0 | 0 | 0 | 0 | 0 | 0 | 0 | 0 | 0 | 0 | 0 | 0 | 0 | 0 | 0 | 0 | 0 | 0 | 0 | 0 | 0 | 0 | 0 | 0 | 0 | 0 | 0 | 0 | 0 | 0 | 0 | 0 | 0 | 0 | 0 | 0 | 0 | 0 | 0 | 0 | 0 | 0 | 0 | 0 | 0 | 0 | 0 | 0 | 0 | 0 | 0 | 0 | 0 | 0 | 0 | 0 | 0 | 0 | 0 | 0 | 0 | 0 | 0 | 0 | 0 | 0
[19 empty] | Fixed env & social | Input | £000s | 0.0357 | 0.0408 | 0.051 | 0.204 | 0.1785 | 0 | 0 | 0 | 0 | 0 | 0 | 0 | 0 | 0 | 0 | 0 | 0 | 0 | 0 | 0 | 0.028333 | 0.032381 | 0.040476 | 0.1619 | 0.14167 | 0 | 0 | 0 | 0 | 0 | 0 | 0 | 0 | 0 | 0 | 0 | 0 | 0 | 0 | 0 | 0.028333 | 0.032381 | 0.040476 | 0.1619 | 0.14167 | 0 | 0 | 0 | 0 | 0 | 0 | 0 | 0 | 0 | 0 | 0 | 0 | 0 | 0 | 0 | 0.0357 | 0.0408 | 0.051 | 0.204 | 0.1785 | 0 | 0 | 0 | 0 | 0 | 0 | 0 | 0 | 0 | 0 | 0 | 0 | 0 | 0 | 0 | 0 | 0 | 0 | 0 | 0 | 0 | 0 | 0 | 0 | 0 | 0 | 0 | 0 | 0 | 0 | 0 | 0 | 0 | 0 | 0 | 0 | 0 | 0 | 0
[19 empty] | Variable env & social | Input | £000s | 0 | 0 | 0 | 0 | 0 | 0.17 | 0.17 | 0.17 | 0.17 | 0.17 | 0.17 | 0.17 | 0.17 | 0.17 | 0.17 | 0.17 | 0.17 | 0.17 | 0.17 | 0.17 | 0.17 | 0.17 | 0.17 | 0.17 | 0.17 | 0.17 | 0.17 | 0.17 | 0.17 | 0.17 | 0.17 | 0.17 | 0.17 | 0.17 | 0.17 | 0.17 | 0.17 | 0.17 | 0.17 | 0.17 | 0.17 | 0.17 | 0.17 | 0.17 | 0.17 | 0.17 | 0.17 | 0.17 | 0.17 | 0.17 | 0.17 | 0.17 | 0.17 | 0.17 | 0.17 | 0.17 | 0.17 | 0.17 | 0.17 | 0.17 | 0.17 | 0.17 | 0.17 | 0.17 | 0.17 | 0.17 | 0.17 | 0.17 | 0.17 | 0.17 | 0.17 | 0.17 | 0.17 | 0.17 | 0.17 | 0.17 | 0.17 | 0.17 | 0.17 | 0.17 | 0 | 0 | 0 | 0 | 0 | 0 | 0 | 0 | 0 | 0 | 0 | 0 | 0 | 0 | 0 | 0 | 0 | 0 | 0 | 0 | 0 | 0 | 0 | 0
[19 empty] | Fixed carbon costs | Input | £000s | 0.034132 | 0.039008 | 0.04876 | 0.19504 | 0.17066 | 0 | 0 | 0 | 0 | 0 | 0 | 0 | 0 | 0 | 0 | 0 | 0 | 0 | 0 | 0 | 0.027089 | 0.030959 | 0.038698 | 0.15479 | 0.13544 | 0 | 0 | 0 | 0 | 0 | 0 | 0 | 0 | 0 | 0 | 0 | 0 | 0 | 0 | 0 | 0.027089 | 0.030959 | 0.038698 | 0.15479 | 0.13544 | 0 | 0 | 0 | 0 | 0 | 0 | 0 | 0 | 0 | 0 | 0 | 0 | 0 | 0 | 0 | 0.034132 | 0.039008 | 0.04876 | 0.19504 | 0.17066 | 0 | 0 | 0 | 0 | 0 | 0 | 0 | 0 | 0 | 0 | 0 | 0 | 0 | 0 | 0 | 0 | 0 | 0 | 0 | 0 | 0 | 0 | 0 | 0 | 0 | 0 | 0 | 0 | 0 | 0 | 0 | 0 | 0 | 0 | 0 | 0 | 0 | 0 | 0
[19 empty] | Variable carbon costs | Input | £000s | 0 | 0 | 0 | 0 | 0 | 3.3298 | 3.0846 | 2.9318 | 2.8797 | 2.6835 | 2.5332 | 2.3829 | 2.2326 | 2.0823 | 1.932 | 1.7817 | 1.6314 | 1.4811 | 1.3308 | 1.1805 | 1.0302 | 0.87995 | 0.72965 | 0.57936 | 0.42906 | 0.42906 | 0.42906 | 0.42906 | 0.42906 | 0.42906 | 0.42906 | 0.42906 | 0.42906 | 0.42906 | 0.42906 | 0.42906 | 0.42906 | 0.42906 | 0.42906 | 0.42906 | 0.42906 | 0.42906 | 0.42906 | 0.42906 | 0.42906 | 0.42906 | 0.42906 | 0.42906 | 0.42906 | 0.42906 | 0.42906 | 0.42906 | 0.42906 | 0.42906 | 0.42906 | 0.42906 | 0.42906 | 0.42906 | 0.42906 | 0.42906 | 0.42906 | 0.42906 | 0.42906 | 0.42906 | 0.42906 | 0.42906 | 0.42906 | 0.42906 | 0.42906 | 0.42906 | 0.42906 | 0.42906 | 0.42906 | 0.42906 | 0.42906 | 0.42906 | 0.42906 | 0.42906 | 0.42906 | 0.42906 | 0 | 0 | 0 | 0 | 0 | 0 | 0 | 0 | 0 | 0 | 0 | 0 | 0 | 0 | 0 | 0 | 0 | 0 | 0 | 0 | 0 | 0 | 0 | 0
[19 empty] | Customer willingness to pay | Input | £000s | 0 | 0 | 0 | 0 | 0 | 0 | 0 | 0 | 0 | 0 | 0 | 0 | 0 | 0 | 0 | 0 | 0 | 0 | 0 | 0 | 0 | 0 | 0 | 0 | 0 | 0 | 0 | 0 | 0 | 0 | 0 | 0 | 0 | 0 | 0 | 0 | 0 | 0 | 0 | 0 | 0 | 0 | 0 | 0 | 0 | 0 | 0 | 0 | 0 | 0 | 0 | 0 | 0 | 0 | 0 | 0 | 0 | 0 | 0 | 0 | 0 | 0 | 0 | 0 | 0 | 0 | 0 | 0 | 0 | 0 | 0 | 0 | 0 | 0 | 0 | 0 | 0 | 0 | 0 | 0 | 0 | 0 | 0 | 0 | 0 | 0 | 0 | 0 | 0 | 0 | 0 | 0 | 0 | 0 | 0 | 0 | 0 | 0 | 0 | 0 | 0 | 0 | 0 | 0
[19 empty] | Total | Sum of above (excl WAFU) | £000s | 88.2698 | 100.8798 | 126.0998 | 504.399 | 441.3492 | 63.4998 | 63.2546 | 63.1018 | 63.0497 | 62.8535 | 62.7032 | 62.5529 | 62.4026 | 62.2523 | 62.102 | 61.9517 | 61.8014 | 61.6511 | 61.5008 | 61.3505 | 131.2557 | 141.1133 | 160.9788 | 461.0661 | 410.8762 | 60.5991 | 60.5991 | 60.5991 | 60.5991 | 60.5991 | 60.5991 | 60.5991 | 60.5991 | 60.5991 | 60.5991 | 60.5991 | 60.5991 | 60.5991 | 60.5991 | 60.5991 | 130.6545 | 140.6624 | 160.6782 | 460.9158 | 410.8762 | 60.5991 | 60.5991 | 60.5991 | 60.5991 | 60.5991 | 60.5991 | 60.5991 | 60.5991 | 60.5991 | 60.5991 | 60.5991 | 60.5991 | 60.5991 | 60.5991 | 60.5991 | 148.8689 | 161.4789 | 186.6988 | 564.9981 | 501.9482 | 60.5991 | 60.5991 | 60.5991 | 60.5991 | 60.5991 | 60.5991 | 60.5991 | 60.5991 | 60.5991 | 60.5991 | 60.5991 | 60.5991 | 60.5991 | 60.5991 | 60.5991 | 0 | 0 | 0 | 0 | 0 | 0 | 0 | 0 | 0 | 0 | 0 | 0 | 0 | 0 | 0 | 0 | 0 | 0 | 0 | 0 | 0 | 0 | 0 | 0
58.2a | Options to increase raw imports | [20 empty] | 0 | 0 | 0 | 0 | 0 | 0 | 0 | 0 | 0 | 0 | 0 | 0 | 0 | 0 | 0 | 0 | 0 | 0 | 0 | 0 | 0 | 0 | 0 | 0 | 0 | 0 | 0 | 0 | 0 | 0 | 0 | 0 | 0 | 0 | 0 | 0 | 0 | 0 | 0 | 0 | 0 | 0 | 0 | 0 | 0 | 0 | 0 | 0 | 0 | 0 | 0 | 0 | 0 | 0 | 0 | 0 | 0 | 0 | 0 | 0 | 0 | 0 | 0 | 0 | 0 | 0 | 0 | 0 | 0 | 0 | 0 | 0 | 0 | 0 | 0 | 0 | 0 | 0 | 0 | 0 | 0 | 0 | 0 | 0 | 0 | 0 | 0 | 0 | 0 | 0 | 0 | 0 | 0 | 0 | 0 | 0 | 0 | 0 | 0 | 0 | 0 | 0 | 0 | 0
58.3a | Options to increase potable imports | [20 empty] | 0 | 0 | 0 | 0 | 0 | 0 | 0 | 0 | 0 | 0 | 0 | 0 | 0 | 0 | 0 | 0 | 0 | 0 | 0 | 0 | 0 | 0 | 0 | 0 | 0 | 0 | 0 | 0 | 0 | 0 | 0 | 0 | 0 | 0 | 0 | 0 | 0 | 0 | 0 | 0 | 0 | 0 | 0 | 0 | 0 | 0 | 0 | 0 | 0 | 0 | 0 | 0 | 0 | 0 | 0 | 0 | 0 | 0 | 0 | 0 | 0 | 0 | 0 | 0 | 0 | 0 | 0 | 0 | 0 | 0 | 0 | 0 | 0 | 0 | 0 | 0 | 0 | 0 | 0 | 0 | 0 | 0 | 0 | 0 | 0 | 0 | 0 | 0 | 0 | 0 | 0 | 0 | 0 | 0 | 0 | 0 | 0 | 0 | 0 | 0 | 0 | 0 | 0 | 0
58.1x | Strategic Grid to Bishops Castle WRZ transfer solution | GRD17 | Bulk supply | N | 2025-26 | Capacity | 1.3 | 11320.1173 | 4254.8602 | 2504.9785 | 0 | 112.6428 | 11.389 | 6883.8705 | 59.7153 | 60.8109 | 3 | 3 | Gains in WAFU / Savings in demand | Input | Ml/d | 0 | 0 | 0 | 0 | 0 | 1.3 | 1.3 | 1.3 | 1.3 | 1.3 | 1.3 | 1.3 | 1.3 | 1.3 | 1.3 | 1.3 | 1.3 | 1.3 | 1.3 | 1.3 | 1.3 | 1.3 | 1.3 | 1.3 | 1.3 | 1.3 | 1.3 | 1.3 | 1.3 | 1.3 | 1.3 | 1.3 | 1.3 | 1.3 | 1.3 | 1.3 | 1.3 | 1.3 | 1.3 | 1.3 | 1.3 | 1.3 | 1.3 | 1.3 | 1.3 | 1.3 | 1.3 | 1.3 | 1.3 | 1.3 | 1.3 | 1.3 | 1.3 | 1.3 | 1.3 | 1.3 | 1.3 | 1.3 | 1.3 | 1.3 | 1.3 | 1.3 | 1.3 | 1.3 | 1.3 | 1.3 | 1.3 | 1.3 | 1.3 | 1.3 | 1.3 | 1.3 | 1.3 | 1.3 | 1.3 | 1.3 | 1.3 | 1.3 | 1.3 | 1.3 | 0 | 0 | 0 | 0 | 0 | 0 | 0 | 0 | 0 | 0 | 0 | 0 | 0 | 0 | 0 | 0 | 0 | 0 | 0 | 0 | 0 | 0 | 0 | 0
[19 empty] | Fixed capex | Input | £000s | 302.4 | 345.6 | 432 | 1728 | 1512 | 0 | 0 | 0 | 0 | 0 | 0 | 0 | 0 | 0 | 0 | 0 | 0 | 0 | 0 | 0 | 21.7 | 24.8 | 31 | 124 | 108.5 | 0 | 0 | 0 | 0 | 0 | 0 | 0 | 0 | 0 | 0 | 0 | 0 | 0 | 0 | 0 | 21.7 | 24.8 | 31 | 124 | 108.5 | 0 | 0 | 0 | 0 | 0 | 0 | 0 | 0 | 0 | 0 | 0 | 0 | 0 | 0 | 0 | 63 | 72 | 90 | 360 | 315 | 0 | 0 | 0 | 0 | 0 | 0 | 0 | 0 | 0 | 0 | 0 | 0 | 0 | 0 | 0 | 0 | 0 | 0 | 0 | 0 | 0 | 0 | 0 | 0 | 0 | 0 | 0 | 0 | 0 | 0 | 0 | 0 | 0 | 0 | 0 | 0 | 0 | 0 | 0
[19 empty] | Variable capex | Input | £000s | 0 | 0 | 0 | 0 | 0 | 0 | 0 | 0 | 0 | 0 | 0 | 0 | 0 | 0 | 0 | 0 | 0 | 0 | 0 | 0 | 0 | 0 | 0 | 0 | 0 | 0 | 0 | 0 | 0 | 0 | 0 | 0 | 0 | 0 | 0 | 0 | 0 | 0 | 0 | 0 | 0 | 0 | 0 | 0 | 0 | 0 | 0 | 0 | 0 | 0 | 0 | 0 | 0 | 0 | 0 | 0 | 0 | 0 | 0 | 0 | 0 | 0 | 0 | 0 | 0 | 0 | 0 | 0 | 0 | 0 | 0 | 0 | 0 | 0 | 0 | 0 | 0 | 0 | 0 | 0 | 0 | 0 | 0 | 0 | 0 | 0 | 0 | 0 | 0 | 0 | 0 | 0 | 0 | 0 | 0 | 0 | 0 | 0 | 0 | 0 | 0 | 0 | 0 | 0
[19 empty] | Financing costs | Input | £000s | 0 | 0 | 0 | 0 | 0 | 0 | 0 | 0 | 0 | 0 | 0 | 0 | 0 | 0 | 0 | 0 | 0 | 0 | 0 | 0 | 0 | 0 | 0 | 0 | 0 | 0 | 0 | 0 | 0 | 0 | 0 | 0 | 0 | 0 | 0 | 0 | 0 | 0 | 0 | 0 | 0 | 0 | 0 | 0 | 0 | 0 | 0 | 0 | 0 | 0 | 0 | 0 | 0 | 0 | 0 | 0 | 0 | 0 | 0 | 0 | 0 | 0 | 0 | 0 | 0 | 0 | 0 | 0 | 0 | 0 | 0 | 0 | 0 | 0 | 0 | 0 | 0 | 0 | 0 | 0 | 0 | 0 | 0 | 0 | 0 | 0 | 0 | 0 | 0 | 0 | 0 | 0 | 0 | 0 | 0 | 0 | 0 | 0 | 0 | 0 | 0 | 0 | 0 | 0
[19 empty] | Fixed opex | Input | £000s | 0 | 0 | 0 | 0 | 0 | 30 | 30 | 30 | 30 | 30 | 30 | 30 | 30 | 30 | 30 | 30 | 30 | 30 | 30 | 30 | 30 | 30 | 30 | 30 | 30 | 30 | 30 | 30 | 30 | 30 | 30 | 30 | 30 | 30 | 30 | 30 | 30 | 30 | 30 | 30 | 30 | 30 | 30 | 30 | 30 | 30 | 30 | 30 | 30 | 30 | 30 | 30 | 30 | 30 | 30 | 30 | 30 | 30 | 30 | 30 | 30 | 30 | 30 | 30 | 30 | 30 | 30 | 30 | 30 | 30 | 30 | 30 | 30 | 30 | 30 | 30 | 30 | 30 | 30 | 30 | 0 | 0 | 0 | 0 | 0 | 0 | 0 | 0 | 0 | 0 | 0 | 0 | 0 | 0 | 0 | 0 | 0 | 0 | 0 | 0 | 0 | 0 | 0 | 0
[19 empty] | Variable opex | Input | £000s | 0 | 0 | 0 | 0 | 0 | 75 | 75 | 75 | 75 | 75 | 75 | 75 | 75 | 75 | 75 | 75 | 75 | 75 | 75 | 75 | 75 | 75 | 75 | 75 | 75 | 75 | 75 | 75 | 75 | 75 | 75 | 75 | 75 | 75 | 75 | 75 | 75 | 75 | 75 | 75 | 75 | 75 | 75 | 75 | 75 | 75 | 75 | 75 | 75 | 75 | 75 | 75 | 75 | 75 | 75 | 75 | 75 | 75 | 75 | 75 | 75 | 75 | 75 | 75 | 75 | 75 | 75 | 75 | 75 | 75 | 75 | 75 | 75 | 75 | 75 | 75 | 75 | 75 | 75 | 75 | 0 | 0 | 0 | 0 | 0 | 0 | 0 | 0 | 0 | 0 | 0 | 0 | 0 | 0 | 0 | 0 | 0 | 0 | 0 | 0 | 0 | 0 | 0 | 0
[19 empty] | Opex savings | Input | £000s | 0 | 0 | 0 | 0 | 0 | 0 | 0 | 0 | 0 | 0 | 0 | 0 | 0 | 0 | 0 | 0 | 0 | 0 | 0 | 0 | 0 | 0 | 0 | 0 | 0 | 0 | 0 | 0 | 0 | 0 | 0 | 0 | 0 | 0 | 0 | 0 | 0 | 0 | 0 | 0 | 0 | 0 | 0 | 0 | 0 | 0 | 0 | 0 | 0 | 0 | 0 | 0 | 0 | 0 | 0 | 0 | 0 | 0 | 0 | 0 | 0 | 0 | 0 | 0 | 0 | 0 | 0 | 0 | 0 | 0 | 0 | 0 | 0 | 0 | 0 | 0 | 0 | 0 | 0 | 0 | 0 | 0 | 0 | 0 | 0 | 0 | 0 | 0 | 0 | 0 | 0 | 0 | 0 | 0 | 0 | 0 | 0 | 0 | 0 | 0 | 0 | 0 | 0 | 0
[19 empty] | Fixed env & social | Input | £000s | 0.0973 | 0.1112 | 0.139 | 0.556 | 0.4865 | 0 | 0 | 0 | 0 | 0 | 0 | 0 | 0 | 0 | 0 | 0 | 0 | 0 | 0 | 0 | 0.0069822 | 0.0079796 | 0.0099745 | 0.039898 | 0.034911 | 0 | 0 | 0 | 0 | 0 | 0 | 0 | 0 | 0 | 0 | 0 | 0 | 0 | 0 | 0 | 0.0069822 | 0.0079796 | 0.0099745 | 0.039898 | 0.034911 | 0 | 0 | 0 | 0 | 0 | 0 | 0 | 0 | 0 | 0 | 0 | 0 | 0 | 0 | 0 | 0.020271 | 0.023167 | 0.028958 | 0.11583 | 0.10135 | 0 | 0 | 0 | 0 | 0 | 0 | 0 | 0 | 0 | 0 | 0 | 0 | 0 | 0 | 0 | 0 | 0 | 0 | 0 | 0 | 0 | 0 | 0 | 0 | 0 | 0 | 0 | 0 | 0 | 0 | 0 | 0 | 0 | 0 | 0 | 0 | 0 | 0 | 0
[19 empty] | Variable env & social | Input | £000s | 0 | 0 | 0 | 0 | 0 | 0.42 | 0.42 | 0.42 | 0.42 | 0.42 | 0.42 | 0.42 | 0.42 | 0.42 | 0.42 | 0.42 | 0.42 | 0.42 | 0.42 | 0.42 | 0.42 | 0.42 | 0.42 | 0.42 | 0.42 | 0.42 | 0.42 | 0.42 | 0.42 | 0.42 | 0.42 | 0.42 | 0.42 | 0.42 | 0.42 | 0.42 | 0.42 | 0.42 | 0.42 | 0.42 | 0.42 | 0.42 | 0.42 | 0.42 | 0.42 | 0.42 | 0.42 | 0.42 | 0.42 | 0.42 | 0.42 | 0.42 | 0.42 | 0.42 | 0.42 | 0.42 | 0.42 | 0.42 | 0.42 | 0.42 | 0.42 | 0.42 | 0.42 | 0.42 | 0.42 | 0.42 | 0.42 | 0.42 | 0.42 | 0.42 | 0.42 | 0.42 | 0.42 | 0.42 | 0.42 | 0.42 | 0.42 | 0.42 | 0.42 | 0.42 | 0 | 0 | 0 | 0 | 0 | 0 | 0 | 0 | 0 | 0 | 0 | 0 | 0 | 0 | 0 | 0 | 0 | 0 | 0 | 0 | 0 | 0 | 0 | 0
[19 empty] | Fixed carbon costs | Input | £000s | 1.6042 | 1.8334 | 2.2917 | 9.1669 | 8.021 | 0 | 0 | 0 | 0 | 0 | 0 | 0 | 0 | 0 | 0 | 0 | 0 | 0 | 0 | 0 | 0.11512 | 0.13156 | 0.16445 | 0.65781 | 0.57558 | 0 | 0 | 0 | 0 | 0 | 0 | 0 | 0 | 0 | 0 | 0 | 0 | 0 | 0 | 0 | 0.11512 | 0.13156 | 0.16445 | 0.65781 | 0.57558 | 0 | 0 | 0 | 0 | 0 | 0 | 0 | 0 | 0 | 0 | 0 | 0 | 0 | 0 | 0 | 0.33421 | 0.38195 | 0.47744 | 1.9098 | 1.671 | 0 | 0 | 0 | 0 | 0 | 0 | 0 | 0 | 0 | 0 | 0 | 0 | 0 | 0 | 0 | 0 | 0 | 0 | 0 | 0 | 0 | 0 | 0 | 0 | 0 | 0 | 0 | 0 | 0 | 0 | 0 | 0 | 0 | 0 | 0 | 0 | 0 | 0 | 0
[19 empty] | Variable carbon costs | Input | £000s | 0 | 0 | 0 | 0 | 0 | 9.9894 | 9.2538 | 8.7954 | 8.6392 | 8.0504 | 7.5996 | 7.1487 | 6.6978 | 6.2469 | 5.796 | 5.3451 | 4.8943 | 4.4434 | 3.9925 | 3.5416 | 3.0907 | 2.6398 | 2.189 | 1.7381 | 1.2872 | 1.2872 | 1.2872 | 1.2872 | 1.2872 | 1.2872 | 1.2872 | 1.2872 | 1.2872 | 1.2872 | 1.2872 | 1.2872 | 1.2872 | 1.2872 | 1.2872 | 1.2872 | 1.2872 | 1.2872 | 1.2872 | 1.2872 | 1.2872 | 1.2872 | 1.2872 | 1.2872 | 1.2872 | 1.2872 | 1.2872 | 1.2872 | 1.2872 | 1.2872 | 1.2872 | 1.2872 | 1.2872 | 1.2872 | 1.2872 | 1.2872 | 1.2872 | 1.2872 | 1.2872 | 1.2872 | 1.2872 | 1.2872 | 1.2872 | 1.2872 | 1.2872 | 1.2872 | 1.2872 | 1.2872 | 1.2872 | 1.2872 | 1.2872 | 1.2872 | 1.2872 | 1.2872 | 1.2872 | 1.2872 | 0 | 0 | 0 | 0 | 0 | 0 | 0 | 0 | 0 | 0 | 0 | 0 | 0 | 0 | 0 | 0 | 0 | 0 | 0 | 0 | 0 | 0 | 0 | 0
[19 empty] | Customer willingness to pay | Input | £000s | 0 | 0 | 0 | 0 | 0 | 0 | 0 | 0 | 0 | 0 | 0 | 0 | 0 | 0 | 0 | 0 | 0 | 0 | 0 | 0 | 0 | 0 | 0 | 0 | 0 | 0 | 0 | 0 | 0 | 0 | 0 | 0 | 0 | 0 | 0 | 0 | 0 | 0 | 0 | 0 | 0 | 0 | 0 | 0 | 0 | 0 | 0 | 0 | 0 | 0 | 0 | 0 | 0 | 0 | 0 | 0 | 0 | 0 | 0 | 0 | 0 | 0 | 0 | 0 | 0 | 0 | 0 | 0 | 0 | 0 | 0 | 0 | 0 | 0 | 0 | 0 | 0 | 0 | 0 | 0 | 0 | 0 | 0 | 0 | 0 | 0 | 0 | 0 | 0 | 0 | 0 | 0 | 0 | 0 | 0 | 0 | 0 | 0 | 0 | 0 | 0 | 0 | 0 | 0
[19 empty] | Total | Sum of above (excl WAFU) | £000s | 304.1015 | 347.5446 | 434.4307 | 1737.7229 | 1520.5075 | 115.4094 | 114.6738 | 114.2154 | 114.0592 | 113.4704 | 113.0196 | 112.5687 | 112.1178 | 111.6669 | 111.216 | 110.7651 | 110.3143 | 109.8634 | 109.4125 | 108.9616 | 130.3328 | 132.9994 | 138.7834 | 231.8558 | 215.8177 | 106.7072 | 106.7072 | 106.7072 | 106.7072 | 106.7072 | 106.7072 | 106.7072 | 106.7072 | 106.7072 | 106.7072 | 106.7072 | 106.7072 | 106.7072 | 106.7072 | 106.7072 | 128.5293 | 131.6467 | 137.8816 | 231.4049 | 215.8177 | 106.7072 | 106.7072 | 106.7072 | 106.7072 | 106.7072 | 106.7072 | 106.7072 | 106.7072 | 106.7072 | 106.7072 | 106.7072 | 106.7072 | 106.7072 | 106.7072 | 106.7072 | 170.0617 | 179.1123 | 197.2136 | 468.7328 | 423.4796 | 106.7072 | 106.7072 | 106.7072 | 106.7072 | 106.7072 | 106.7072 | 106.7072 | 106.7072 | 106.7072 | 106.7072 | 106.7072 | 106.7072 | 106.7072 | 106.7072 | 106.7072 | 0 | 0 | 0 | 0 | 0 | 0 | 0 | 0 | 0 | 0 | 0 | 0 | 0 | 0 | 0 | 0 | 0 | 0 | 0 | 0 | 0 | 0 | 0 | 0
58.4a | Options to reduce raw water losses and operational use | [20 empty] | 0 | 0 | 0 | 0 | 0 | 0 | 0 | 0 | 0 | 0 | 0 | 0 | 0 | 0 | 0 | 0 | 0 | 0 | 0 | 0 | 0 | 0 | 0 | 0 | 0 | 0 | 0 | 0 | 0 | 0 | 0 | 0 | 0 | 0 | 0 | 0 | 0 | 0 | 0 | 0 | 0 | 0 | 0 | 0 | 0 | 0 | 0 | 0 | 0 | 0 | 0 | 0 | 0 | 0 | 0 | 0 | 0 | 0 | 0 | 0 | 0 | 0 | 0 | 0 | 0 | 0 | 0 | 0 | 0 | 0 | 0 | 0 | 0 | 0 | 0 | 0 | 0 | 0 | 0 | 0 | 0 | 0 | 0 | 0 | 0 | 0 | 0 | 0 | 0 | 0 | 0 | 0 | 0 | 0 | 0 | 0 | 0 | 0 | 0 | 0 | 0 | 0 | 0 | 0
58.5a | Options to reduce raw water exports | [20 empty] | 0 | 0 | 0 | 0 | 0 | 0 | 0 | 0 | 0 | 0 | 0 | 0 | 0 | 0 | 0 | 0 | 0 | 0 | 0 | 0 | 0 | 0 | 0 | 0 | 0 | 0 | 0 | 0 | 0 | 0 | 0 | 0 | 0 | 0 | 0 | 0 | 0 | 0 | 0 | 0 | 0 | 0 | 0 | 0 | 0 | 0 | 0 | 0 | 0 | 0 | 0 | 0 | 0 | 0 | 0 | 0 | 0 | 0 | 0 | 0 | 0 | 0 | 0 | 0 | 0 | 0 | 0 | 0 | 0 | 0 | 0 | 0 | 0 | 0 | 0 | 0 | 0 | 0 | 0 | 0 | 0 | 0 | 0 | 0 | 0 | 0 | 0 | 0 | 0 | 0 | 0 | 0 | 0 | 0 | 0 | 0 | 0 | 0 | 0 | 0 | 0 | 0 | 0 | 0
58.6a | Options to reduce potable water exports | [20 empty] | 0 | 0 | 0 | 0 | 0 | 0 | 0 | 0 | 0 | 0 | 0 | 0 | 0 | 0 | 0 | 0 | 0 | 0 | 0 | 0 | 0 | 0 | 0 | 0 | 0 | 0 | 0 | 0 | 0 | 0 | 0 | 0 | 0 | 0 | 0 | 0 | 0 | 0 | 0 | 0 | 0 | 0 | 0 | 0 | 0 | 0 | 0 | 0 | 0 | 0 | 0 | 0 | 0 | 0 | 0 | 0 | 0 | 0 | 0 | 0 | 0 | 0 | 0 | 0 | 0 | 0 | 0 | 0 | 0 | 0 | 0 | 0 | 0 | 0 | 0 | 0 | 0 | 0 | 0 | 0 | 0 | 0 | 0 | 0 | 0 | 0 | 0 | 0 | 0 | 0 | 0 | 0 | 0 | 0 | 0 | 0 | 0 | 0 | 0 | 0 | 0 | 0 | 0 | 0
58.7a | Other options to increase Deployable Output | [20 empty] | 0 | 0 | 0 | 0 | 0 | 0 | 0 | 0 | 0 | 0 | 0 | 0 | 0 | 0 | 0 | 0 | 0 | 0 | 0 | 0 | 0 | 0 | 0 | 0 | 0 | 0 | 0 | 0 | 0 | 0 | 0 | 0 | 0 | 0 | 0 | 0 | 0 | 0 | 0 | 0 | 0 | 0 | 0 | 0 | 0 | 0 | 0 | 0 | 0 | 0 | 0 | 0 | 0 | 0 | 0 | 0 | 0 | 0 | 0 | 0 | 0 | 0 | 0 | 0 | 0 | 0 | 0 | 0 | 0 | 0 | 0 | 0 | 0 | 0 | 0 | 0 | 0 | 0 | 0 | 0 | 0 | 0 | 0 | 0 | 0 | 0 | 0 | 0 | 0 | 0 | 0 | 0 | 0 | 0 | 0 | 0 | 0 | 0 | 0 | 0 | 0 | 0 | 0 | 0
59a | DISTRIBUTION SIDE | bar: 1 Year 1 to 80 Year 80
59.1a | Options to reduce Distribution Losses | [20 empty] | 0 | 0 | 0 | 0 | 0 | 0 | 0 | 0 | 0 | 0 | 0 | 0 | 0 | 0 | 0 | 0 | 0 | 0 | 0 | 0 | 0 | 0 | 0 | 0 | 0 | 0 | 0 | 0 | 0 | 0 | 0 | 0 | 0 | 0 | 0 | 0 | 0 | 0 | 0 | 0 | 0 | 0 | 0 | 0 | 0 | 0 | 0 | 0 | 0 | 0 | 0 | 0 | 0 | 0 | 0 | 0 | 0 | 0 | 0 | 0 | 0 | 0 | 0 | 0 | 0 | 0 | 0 | 0 | 0 | 0 | 0 | 0 | 0 | 0 | 0 | 0 | 0 | 0 | 0 | 0 | 0 | 0 | 0 | 0 | 0 | 0 | 0 | 0 | 0 | 0 | 0 | 0 | 0 | 0 | 0 | 0 | 0 | 0 | 0 | 0 | 0 | 0 | 0 | 0
58.1x | Active Leakage Control - Supply demand balance scenario | ALC1 | Active leakage management | N | 2020/21 | Capacity | 0.032601 | 222.0177 | 584.2532 | 54.9484 | -157.6614 | 0.22303 | 32.5151 | 514.2783 | 216.8927 | 231.6385 | 3 | 3 | Gains in WAFU / Savings in demand | Input | Ml/d | 0.0041111 | 0.0041779 | 0.0043719 | 0.004684 | 0.0051056 | 0.0056281 | 0.0062482 | 0.0069599 | 0.0077569 | 0.0086331 | 0.0095823 | 0.010628 | 0.011777 | 0.013027 | 0.014377 | 0.015824 | 0.017352 | 0.018953 | 0.020623 | 0.022361 | 0.024162 | 0.026074 | 0.028116 | 0.030292 | 0.032601 | 0.035045 | 0.035045 | 0.035045 | 0.035045 | 0.035045 | 0.035045 | 0.035045 | 0.035045 | 0.035045 | 0.035045 | 0.035045 | 0.035045 | 0.035045 | 0.035045 | 0.035045 | 0.035045 | 0.035045 | 0.035045 | 0.035045 | 0.035045 | 0.035045 | 0.035045 | 0.035045 | 0.035045 | 0.035045 | 0.035045 | 0.035045 | 0.035045 | 0.035045 | 0.035045 | 0.035045 | 0.035045 | 0.035045 | 0.035045 | 0.035045 | 0.035045 | 0.035045 | 0.035045 | 0.035045 | 0.035045 | 0.035045 | 0.035045 | 0.035045 | 0.035045 | 0.035045 | 0.035045 | 0.035045 | 0.035045 | 0.035045 | 0.035045 | 0.035045 | 0.035045 | 0.035045 | 0.035045 | 0.035045
[19 empty] | Fixed capex | Input | £000s | 0.80085 | 0.80136 | 0.80195 | 0.80255 | 0.80315 | 0.80376 | 0.80438 | 0.80501 | 0.80565 | 0.80629 | 0.80702 | 0.80784 | 0.8087 | 0.80959 | 0.81051 | 0.81141 | 0.81229 | 0.81319 | 0.81411 | 0.81503 | 0.81614 | 0.81742 | 0.81877 | 0.82018 | 0.82166 | 0.82166 | 0.82166 | 0.82166 | 0.82166 | 0.82166 | 0.82166 | 0.82166 | 0.82166 | 0.82166 | 0.82166 | 0.82166 | 0.82166 | 0.82166 | 0.82166 | 0.82166 | 0.82166 | 0.82166 | 0.82166 | 0.82166 | 0.82166 | 0.82166 | 0.82166 | 0.82166 | 0.82166 | 0.82166 | 0.82166 | 0.82166 | 0.82166 | 0.82166 | 0.82166 | 0.82166 | 0.82166 | 0.82166 | 0.82166 | 0.82166 | 0.82166 | 0.82166 | 0.82166 | 0.82166 | 0.82166 | 0.82166 | 0.82166 | 0.82166 | 0.82166 | 0.82166 | 0.82166 | 0.82166 | 0.82166 | 0.82166 | 0.82166 | 0.82166 | 0.82166 | 0.82166 | 0.82166 | 0.82166
[19 empty] | Variable capex | Input | £000s | 17.4974 | 17.5287 | 17.5738 | 17.6305 | 17.6978 | 17.7757 | 17.8635 | 17.9605 | 18.066 | 18.1794 | 18.3053 | 18.4439 | 18.5943 | 18.7562 | 18.9296 | 19.1113 | 19.301 | 19.499 | 19.705 | 19.9187 | 20.1487 | 20.3973 | 20.6628 | 20.945 | 21.2444 | 21.2444 | 21.2444 | 21.2444 | 21.2444 | 21.2444 | 21.2444 | 21.2444 | 21.2444 | 21.2444 | 21.2444 | 21.2444 | 21.2444 | 21.2444 | 21.2444 | 21.2444 | 21.2444 | 21.2444 | 21.2444 | 21.2444 | 21.2444 | 21.2444 | 21.2444 | 21.2444 | 21.2444 | 21.2444 | 21.2444 | 21.2444 | 21.2444 | 21.2444 | 21.2444 | 21.2444 | 21.2444 | 21.2444 | 21.2444 | 21.2444 | 21.2444 | 21.2444 | 21.2444 | 21.2444 | 21.2444 | 21.2444 | 21.2444 | 21.2444 | 21.2444 | 21.2444 | 21.2444 | 21.2444 | 21.2444 | 21.2444 | 21.2444 | 21.2444 | 21.2444 | 21.2444 | 21.2444 | 21.2444
[19 empty] | Financing costs | Input | £000s
[19 empty] | Fixed opex | Input | £000s
[19 empty] | Variable opex | Input | £000s | 1.8959 | 1.8971 | 1.8985 | 1.8999 | 1.9014 | 1.9028 | 1.9043 | 1.9058 | 1.9073 | 1.9088 | 1.9105 | 1.9125 | 1.9145 | 1.9166 | 1.9188 | 1.9209 | 1.923 | 1.9251 | 1.9273 | 1.9295 | 1.9321 | 1.9351 | 1.9384 | 1.9417 | 1.9452 | 1.9452 | 1.9452 | 1.9452 | 1.9452 | 1.9452 | 1.9452 | 1.9452 | 1.9452 | 1.9452 | 1.9452 | 1.9452 | 1.9452 | 1.9452 | 1.9452 | 1.9452 | 1.9452 | 1.9452 | 1.9452 | 1.9452 | 1.9452 | 1.9452 | 1.9452 | 1.9452 | 1.9452 | 1.9452 | 1.9452 | 1.9452 | 1.9452 | 1.9452 | 1.9452 | 1.9452 | 1.9452 | 1.9452 | 1.9452 | 1.9452 | 1.9452 | 1.9452 | 1.9452 | 1.9452 | 1.9452 | 1.9452 | 1.9452 | 1.9452 | 1.9452 | 1.9452 | 1.9452 | 1.9452 | 1.9452 | 1.9452 | 1.9452 | 1.9452 | 1.9452 | 1.9452 | 1.9452 | 1.9452
[19 empty] | Opex savings | Input | £000s | 1.0656 | 1.0829 | 1.1332 | 1.2141 | 1.3234 | 1.4588 | 1.6195 | 1.804 | 2.0106 | 2.2377 | 2.4837 | 2.7549 | 3.0526 | 3.3766 | 3.7264 | 4.1016 | 4.4975 | 4.9125 | 5.3455 | 5.7959 | 6.2628 | 6.7582 | 7.2877 | 7.8516 | 8.4501 | 9.0835 | 9.0835 | 9.0835 | 9.0835 | 9.0835 | 9.0835 | 9.0835 | 9.0835 | 9.0835 | 9.0835 | 9.0835 | 9.0835 | 9.0835 | 9.0835 | 9.0835 | 9.0835 | 9.0835 | 9.0835 | 9.0835 | 9.0835 | 9.0835 | 9.0835 | 9.0835 | 9.0835 | 9.0835 | 9.0835 | 9.0835 | 9.0835 | 9.0835 | 9.0835 | 9.0835 | 9.0835 | 9.0835 | 9.0835 | 9.0835 | 9.0835 | 9.0835 | 9.0835 | 9.0835 | 9.0835 | 9.0835 | 9.0835 | 9.0835 | 9.0835 | 9.0835 | 9.0835 | 9.0835 | 9.0835 | 9.0835 | 9.0835 | 9.0835 | 9.0835 | 9.0835 | 9.0835 | 9.0835
[19 empty] | Fixed env & social | Input | £000s
[19 empty] | Variable env & social | Input | £000s | 0.21227 | 0.22216 | 0.23808 | 0.2596 | 0.28629 | 0.31799 | 0.35442 | 0.39526 | 0.44023 | 0.48902 | 0.54287 | 0.60212 | 0.66672 | 0.73661 | 0.81177 | 0.89126 | 0.97479 | 1.0622 | 1.1534 | 1.2482 | 1.3491 | 1.4574 | 1.5731 | 1.6963 | 1.8273 | 1.8273 | 1.8273 | 1.8273 | 1.8273 | 1.8273 | 1.8273 | 1.8273 | 1.8273 | 1.8273 | 1.8273 | 1.8273 | 1.8273 | 1.8273 | 1.8273 | 1.8273 | 1.8273 | 1.8273 | 1.8273 | 1.8273 | 1.8273 | 1.8273 | 1.8273 | 1.8273 | 1.8273 | 1.8273 | 1.8273 | 1.8273 | 1.8273 | 1.8273 | 1.8273 | 1.8273 | 1.8273 | 1.8273 | 1.8273 | 1.8273 | 1.8273 | 1.8273 | 1.8273 | 1.8273 | 1.8273 | 1.8273 | 1.8273 | 1.8273 | 1.8273 | 1.8273 | 1.8273 | 1.8273 | 1.8273 | 1.8273 | 1.8273 | 1.8273 | 1.8273 | 1.8273 | 1.8273 | 1.8273
[19 empty] | Fixed carbon costs | Input | £000s
[19 empty] | Variable carbon costs | Input | £000s | 0.014148 | 0.013679 | 0.013226 | 0.012788 | 0.012365 | 0.011956 | 0.01156 | 0.011178 | 0.010809 | 0.010452 | 0.010107 | 0.0097755 | 0.0094549 | 0.0091452 | 0.008846 | 0.0085563 | 0.008276 | 0.008005 | 0.007743 | 0.0074897 | 0.0072463 | 0.0070121 | 0.0067862 | 0.0065681 | 0.0063574 | 0.0061424 | 0.0059347 | 0.005734 | 0.0055401 | 0.0053528 | 0.0059804 | 0.0058062 | 0.0056371 | 0.0054729 | 0.0053135 | 0.0051587 | 0.0050085 | 0.0048626 | 0.004721 | 0.0045835 | 0.00445 | 0.0043204 | 0.0041945 | 0.0040724 | 0.0039538 | 0.0038386 | 0.0037268 | 0.0036182 | 0.0035129 | 0.0034105 | 0.0033112 | 0.0032148 | 0.0031211 | 0.0030302 | 0.002942 | 0.0028563 | 0.0027731 | 0.0026923 | 0.0026139 | 0.0025378 | 0.0024638 | 0.0023921 | 0.0023224 | 0.0022548 | 0.0021891 | 0.0021253 | 0.0020634 | 0.0020033 | 0.001945 | 0.0018883 | 0.0018333 | 0.0017799 | 0.0017281 | 0.0016778 | 0.0016289 | 0.002278 | 0.0022225 | 0.0021683 | 0.0021154 | 0.0020638
[19 empty] | Customer willingness to pay | Input | £000s
[19 empty] | Total | Sum of above (excl WAFU) | £000s | 21.4862 | 21.5459 | 21.6588 | 21.8195 | 22.0243 | 22.271 | 22.5577 | 22.8818 | 23.2406 | 23.6316 | 24.0596 | 24.531 | 25.0463 | 25.6048 | 26.2059 | 26.845 | 27.5169 | 28.22 | 28.9531 | 29.7149 | 30.5162 | 31.3724 | 32.2875 | 33.2614 | 34.295 | 34.9282 | 34.928 | 34.9277 | 34.9276 | 34.9274 | 34.928 | 34.9278 | 34.9277 | 34.9275 | 34.9273 | 34.9272 | 34.927 | 34.9269 | 34.9267 | 34.9266 | 34.9265 | 34.9263 | 34.9262 | 34.9261 | 34.926 | 34.9259 | 34.9257 | 34.9256 | 34.9255 | 34.9254 | 34.9253 | 34.9252 | 34.9251 | 34.925 | 34.925 | 34.9249 | 34.9248 | 34.9247 | 34.9246 | 34.9246 | 34.9245 | 34.9244 | 34.9243 | 34.9243 | 34.9242 | 34.9241 | 34.9241 | 34.924 | 34.924 | 34.9239 | 34.9238 | 34.9238 | 34.9237 | 34.9237 | 34.9236 | 34.9243 | 34.9242 | 34.9242 | 34.9241 | 34.9241 | 0 | 0 | 0 | 0 | 0 | 0 | 0 | 0 | 0 | 0 | 0 | 0 | 0 | 0 | 0 | 0 | 0 | 0 | 0 | 0 | 0 | 0 | 0 | 0
58.1x | Active Leakage Control - National Infrustructure commision scenario | ALC2 | Active leakage management | Y | 2020/21 | Capacity | 0.26563 | 1784.0338 | 1271.7365 | 62.5349 | -1266.8956 | 0.2466 | 333.6732 | 401.2956 | 3.7766 | 22.4937 | 3 | 3 | Gains in WAFU / Savings in demand | Input | Ml/d | 0.0041111 | 0.0041779 | 0.0043719 | 0.004684 | 0.0051056 | 0.0056281 | 0.023648 | 0.04176 | 0.059957 | 0.078233 | 0.096582 | 0.11242 | 0.12836 | 0.1444 | 0.16054 | 0.17677 | 0.18668 | 0.19666 | 0.20672 | 0.21684 | 0.22702 | 0.23647 | 0.24606 | 0.25578 | 0.26563 | 0.27561 | 0.27561 | 0.27561 | 0.27561 | 0.27561 | 0.27561 | 0.27561 | 0.27561 | 0.27561 | 0.27561 | 0.27561 | 0.27561 | 0.27561 | 0.27561 | 0.27561 | 0.27561 | 0.27561 | 0.27561 | 0.27561 | 0.27561 | 0.27561 | 0.27561 | 0.27561 | 0.27561 | 0.27561 | 0.27561 | 0.27561 | 0.27561 | 0.27561 | 0.27561 | 0.27561 | 0.27561 | 0.27561 | 0.27561 | 0.27561 | 0.27561 | 0.27561 | 0.27561 | 0.27561 | 0.27561 | 0.27561 | 0.27561 | 0.27561 | 0.27561 | 0.27561 | 0.27561 | 0.27561 | 0.27561 | 0.27561 | 0.27561 | 0.27561 | 0.27561 | 0.27561 | 0.27561 | 0.27561
[19 empty] | Fixed capex | Input | £000s | 0.80085 | 0.80136 | 0.80195 | 0.80255 | 0.80315 | 0.86226 | 0.86983 | 0.87777 | 0.88609 | 0.89485 | 0.89482 | 0.90329 | 0.91225 | 0.92173 | 0.93179 | 0.91783 | 0.92452 | 0.9315 | 0.9388 | 0.94645 | 0.95127 | 0.95939 | 0.96802 | 0.97718 | 0.98694 | 0.98694 | 0.98694 | 0.98694 | 0.98694 | 0.98694 | 0.98694 | 0.98694 | 0.98694 | 0.98694 | 0.98694 | 0.98694 | 0.98694 | 0.98694 | 0.98694 | 0.98694 | 0.98694 | 0.98694 | 0.98694 | 0.98694 | 0.98694 | 0.98694 | 0.98694 | 0.98694 | 0.98694 | 0.98694 | 0.98694 | 0.98694 | 0.98694 | 0.98694 | 0.98694 | 0.98694 | 0.98694 | 0.98694 | 0.98694 | 0.98694 | 0.98694 | 0.98694 | 0.98694 | 0.98694 | 0.98694 | 0.98694 | 0.98694 | 0.98694 | 0.98694 | 0.98694 | 0.98694 | 0.98694 | 0.98694 | 0.98694 | 0.98694 | 0.98694 | 0.98694 | 0.98694 | 0.98694 | 0.98694
[19 empty] | Variable capex | Input | £000s | 17.4974 | 17.5287 | 17.5738 | 17.6305 | 17.6978 | 20.8695 | 23.0129 | 25.2386 | 27.5524 | 29.9611 | 31.9454 | 34.1917 | 36.5359 | 38.9866 | 41.554 | 42.7408 | 44.4186 | 46.1564 | 47.9583 | 49.8286 | 51.5657 | 53.4476 | 55.4215 | 57.4954 | 59.6797 | 59.6797 | 59.6797 | 59.6797 | 59.6797 | 59.6797 | 59.6797 | 59.6797 | 59.6797 | 59.6797 | 59.6797 | 59.6797 | 59.6797 | 59.6797 | 59.6797 | 59.6797 | 59.6797 | 59.6797 | 59.6797 | 59.6797 | 59.6797 | 59.6797 | 59.6797 | 59.6797 | 59.6797 | 59.6797 | 59.6797 | 59.6797 | 59.6797 | 59.6797 | 59.6797 | 59.6797 | 59.6797 | 59.6797 | 59.6797 | 59.6797 | 59.6797 | 59.6797 | 59.6797 | 59.6797 | 59.6797 | 59.6797 | 59.6797 | 59.6797 | 59.6797 | 59.6797 | 59.6797 | 59.6797 | 59.6797 | 59.6797 | 59.6797 | 59.6797 | 59.6797 | 59.6797 | 59.6797 | 59.6797
[19 empty] | Financing costs | Input | £000s
[19 empty] | Fixed opex | Input | £000s
[19 empty] | Variable opex | Input | £000s | 1.8959 | 1.8971 | 1.8985 | 1.8999 | 1.9014 | 2.0413 | 2.0592 | 2.078 | 2.0977 | 2.1185 | 2.1184 | 2.1384 | 2.1596 | 2.1821 | 2.2059 | 2.1729 | 2.1887 | 2.2052 | 2.2225 | 2.2406 | 2.252 | 2.2713 | 2.2917 | 2.3134 | 2.3365 | 2.3365 | 2.3365 | 2.3365 | 2.3365 | 2.3365 | 2.3365 | 2.3365 | 2.3365 | 2.3365 | 2.3365 | 2.3365 | 2.3365 | 2.3365 | 2.3365 | 2.3365 | 2.3365 | 2.3365 | 2.3365 | 2.3365 | 2.3365 | 2.3365 | 2.3365 | 2.3365 | 2.3365 | 2.3365 | 2.3365 | 2.3365 | 2.3365 | 2.3365 | 2.3365 | 2.3365 | 2.3365 | 2.3365 | 2.3365 | 2.3365 | 2.3365 | 2.3365 | 2.3365 | 2.3365 | 2.3365 | 2.3365 | 2.3365 | 2.3365 | 2.3365 | 2.3365 | 2.3365 | 2.3365 | 2.3365 | 2.3365 | 2.3365 | 2.3365 | 2.3365 | 2.3365 | 2.3365 | 2.3365
[19 empty] | Opex savings | Input | £000s | 1.0656 | 1.0829 | 1.1332 | 1.2141 | 1.3234 | 1.4588 | 6.1296 | 10.8241 | 15.5407 | 20.2778 | 25.0339 | 29.1386 | 33.2699 | 37.4274 | 41.6107 | 45.8194 | 48.3877 | 50.975 | 53.5804 | 56.2031 | 58.8423 | 61.2928 | 63.7774 | 66.2964 | 68.85 | 71.4384 | 71.4384 | 71.4384 | 71.4384 | 71.4384 | 71.4384 | 71.4384 | 71.4384 | 71.4384 | 71.4384 | 71.4384 | 71.4384 | 71.4384 | 71.4384 | 71.4384 | 71.4384 | 71.4384 | 71.4384 | 71.4384 | 71.4384 | 71.4384 | 71.4384 | 71.4384 | 71.4384 | 71.4384 | 71.4384 | 71.4384 | 71.4384 | 71.4384 | 71.4384 | 71.4384 | 71.4384 | 71.4384 | 71.4384 | 71.4384 | 71.4384 | 71.4384 | 71.4384 | 71.4384 | 71.4384 | 71.4384 | 71.4384 | 71.4384 | 71.4384 | 71.4384 | 71.4384 | 71.4384 | 71.4384 | 71.4384 | 71.4384 | 71.4384 | 71.4384 | 71.4384 | 71.4384 | 71.4384
[19 empty] | Fixed env & social | Input | £000s
[19 empty] | Variable env & social | Input | £000s | 0.21227 | 0.22216 | 0.23808 | 0.2596 | 0.28629 | 1.2211 | 2.1901 | 3.1956 | 4.2401 | 5.3265 | 6.2969 | 7.3069 | 8.3596 | 9.459 | 10.6094 | 11.335 | 12.0856 | 12.8625 | 13.6673 | 14.5021 | 15.3011 | 16.1366 | 17.0117 | 17.9302 | 18.8965 | 18.8965 | 18.8965 | 18.8965 | 18.8965 | 18.8965 | 18.8965 | 18.8965 | 18.8965 | 18.8965 | 18.8965 | 18.8965 | 18.8965 | 18.8965 | 18.8965 | 18.8965 | 18.8965 | 18.8965 | 18.8965 | 18.8965 | 18.8965 | 18.8965 | 18.8965 | 18.8965 | 18.8965 | 18.8965 | 18.8965 | 18.8965 | 18.8965 | 18.8965 | 18.8965 | 18.8965 | 18.8965 | 18.8965 | 18.8965 | 18.8965 | 18.8965 | 18.8965 | 18.8965 | 18.8965 | 18.8965 | 18.8965 | 18.8965 | 18.8965 | 18.8965 | 18.8965 | 18.8965 | 18.8965 | 18.8965 | 18.8965 | 18.8965 | 18.8965 | 18.8965 | 18.8965 | 18.8965 | 18.8965
[19 empty] | Fixed carbon costs | Input | £000s
[19 empty] | Variable carbon costs | Input | £000s | 0.014148 | 0.013679 | 0.013226 | 0.012788 | 0.012365 | 0.012826 | 0.012501 | 0.012189 | 0.011888 | 0.0116 | 0.011207 | 0.01093 | 0.010666 | 0.010412 | 0.01017 | 0.0096786 | 0.0094194 | 0.0091696 | 0.008929 | 0.0086973 | 0.008446 | 0.0082301 | 0.0080232 | 0.0078253 | 0.0076362 | 0.007378 | 0.0071285 | 0.0068874 | 0.0066545 | 0.0064295 | 0.0071834 | 0.0069741 | 0.006771 | 0.0065738 | 0.0063823 | 0.0061964 | 0.006016 | 0.0058407 | 0.0056706 | 0.0055055 | 0.0053451 | 0.0051894 | 0.0050383 | 0.0048915 | 0.0047491 | 0.0046107 | 0.0044764 | 0.0043461 | 0.0042195 | 0.0040966 | 0.0039773 | 0.0038614 | 0.0037489 | 0.0036398 | 0.0035337 | 0.0034308 | 0.0033309 | 0.0032339 | 0.0031397 | 0.0030482 | 0.0029595 | 0.0028733 | 0.0027896 | 0.0027083 | 0.0026294 | 0.0025528 | 0.0024785 | 0.0024063 | 0.0023362 | 0.0022682 | 0.0022021 | 0.002138 | 0.0020757 | 0.0020152 | 0.0019565 | 0.0027362 | 0.0026695 | 0.0026044 | 0.0025409 | 0.0024789
[19 empty] | Customer willingness to pay | Input | £000s
[19 empty] | Total | Sum of above (excl WAFU) | £000s | 21.4862 | 21.5459 | 21.6588 | 21.8195 | 22.0243 | 26.4658 | 34.2742 | 42.2262 | 50.3288 | 58.5902 | 66.3006 | 73.6898 | 81.248 | 88.9872 | 96.922 | 102.9957 | 108.0145 | 113.1397 | 118.3762 | 123.7295 | 128.9208 | 134.1158 | 139.4783 | 145.0204 | 150.7572 | 153.3454 | 153.3452 | 153.345 | 153.3447 | 153.3445 | 153.3452 | 153.345 | 153.3448 | 153.3446 | 153.3444 | 153.3443 | 153.3441 | 153.3439 | 153.3437 | 153.3436 | 153.3434 | 153.3433 | 153.3431 | 153.343 | 153.3428 | 153.3427 | 153.3425 | 153.3424 | 153.3423 | 153.3422 | 153.342 | 153.3419 | 153.3418 | 153.3417 | 153.3416 | 153.3415 | 153.3414 | 153.3413 | 153.3412 | 153.3411 | 153.341 | 153.3409 | 153.3409 | 153.3408 | 153.3407 | 153.3406 | 153.3405 | 153.3405 | 153.3404 | 153.3403 | 153.3403 | 153.3402 | 153.3401 | 153.3401 | 153.34 | 153.3408 | 153.3407 | 153.3407 | 153.3406 | 153.3405 | 0 | 0 | 0 | 0 | 0 | 0 | 0 | 0 | 0 | 0 | 0 | 0 | 0 | 0 | 0 | 0 | 0 | 0 | 0 | 0 | 0 | 0 | 0 | 0
59.2a | Options to reduce Distribution System Operating Use (DSOU) losses | [20 empty] | 0 | 0 | 0 | 0 | 0 | 0 | 0 | 0 | 0 | 0 | 0 | 0 | 0 | 0 | 0 | 0 | 0 | 0 | 0 | 0 | 0 | 0 | 0 | 0 | 0 | 0 | 0 | 0 | 0 | 0 | 0 | 0 | 0 | 0 | 0 | 0 | 0 | 0 | 0 | 0 | 0 | 0 | 0 | 0 | 0 | 0 | 0 | 0 | 0 | 0 | 0 | 0 | 0 | 0 | 0 | 0 | 0 | 0 | 0 | 0 | 0 | 0 | 0 | 0 | 0 | 0 | 0 | 0 | 0 | 0 | 0 | 0 | 0 | 0 | 0 | 0 | 0 | 0 | 0 | 0 | 0 | 0 | 0 | 0 | 0 | 0 | 0 | 0 | 0 | 0 | 0 | 0 | 0 | 0 | 0 | 0 | 0 | 0 | 0 | 0 | 0 | 0 | 0 | 0
60a | PRODUCTION SIDE | bar: 1 Year 1 to 80 Year 80
60.1a | Options to reduce treatment works losses | [20 empty] | 0 | 0 | 0 | 0 | 0 | 0 | 0 | 0 | 0 | 0 | 0 | 0 | 0 | 0 | 0 | 0 | 0 | 0 | 0 | 0 | 0 | 0 | 0 | 0 | 0 | 0 | 0 | 0 | 0 | 0 | 0 | 0 | 0 | 0 | 0 | 0 | 0 | 0 | 0 | 0 | 0 | 0 | 0 | 0 | 0 | 0 | 0 | 0 | 0 | 0 | 0 | 0 | 0 | 0 | 0 | 0 | 0 | 0 | 0 | 0 | 0 | 0 | 0 | 0 | 0 | 0 | 0 | 0 | 0 | 0 | 0 | 0 | 0 | 0 | 0 | 0 | 0 | 0 | 0 | 0 | 0 | 0 | 0 | 0 | 0 | 0 | 0 | 0 | 0 | 0 | 0 | 0 | 0 | 0 | 0 | 0 | 0 | 0 | 0 | 0 | 0 | 0 | 0 | 0
60.2a | Options to reduce outage | [20 empty] | 0 | 0 | 0 | 0 | 0 | 0 | 0 | 0 | 0 | 0 | 0 | 0 | 0 | 0 | 0 | 0 | 0 | 0 | 0 | 0 | 0 | 0 | 0 | 0 | 0 | 0 | 0 | 0 | 0 | 0 | 0 | 0 | 0 | 0 | 0 | 0 | 0 | 0 | 0 | 0 | 0 | 0 | 0 | 0 | 0 | 0 | 0 | 0 | 0 | 0 | 0 | 0 | 0 | 0 | 0 | 0 | 0 | 0 | 0 | 0 | 0 | 0 | 0 | 0 | 0 | 0 | 0 | 0 | 0 | 0 | 0 | 0 | 0 | 0 | 0 | 0 | 0 | 0 | 0 | 0 | 0 | 0 | 0 | 0 | 0 | 0 | 0 | 0 | 0 | 0 | 0 | 0 | 0 | 0 | 0 | 0 | 0 | 0 | 0 | 0 | 0 | 0 | 0 | 0
61a | CUSTOMER SIDE | bar: 1 Year 1 to 80 Year 80
61.1a | Options to change volume delivered to measured non households | [20 empty] | 0 | 0 | 0 | 0 | 0 | 0 | 0 | 0 | 0 | 0 | 0 | 0 | 0 | 0 | 0 | 0 | 0 | 0 | 0 | 0 | 0 | 0 | 0 | 0 | 0 | 0 | 0 | 0 | 0 | 0 | 0 | 0 | 0 | 0 | 0 | 0 | 0 | 0 | 0 | 0 | 0 | 0 | 0 | 0 | 0 | 0 | 0 | 0 | 0 | 0 | 0 | 0 | 0 | 0 | 0 | 0 | 0 | 0 | 0 | 0 | 0 | 0 | 0 | 0 | 0 | 0 | 0 | 0 | 0 | 0 | 0 | 0 | 0 | 0 | 0 | 0 | 0 | 0 | 0 | 0 | 0 | 0 | 0 | 0 | 0 | 0 | 0 | 0 | 0 | 0 | 0 | 0 | 0 | 0 | 0 | 0 | 0 | 0 | 0 | 0 | 0 | 0 | 0 | 0
61.2a | Options to change volume delivered to unmeasured non households | [20 empty] | 0 | 0 | 0 | 0 | 0 | 0 | 0 | 0 | 0 | 0 | 0 | 0 | 0 | 0 | 0 | 0 | 0 | 0 | 0 | 0 | 0 | 0 | 0 | 0 | 0 | 0 | 0 | 0 | 0 | 0 | 0 | 0 | 0 | 0 | 0 | 0 | 0 | 0 | 0 | 0 | 0 | 0 | 0 | 0 | 0 | 0 | 0 | 0 | 0 | 0 | 0 | 0 | 0 | 0 | 0 | 0 | 0 | 0 | 0 | 0 | 0 | 0 | 0 | 0 | 0 | 0 | 0 | 0 | 0 | 0 | 0 | 0 | 0 | 0 | 0 | 0 | 0 | 0 | 0 | 0 | 0 | 0 | 0 | 0 | 0 | 0 | 0 | 0 | 0 | 0 | 0 | 0 | 0 | 0 | 0 | 0 | 0 | 0 | 0 | 0 | 0 | 0 | 0 | 0
61.3a | Options to change volume delivered to measured households | [20 empty] | 0 | 0 | 0 | 0 | 0 | 0 | 0 | 0 | 0 | 0 | 0 | 0 | 0 | 0 | 0 | 0 | 0 | 0 | 0 | 0 | 0 | 0 | 0 | 0 | 0 | 0 | 0 | 0 | 0 | 0 | 0 | 0 | 0 | 0 | 0 | 0 | 0 | 0 | 0 | 0 | 0 | 0 | 0 | 0 | 0 | 0 | 0 | 0 | 0 | 0 | 0 | 0 | 0 | 0 | 0 | 0 | 0 | 0 | 0 | 0 | 0 | 0 | 0 | 0 | 0 | 0 | 0 | 0 | 0 | 0 | 0 | 0 | 0 | 0 | 0 | 0 | 0 | 0 | 0 | 0 | 0 | 0 | 0 | 0 | 0 | 0 | 0 | 0 | 0 | 0 | 0 | 0 | 0 | 0 | 0 | 0 | 0 | 0 | 0 | 0 | 0 | 0 | 0 | 0
58.1x | Home water efficiency audits | WE001 | Retrofitting indoor water efficiency devices | Y | 2020-21 | Capacity | 9.5178 | 21686.0142 | 9412.4049 | 0 | -2844.1287 | 3741.2665 | 0 | 10309.5426 | 30.2881 | 47.5401 | 3 | 3 | Gains in WAFU / Savings in demand | Input | Ml/d | 0.50606 | 1.0401 | 1.639 | 2.0421 | 2.6219 | 3.3073 | 4.1775 | 4.9969 | 5.7684 | 6.4948 | 7.1789 | 7.8188 | 8.2431 | 8.8334 | 9.3245 | 9.5178 | 0 | 0 | 0 | 0 | 0 | 0 | 0 | 0 | 0 | 0 | 0 | 0 | 0 | 0 | 0 | 0 | 0 | 0 | 0 | 0 | 0 | 0 | 0 | 0 | 0 | 0 | 0 | 0 | 0 | 0 | 0 | 0 | 0 | 0 | 0 | 0 | 0 | 0 | 0 | 0 | 0 | 0 | 0 | 0 | 0 | 0 | 0 | 0 | 0 | 0 | 0 | 0 | 0 | 0 | 0 | 0 | 0 | 0 | 0 | 0 | 0 | 0 | 0 | 0 | 0 | 0 | 0 | 0 | 0 | 0 | 0 | 0 | 0 | 0 | 0 | 0 | 0 | 0 | 0 | 0 | 0 | 0 | 0 | 0 | 0 | 0 | 0 | 0
| This is a company wide decision, and the AIC reflects the company wide costs and demand benefits for measured and unmeasured water efficiency programmes | [17 empty] | Fixed capex | Input | £000s | 879.7305 | 906.12 | 775.5 | 852.4787 | 775.5 | 775.5 | 775.5 | 775.5 | 775.5 | 775.5 | 775.5 | 765.7906 | 503.6798 | 772.1474 | 630.403 | 245.432 | 0 | 0 | 0 | 0 | 0 | 0 | 0 | 0 | 0 | 0 | 0 | 0 | 0 | 0 | 0 | 0 | 0 | 0 | 0 | 0 | 0 | 0 | 0 | 0 | 0 | 0 | 0 | 0 | 0 | 0 | 0 | 0 | 0 | 0 | 0 | 0 | 0 | 0 | 0 | 0 | 0 | 0 | 0 | 0 | 0 | 0 | 0 | 0 | 0 | 0 | 0 | 0 | 0 | 0 | 0 | 0 | 0 | 0 | 0 | 0 | 0 | 0 | 0 | 0 | 0 | 0 | 0 | 0 | 0 | 0 | 0 | 0 | 0 | 0 | 0 | 0 | 0 | 0 | 0 | 0 | 0 | 0 | 0 | 0 | 0 | 0 | 0 | 0
[19 empty] | Variable capex | Input | £000s | 81 Year 81: 0; 82 Year 82: 0; 83 Year 83: 0; 84 Year 84: 0; 85 Year 85: 0; 86 Year 86: 0; 87 Year 87: 0; 88 Year 88: 0; 89 Year 89: 0; 90 Year 90: 0; 91 Year 91: 0; 92 Year 92: 0; 93 Year 93: 0; 94 Year 94: 0; 95 Year 95: 0; 96 Year 96: 0; 97 Year 97: 0; 98 Year 98: 0; 99 Year 99: 0; 100 Year 100: 0; 101 Year 101: 0; 102 Year 102: 0; 103 Year 103: 0; 104 Year 104: 0
[19 empty] | Financing costs | Input | £000s
[12 empty] | 0 | [6 empty] | Fixed opex | Input | £000s | 81 Year 81: 0; 82 Year 82: 0; 83 Year 83: 0; 84 Year 84: 0; 85 Year 85: 0; 86 Year 86: 0; 87 Year 87: 0; 88 Year 88: 0; 89 Year 89: 0; 90 Year 90: 0; 91 Year 91: 0; 92 Year 92: 0; 93 Year 93: 0; 94 Year 94: 0; 95 Year 95: 0; 96 Year 96: 0; 97 Year 97: 0; 98 Year 98: 0; 99 Year 99: 0; 100 Year 100: 0; 101 Year 101: 0; 102 Year 102: 0; 103 Year 103: 0; 104 Year 104: 0
[19 empty] | Variable opex | Input | £000s | 81 Year 81: 0; 82 Year 82: 0; 83 Year 83: 0; 84 Year 84: 0; 85 Year 85: 0; 86 Year 86: 0; 87 Year 87: 0; 88 Year 88: 0; 89 Year 89: 0; 90 Year 90: 0; 91 Year 91: 0; 92 Year 92: 0; 93 Year 93: 0; 94 Year 94: 0; 95 Year 95: 0; 96 Year 96: 0; 97 Year 97: 0; 98 Year 98: 0; 99 Year 99: 0; 100 Year 100: 0; 101 Year 101: 0; 102 Year 102: 0; 103 Year 103: 0; 104 Year 104: 0
[19 empty] | Opex savings | Input | £000s | 24.2249 | 49.7889 | 78.4583 | 97.7572 | 125.5097 | 158.3215 | 199.9744 | 239.1996 | 276.133 | 310.9031 | 343.6511 | 374.2849 | 394.5956 | 422.8543 | 446.3606 | 455.6147 | 0 | 0 | 0 | 0 | 0 | 0 | 0 | 0 | 0 | 0 | 0 | 0 | 0 | 0 | 0 | 0 | 0 | 0 | 0 | 0 | 0 | 0 | 0 | 0 | 0 | 0 | 0 | 0 | 0 | 0 | 0 | 0 | 0 | 0 | 0 | 0 | 0 | 0 | 0 | 0 | 0 | 0 | 0 | 0 | 0 | 0 | 0 | 0 | 0 | 0 | 0 | 0 | 0 | 0 | 0 | 0 | 0 | 0 | 0 | 0 | 0 | 0 | 0 | 0 | 0 | 0 | 0 | 0 | 0 | 0 | 0 | 0 | 0 | 0 | 0 | 0 | 0 | 0 | 0 | 0 | 0 | 0 | 0 | 0 | 0 | 0 | 0 | 0
[19 empty] | Fixed env & social | Input | £000s | 81 Year 81: 0; 82 Year 82: 0; 83 Year 83: 0; 84 Year 84: 0; 85 Year 85: 0; 86 Year 86: 0; 87 Year 87: 0; 88 Year 88: 0; 89 Year 89: 0; 90 Year 90: 0; 91 Year 91: 0; 92 Year 92: 0; 93 Year 93: 0; 94 Year 94: 0; 95 Year 95: 0; 96 Year 96: 0; 97 Year 97: 0; 98 Year 98: 0; 99 Year 99: 0; 100 Year 100: 0; 101 Year 101: 0; 102 Year 102: 0; 103 Year 103: 0; 104 Year 104: 0
[19 empty] | Variable env & social | Input | £000s | 81 Year 81: 0; 82 Year 82: 0; 83 Year 83: 0; 84 Year 84: 0; 85 Year 85: 0; 86 Year 86: 0; 87 Year 87: 0; 88 Year 88: 0; 89 Year 89: 0; 90 Year 90: 0; 91 Year 91: 0; 92 Year 92: 0; 93 Year 93: 0; 94 Year 94: 0; 95 Year 95: 0; 96 Year 96: 0; 97 Year 97: 0; 98 Year 98: 0; 99 Year 99: 0; 100 Year 100: 0; 101 Year 101: 0; 102 Year 102: 0; 103 Year 103: 0; 104 Year 104: 0
[19 empty] | Fixed carbon costs | Input | £000s | 1.454 | 1.454 | 1.454 | 1.454 | 1.454 | 1.3078 | 1.3078 | 1.3078 | 1.3078 | 1.3078 | 0.4195 | 0.4195 | 0.4195 | 0.4195 | 0.4195 | 0 | 0 | 0 | 0 | 0 | 0 | 0 | 0 | 0 | 0 | 0 | 0 | 0 | 0 | 0 | 0 | 0 | 0 | 0 | 0 | 0 | 0 | 0 | 0 | 0 | 0 | 0 | 0 | 0 | 0 | 0 | 0 | 0 | 0 | 0 | 0 | 0 | 0 | 0 | 0 | 0 | 0 | 0 | 0 | 0 | 0 | 0 | 0 | 0 | 0 | 0 | 0 | 0 | 0 | 0 | 0 | 0 | 0 | 0 | 0 | 0 | 0 | 0 | 0 | 0 | 0 | 0 | 0 | 0 | 0 | 0 | 0 | 0 | 0 | 0 | 0 | 0 | 0 | 0 | 0 | 0 | 0 | 0 | 0 | 0 | 0 | 0 | 0 | 0
[19 empty] | Variable carbon costs | Input | £000s | 406.6361 | 406.6361 | 406.6361 | 406.6361 | 406.6361 | 365.737 | 365.737 | 365.737 | 365.737 | 365.737 | 117.3202 | 117.3202 | 117.3202 | 117.3202 | 117.3202 | 0 | 0 | 0 | 0 | 0 | 0 | 0 | 0 | 0 | 0 | 0 | 0 | 0 | 0 | 0 | 0 | 0 | 0 | 0 | 0 | 0 | 0 | 0 | 0 | 0 | 0 | 0 | 0 | 0 | 0 | 0 | 0 | 0 | 0 | 0 | 0 | 0 | 0 | 0 | 0 | 0 | 0 | 0 | 0 | 0 | 0 | 0 | 0 | 0 | 0 | 0 | 0 | 0 | 0 | 0 | 0 | 0 | 0 | 0 | 0 | 0 | 0 | 0 | 0 | 0 | 0 | 0 | 0 | 0 | 0 | 0 | 0 | 0 | 0 | 0 | 0 | 0 | 0 | 0 | 0 | 0 | 0 | 0 | 0 | 0 | 0 | 0 | 0 | 0
[19 empty] | Customer willingness to pay | Input | £000s | 81 Year 81: 0; 82 Year 82: 0; 83 Year 83: 0; 84 Year 84: 0; 85 Year 85: 0; 86 Year 86: 0; 87 Year 87: 0; 88 Year 88: 0; 89 Year 89: 0; 90 Year 90: 0; 91 Year 91: 0; 92 Year 92: 0; 93 Year 93: 0; 94 Year 94: 0; 95 Year 95: 0; 96 Year 96: 0; 97 Year 97: 0; 98 Year 98: 0; 99 Year 99: 0; 100 Year 100: 0; 101 Year 101: 0; 102 Year 102: 0; 103 Year 103: 0; 104 Year 104: 0
[19 empty] | Total | Sum of above (excl WAFU) | £000s | 1312.0456 | 1363.999 | 1262.0484 | 1358.326 | 1309.0999 | 1300.8662 | 1342.5191 | 1381.7443 | 1418.6778 | 1453.4478 | 1236.8908 | 1257.8152 | 1016.0152 | 1312.7414 | 1194.5033 | 701.0467 | 0 | 0 | 0 | 0 | 0 | 0 | 0 | 0 | 0 | 0 | 0 | 0 | 0 | 0 | 0 | 0 | 0 | 0 | 0 | 0 | 0 | 0 | 0 | 0 | 0 | 0 | 0 | 0 | 0 | 0 | 0 | 0 | 0 | 0 | 0 | 0 | 0 | 0 | 0 | 0 | 0 | 0 | 0 | 0 | 0 | 0 | 0 | 0 | 0 | 0 | 0 | 0 | 0 | 0 | 0 | 0 | 0 | 0 | 0 | 0 | 0 | 0 | 0 | 0 | 0 | 0 | 0 | 0 | 0 | 0 | 0 | 0 | 0 | 0 | 0 | 0 | 0 | 0 | 0 | 0 | 0 | 0 | 0 | 0 | 0 | 0 | 0 | 0
61.4a | Options to change volume delivered to unmeasured households | [20 empty] | 0 | 0 | 0 | 0 | 0 | 0 | 0 | 0 | 0 | 0 | 0 | 0 | 0 | 0 | 0 | 0 | 0 | 0 | 0 | 0 | 0 | 0 | 0 | 0 | 0 | 0 | 0 | 0 | 0 | 0 | 0 | 0 | 0 | 0 | 0 | 0 | 0 | 0 | 0 | 0 | 0 | 0 | 0 | 0 | 0 | 0 | 0 | 0 | 0 | 0 | 0 | 0 | 0 | 0 | 0 | 0 | 0 | 0 | 0 | 0 | 0 | 0 | 0 | 0 | 0 | 0 | 0 | 0 | 0 | 0 | 0 | 0 | 0 | 0 | 0 | 0 | 0 | 0 | 0 | 0 | 0 | 0 | 0 | 0 | 0 | 0 | 0 | 0 | 0 | 0 | 0 | 0 | 0 | 0 | 0 | 0 | 0 | 0 | 0 | 0 | 0 | 0 | 0 | 0
58.1x | Enhanced Metering | EM001 | Metering other selective | Y | 2020-21 | Capacity | 41.54 | 260373.7353 | 439070.7084 | 328248.2635 | -30851.6277 | 11101.6008 | 185038.0241 | 932606.9691 | 282.8501 | 358.1801 | 3 | 3 | Gains in WAFU / Savings in demand | Input | Ml/d | 1.51 | 3.54 | 5.74 | 8.29 | 11.37 | 15.38 | 19.56 | 23.95 | 28.2 | 32.15 | 36.75 | 39.71 | 41.54 | 41.39 | 40.01 | 38.4 | 36.85 | 35.36 | 33.88 | 32.42 | 30.98 | 29.61 | 28.26 | 26.93 | 25.75 | 25.75 | 25.75 | 25.75 | 25.75 | 25.75 | 25.75 | 25.75 | 25.75 | 25.75 | 25.75 | 25.75 | 25.75 | 25.75 | 25.75 | 25.75 | 25.75 | 25.75 | 25.75 | 25.75 | 25.75 | 25.75 | 25.75 | 25.75 | 25.75 | 25.75 | 25.75 | 25.75 | 25.75 | 25.75 | 25.75 | 25.75 | 25.75 | 25.75 | 25.75 | 25.75 | 25.75 | 25.75 | 25.75 | 25.75 | 25.75 | 25.75 | 25.75 | 25.75 | 25.75 | 25.75 | 25.75 | 25.75 | 25.75 | 25.75 | 25.75 | 25.75 | 25.75 | 25.75 | 25.75 | 25.75 | 0 | 0 | 0 | 0 | 0 | 0 | 0 | 0 | 0 | 0 | 0 | 0 | 0 | 0 | 0 | 0 | 0 | 0 | 0 | 0 | 0 | 0 | 0 | 0
| This is a company wide decision, and the AIC reflects the company wide costs and demand benefits | [17 empty] | Fixed capex | Input | £000s | 9026.9182 | 12461.6058 | 14080.5498 | 16727.1383 | 21293.654 | 25773.6826 | 26309.1372 | 28939.3516 | 29699.7874 | 30103.8717 | 36925.224 | 27676.4247 | 19952.7624 | 15944.2652 | 5189.7767 | 6281.6677 | 6412.1709 | 7053.2176 | 7238.5541 | 7337.0392 | 13391.5289 | 12808.4884 | 11713.7277 | 12024.4329 | 11625.0999 | 14070.9357 | 14363.2628 | 15799.2073 | 16214.3611 | 16434.9677 | 21157.9932 | 16488.7846 | 12451.2733 | 10555.7507 | 5189.7767 | 6281.6677 | 6412.1709 | 7053.2176 | 7238.5541 | 7337.0392 | 13391.5289 | 12808.4884 | 11713.7277 | 12024.4329 | 11625.0999 | 14070.9357 | 14363.2628 | 15799.2073 | 16214.3611 | 16434.9677 | 21157.9932 | 16488.7846 | 12451.2733 | 10555.7507 | 5189.7767 | 6281.6677 | 6412.1709 | 7053.2176 | 7238.5541 | 7337.0392 | 13391.5289 | 12808.4884 | 11713.7277 | 12024.4329 | 11625.0999 | 14070.9357 | 14363.2628 | 15799.2073 | 16214.3611 | 16434.9677 | 21157.9932 | 16488.7846 | 12451.2733 | 10555.7507 | 5189.7767 | 6281.6677 | 6412.1709 | 7053.2176 | 7238.5541 | 7337.0392 | 0 | 0 | 0 | 0 | 0 | 0 | 0 | 0 | 0 | 0 | 0 | 0 | 0 | 0 | 0 | 0 | 0 | 0 | 0 | 0 | 0 | 0 | 0 | 0
[19 empty] | Variable capex | Input | £000s | 0 | 0 | 0 | 0 | 0 | 0 | 0 | 0 | 0 | 0 | 0 | 0 | 0 | 0 | 0 | 0 | 0 | 0 | 0 | 0 | 0 | 0 | 0 | 0 | 0 | 0 | 0 | 0 | 0 | 0 | 0 | 0 | 0 | 0 | 0 | 0 | 0 | 0 | 0 | 0 | 0 | 0 | 0 | 0 | 0 | 0 | 0 | 0 | 0 | 0 | 0 | 0 | 0 | 0 | 0 | 0 | 0 | 0 | 0 | 0 | 0 | 0 | 0 | 0 | 0 | 0 | 0 | 0 | 0 | 0 | 0 | 0 | 0 | 0 | 0 | 0 | 0 | 0 | 0 | 0 | 0 | 0 | 0 | 0 | 0 | 0 | 0 | 0 | 0 | 0 | 0 | 0 | 0 | 0 | 0 | 0 | 0 | 0 | 0 | 0 | 0 | 0 | 0 | 0
[19 empty] | Financing costs | Input | £000s | 0 | 0 | 0 | 0 | 0 | 0 | 0 | 0 | 0 | 0 | 0 | 0 | 0 | 0 | 0 | 0 | 0 | 0 | 0 | 0 | 0 | 0 | 0 | 0 | 0 | 0 | 0 | 0 | 0 | 0 | 0 | 0 | 0 | 0 | 0 | 0 | 0 | 0 | 0 | 0 | 0 | 0 | 0 | 0 | 0 | 0 | 0 | 0 | 0 | 0 | 0 | 0 | 0 | 0 | 0 | 0 | 0 | 0 | 0 | 0 | 0 | 0 | 0 | 0 | 0 | 0 | 0 | 0 | 0 | 0 | 0 | 0 | 0 | 0 | 0 | 0 | 0 | 0 | 0 | 0
[19 empty] | Fixed opex | Input | £000s | 440.0155 | 1047.4543 | 1733.8081 | 2549.1695 | 3587.1248 | 4843.4584 | 6125.8926 | 7536.5361 | 8984.2469 | 10451.6547 | 12144.3258 | 13345.3607 | 14150.6735 | 14729.1506 | 14729.1506 | 14729.1506 | 14729.1506 | 14729.1506 | 14729.1506 | 14729.1506 | 14729.1506 | 14729.1506 | 14729.1506 | 14729.1506 | 14729.1506 | 14729.1506 | 14729.1506 | 14729.1506 | 14729.1506 | 14729.1506 | 14729.1506 | 14729.1506 | 14729.1506 | 14729.1506 | 14729.1506 | 14729.1506 | 14729.1506 | 14729.1506 | 14729.1506 | 14729.1506 | 14729.1506 | 14729.1506 | 14729.1506 | 14729.1506 | 14729.1506 | 14729.1506 | 14729.1506 | 14729.1506 | 14729.1506 | 14729.1506 | 14729.1506 | 14729.1506 | 14729.1506 | 14729.1506 | 14729.1506 | 14729.1506 | 14729.1506 | 14729.1506 | 14729.1506 | 14729.1506 | 14729.1506 | 14729.1506 | 14729.1506 | 14729.1506 | 14729.1506 | 14729.1506 | 14729.1506 | 14729.1506 | 14729.1506 | 14729.1506 | 14729.1506 | 14729.1506 | 14729.1506 | 14729.1506 | 14729.1506 | 14729.1506 | 14729.1506 | 14729.1506 | 14729.1506 | 14729.1506 | 0 | 0 | 0 | 0 | 0 | 0 | 0 | 0 | 0 | 0 | 0 | 0 | 0 | 0 | 0 | 0 | 0 | 0 | 0 | 0 | 0 | 0 | 0 | 0
[19 empty] | Variable opex | Input | £000s | 0 | 0 | 0 | 0 | 0 | 0 | 0 | 0 | 0 | 0 | 0 | 0 | 0 | 0 | 0 | 0 | 0 | 0 | 0 | 0 | 0 | 0 | 0 | 0 | 0 | 0 | 0 | 0 | 0 | 0 | 0 | 0 | 0 | 0 | 0 | 0 | 0 | 0 | 0 | 0 | 0 | 0 | 0 | 0 | 0 | 0 | 0 | 0 | 0 | 0 | 0 | 0 | 0 | 0 | 0 | 0 | 0 | 0 | 0 | 0 | 0 | 0 | 0 | 0 | 0 | 0 | 0 | 0 | 0 | 0 | 0 | 0 | 0 | 0 | 0 | 0 | 0 | 0 | 0 | 0 | 0 | 0 | 0 | 0 | 0 | 0 | 0 | 0 | 0 | 0 | 0 | 0 | 0 | 0 | 0 | 0 | 0 | 0 | 0 | 0 | 0 | 0 | 0 | 0
[19 empty] | Opex savings | Input | £000s | 41.2634 | 96.7366 | 156.7524 | 226.1633 | 329.6961 | 506.5882 | 756.9333 | 1036.2784 | 1289.7335 | 1486.8235 | 1666.9931 | 1774.5092 | 1835.9327 | 1818.4685 | 1757.8706 | 1687.0088 | 1619.3199 | 1553.9397 | 1489.4924 | 1424.4339 | 1361.9009 | 1302.561 | 1242.4513 | 1184.9365 | 1133.9368 | 1133.9368 | 1133.9368 | 1133.9368 | 1133.9368 | 1133.9368 | 1133.9368 | 1133.9368 | 1133.9368 | 1133.9368 | 1133.9368 | 1133.9368 | 1133.9368 | 1133.9368 | 1133.9368 | 1133.9368 | 1133.9368 | 1133.9368 | 1133.9368 | 1133.9368 | 1133.9368 | 1133.9368 | 1133.9368 | 1133.9368 | 1133.9368 | 1133.9368 | 1133.9368 | 1133.9368 | 1133.9368 | 1133.9368 | 1133.9368 | 1133.9368 | 1133.9368 | 1133.9368 | 1133.9368 | 1133.9368 | 1133.9368 | 1133.9368 | 1133.9368 | 1133.9368 | 1133.9368 | 1133.9368 | 1133.9368 | 1133.9368 | 1133.9368 | 1133.9368 | 1133.9368 | 1133.9368 | 1133.9368 | 1133.9368 | 1133.9368 | 1133.9368 | 1133.9368 | 1133.9368 | 1133.9368 | 1133.9368 | 0 | 0 | 0 | 0 | 0 | 0 | 0 | 0 | 0 | 0 | 0 | 0 | 0 | 0 | 0 | 0 | 0 | 0 | 0 | 0 | 0 | 0 | 0 | 0
[19 empty] | Fixed env & social | Input | £000s | 4360.9937 | 6020.3254 | 6802.4533 | 8081.0465 | 10287.1755 | 12451.5217 | 12710.2051 | 13980.8878 | 14348.2619 | 14543.479 | 16776.0627 | 11903.4569 | 7981.4556 | 5733.2869 | 0 | 0 | 0 | 0 | 0 | 0 | 2813.4592 | 3883.9633 | 4388.5467 | 5213.4205 | 6636.6865 | 8032.9967 | 8199.8841 | 9019.6546 | 9256.663 | 9382.6057 | 10822.9386 | 7679.4172 | 5149.1703 | 3698.7828 | 0 | 0 | 0 | 0 | 0 | 0 | 2813.4592 | 3883.9633 | 4388.5467 | 5213.4205 | 6636.6865 | 8032.9967 | 8199.8841 | 9019.6546 | 9256.663 | 9382.6057 | 10822.9386 | 7679.4172 | 5149.1703 | 3698.7828 | 0 | 0 | 0 | 0 | 0 | 0 | 2813.4592 | 3883.9633 | 4388.5467 | 5213.4205 | 6636.6865 | 8032.9967 | 8199.8841 | 9019.6546 | 9256.663 | 9382.6057 | 10822.9386 | 7679.4172 | 5149.1703 | 3698.7828 | 0 | 0 | 0 | 0 | 0 | 0 | 0 | 0 | 0 | 0 | 0 | 0 | 0 | 0 | 0 | 0 | 0 | 0 | 0 | 0 | 0 | 0 | 0 | 0 | 0 | 0 | 0 | 0 | 0 | 0
[19 empty] | Variable env & social | Input | £000s | 0 | 1 | 2 | 3 | 4 | 5 | 6 | 7 | 8 | 9 | 10 | 11 | 12 | 13 | 14 | 15 | 16 | 17 | 18 | 19 | 20 | 21 | 22 | 23 | 24 | 25 | 26 | 27 | 28 | 29 | 30 | 31 | 32 | 33 | 34 | 35 | 36 | 37 | 38 | 39 | 40 | 41 | 42 | 43 | 44 | 45 | 46 | 47 | 48 | 49 | 50 | 51 | 52 | 53 | 54 | 55 | 56 | 57 | 58 | 59 | 60 | 61 | 62 | 63 | 64 | 65 | 66 | 67 | 68 | 69 | 70 | 71 | 72 | 73 | 74 | 75 | 76 | 77 | 78 | 79 | 0 | 0 | 0 | 0 | 0 | 0 | 0 | 0 | 0 | 0 | 0 | 0 | 0 | 0 | 0 | 0 | 0 | 0 | 0 | 0 | 0 | 0 | 0 | 0
[19 empty] | Fixed carbon costs | Input | £000s | 264.7566 | 365.4949 | 412.978 | 490.6016 | 624.5361 | 755.9339 | 771.6386 | 848.7819 | 871.0853 | 882.9369 | 1018.4775 | 722.6608 | 484.5555 | 348.0688 | 0 | 0 | 0 | 0 | 0 | 0 | 167.1357 | 230.7298 | 260.7049 | 309.7072 | 394.2574 | 477.2062 | 487.1203 | 535.8194 | 549.8991 | 557.3808 | 642.9448 | 456.2016 | 305.8904 | 219.729 | 0 | 0 | 0 | 0 | 0 | 0 | 167.1357 | 230.7298 | 260.7049 | 309.7072 | 394.2574 | 477.2062 | 487.1203 | 535.8194 | 549.8991 | 557.3808 | 642.9448 | 456.2016 | 305.8904 | 219.729 | 0 | 0 | 0 | 0 | 0 | 0 | 167.1357 | 230.7298 | 260.7049 | 309.7072 | 394.2574 | 477.2062 | 487.1203 | 535.8194 | 549.8991 | 557.3808 | 642.9448 | 456.2016 | 305.8904 | 219.729 | 0 | 0 | 0 | 0 | 0 | 0 | 0 | 0 | 0 | 0 | 0 | 0 | 0 | 0 | 0 | 0 | 0 | 0 | 0 | 0 | 0 | 0 | 0 | 0 | 0 | 0 | 0 | 0 | 0 | 0
[19 empty] | Variable carbon costs | Input | £000s | 0 | 0 | 0 | 0 | 0 | 0 | 0 | 0 | 0 | 0 | 0 | 0 | 0 | 0 | 0 | 0 | 0 | 0 | 0 | 0 | 0 | 0 | 0 | 0 | 0 | 0 | 0 | 0 | 0 | 0 | 0 | 0 | 0 | 0 | 0 | 0 | 0 | 0 | 0 | 0 | 0 | 0 | 0 | 0 | 0 | 0 | 0 | 0 | 0 | 0 | 0 | 0 | 0 | 0 | 0 | 0 | 0 | 0 | 0 | 0 | 0 | 0 | 0 | 0 | 0 | 0 | 0 | 0 | 0 | 0 | 0 | 0 | 0 | 0 | 0 | 0 | 0 | 0 | 0 | 0 | 0 | 0 | 0 | 0 | 0 | 0 | 0 | 0 | 0 | 0 | 0 | 0 | 0 | 0 | 0 | 0 | 0 | 0 | 0 | 0 | 0 | 0 | 0 | 0
[19 empty] | Customer willingness to pay | Input | £000s | 0 | 0 | 0 | 0 | 0 | 0 | 0 | 0 | 0 | 0 | 0 | 0 | 0 | 0 | 0 | 0 | 0 | 0 | 0 | 0 | 0 | 0 | 0 | 0 | 0 | 0 | 0 | 0 | 0 | 0 | 0 | 0 | 0 | 0 | 0 | 0 | 0 | 0 | 0 | 0 | 0 | 0 | 0 | 0 | 0 | 0 | 0 | 0 | 0 | 0 | 0 | 0 | 0 | 0 | 0 | 0 | 0 | 0 | 0 | 0 | 0 | 0 | 0 | 0 | 0 | 0 | 0 | 0 | 0 | 0 | 0 | 0 | 0 | 0 | 0 | 0 | 0 | 0 | 0 | 0 | 0 | 0 | 0 | 0 | 0 | 0 | 0 | 0 | 0 | 0 | 0 | 0 | 0 | 0 | 0 | 0 | 0 | 0 | 0 | 0 | 0 | 0 | 0 | 0
[19 empty] | Total | Sum of above (excl WAFU) | £000s | 14133.9474 | 19992.617 | 23188.5417 | 28077.1192 | 36126.1865 | 44336.1848 | 46679.8067 | 52348.8359 | 55201.115 | 57477.7659 | 68541.083 | 55433.4123 | 44417.3798 | 38586.24 | 21690.798 | 22712.8271 | 22776.6415 | 23353.3079 | 23475.1972 | 23509.6237 | 32483.1753 | 32975.8931 | 32356.5813 | 33484.6478 | 34543.1312 | 38469.226 | 38939.3547 | 41244.7688 | 41912.0106 | 42267.0416 | 48516.9641 | 40518.4908 | 33801.4214 | 30370.3499 | 21086.8642 | 22179.7551 | 22311.2583 | 22953.305 | 23139.6415 | 23239.1266 | 32275.2112 | 32827.269 | 32268.0668 | 33453.6481 | 34563.1312 | 38489.226 | 38959.3547 | 41264.7688 | 41932.0106 | 42287.0416 | 48536.9641 | 40538.4908 | 33821.4214 | 30390.3499 | 21106.8642 | 22199.7551 | 22331.2583 | 22973.305 | 23159.6415 | 23259.1266 | 32295.2112 | 32847.269 | 32288.0668 | 33473.6481 | 34583.1312 | 38509.226 | 38979.3547 | 41284.7688 | 41952.0106 | 42307.0416 | 48556.9641 | 40558.4908 | 33841.4214 | 30410.3499 | 21126.8642 | 22219.7551 | 22351.2583 | 22993.305 | 23179.6415 | 23279.1266 | 0 | 0 | 0 | 0 | 0 | 0 | 0 | 0 | 0 | 0 | 0 | 0 | 0 | 0 | 0 | 0 | 0 | 0 | 0 | 0 | 0 | 0 | 0 | 0
61.5a | Options to reduce water taken unbilled | [20 empty] | 0 | 0 | 0 | 0 | 0 | 0 | 0 | 0 | 0 | 0 | 0 | 0 | 0 | 0 | 0 | 0 | 0 | 0 | 0 | 0 | 0 | 0 | 0 | 0 | 0 | 0 | 0 | 0 | 0 | 0 | 0 | 0 | 0 | 0 | 0 | 0 | 0 | 0 | 0 | 0 | 0 | 0 | 0 | 0 | 0 | 0 | 0 | 0 | 0 | 0 | 0 | 0 | 0 | 0 | 0 | 0 | 0 | 0 | 0 | 0 | 0 | 0 | 0 | 0 | 0 | 0 | 0 | 0 | 0 | 0 | 0 | 0 | 0 | 0 | 0 | 0 | 0 | 0 | 0 | 0 | 0 | 0 | 0 | 0 | 0 | 0 | 0 | 0 | 0 | 0 | 0 | 0 | 0 | 0 | 0 | 0 | 0 | 0 | 0 | 0 | 0 | 0 | 0 | 0
61.6a | Options impacting on measured Non Household - USPL | [20 empty] | 0 | 0 | 0 | 0 | 0 | 0 | 0 | 0 | 0 | 0 | 0 | 0 | 0 | 0 | 0 | 0 | 0 | 0 | 0 | 0 | 0 | 0 | 0 | 0 | 0 | 0 | 0 | 0 | 0 | 0 | 0 | 0 | 0 | 0 | 0 | 0 | 0 | 0 | 0 | 0 | 0 | 0 | 0 | 0 | 0 | 0 | 0 | 0 | 0 | 0 | 0 | 0 | 0 | 0 | 0 | 0 | 0 | 0 | 0 | 0 | 0 | 0 | 0 | 0 | 0 | 0 | 0 | 0 | 0 | 0 | 0 | 0 | 0 | 0 | 0 | 0 | 0 | 0 | 0 | 0 | 0 | 0 | 0 | 0 | 0 | 0 | 0 | 0 | 0 | 0 | 0 | 0 | 0 | 0 | 0 | 0 | 0 | 0 | 0 | 0 | 0 | 0 | 0 | 0
61.7a | Options impacting on unmeasured Non Household - USPL | [20 empty] | 0 | 0 | 0 | 0 | 0 | 0 | 0 | 0 | 0 | 0 | 0 | 0 | 0 | 0 | 0 | 0 | 0 | 0 | 0 | 0 | 0 | 0 | 0 | 0 | 0 | 0 | 0 | 0 | 0 | 0 | 0 | 0 | 0 | 0 | 0 | 0 | 0 | 0 | 0 | 0 | 0 | 0 | 0 | 0 | 0 | 0 | 0 | 0 | 0 | 0 | 0 | 0 | 0 | 0 | 0 | 0 | 0 | 0 | 0 | 0 | 0 | 0 | 0 | 0 | 0 | 0 | 0 | 0 | 0 | 0 | 0 | 0 | 0 | 0 | 0 | 0 | 0 | 0 | 0 | 0 | 0 | 0 | 0 | 0 | 0 | 0 | 0 | 0 | 0 | 0 | 0 | 0 | 0 | 0 | 0 | 0 | 0 | 0 | 0 | 0 | 0 | 0 | 0 | 0
61.8a | Options impacting on measured Household - USPL | [20 empty] | 0 | 0 | 0 | 0 | 0 | 0 | 0 | 0 | 0 | 0 | 0 | 0 | 0 | 0 | 0 | 0 | 0 | 0 | 0 | 0 | 0 | 0 | 0 | 0 | 0 | 0 | 0 | 0 | 0 | 0 | 0 | 0 | 0 | 0 | 0 | 0 | 0 | 0 | 0 | 0 | 0 | 0 | 0 | 0 | 0 | 0 | 0 | 0 | 0 | 0 | 0 | 0 | 0 | 0 | 0 | 0 | 0 | 0 | 0 | 0 | 0 | 0 | 0 | 0 | 0 | 0 | 0 | 0 | 0 | 0 | 0 | 0 | 0 | 0 | 0 | 0 | 0 | 0 | 0 | 0 | 0 | 0 | 0 | 0 | 0 | 0 | 0 | 0 | 0 | 0 | 0 | 0 | 0 | 0 | 0 | 0 | 0 | 0 | 0 | 0 | 0 | 0 | 0 | 0
61.9a | Options impacting on unmeasured Household - USPL | [20 empty] | 0 | 0 | 0 | 0 | 0 | 0 | 0 | 0 | 0 | 0 | 0 | 0 | 0 | 0 | 0 | 0 | 0 | 0 | 0 | 0 | 0 | 0 | 0 | 0 | 0 | 0 | 0 | 0 | 0 | 0 | 0 | 0 | 0 | 0 | 0 | 0 | 0 | 0 | 0 | 0 | 0 | 0 | 0 | 0 | 0 | 0 | 0 | 0 | 0 | 0 | 0 | 0 | 0 | 0 | 0 | 0 | 0 | 0 | 0 | 0 | 0 | 0 | 0 | 0 | 0 | 0 | 0 | 0 | 0 | 0 | 0 | 0 | 0 | 0 | 0 | 0 | 0 | 0 | 0 | 0 | 0 | 0 | 0 | 0 | 0 | 0 | 0 | 0 | 0 | 0 | 0 | 0 | 0 | 0 | 0 | 0 | 0 | 0 | 0 | 0 | 0 | 0 | 0 | 0
58.1x | Metering | EM001 | Metering other selective | Y | 2020/21 | Capacity | 3.1036 | 24424.3228 | 32540.7368 | 27932.6092 | -3181.6271 | 441.8786 | 19235.4332 | 76969.0307 | 234.5683 | 315.1327 | 3 | 3 | Gains in WAFU / Savings in demand | Input | Ml/d | 0.11209 | 0.26496 | 0.43539 | 0.63586 | 0.87186 | 0.74608 | 1.0158 | 1.3619 | 1.676 | 1.9984 | 2.619 | 2.8846 | 3.0446 | 3.1036 | 3.0862 | 3.0745 | 3.0631 | 3.0521 | 3.0414 | 3.0311 | 3.0212 | 3.0115 | 3.0022 | 2.9932 | 2.9844 | 2.9844 | 2.9844 | 2.9844 | 2.9844 | 2.9844 | 2.9844 | 2.9844 | 2.9844 | 2.9844 | 2.9844 | 2.9844 | 2.9844 | 2.9844 | 2.9844 | 2.9844 | 2.9844 | 2.9844 | 2.9844 | 2.9844 | 2.9844 | 2.9844 | 2.9844 | 2.9844 | 2.9844 | 2.9844 | 2.9844 | 2.9844 | 2.9844 | 2.9844 | 2.9844 | 2.9844 | 2.9844 | 2.9844 | 2.9844 | 2.9844 | 2.9844 | 2.9844 | 2.9844 | 2.9844 | 2.9844 | 2.9844 | 2.9844 | 2.9844 | 2.9844 | 2.9844 | 2.9844 | 2.9844 | 2.9844 | 2.9844 | 2.9844 | 2.9844 | 2.9844 | 2.9844 | 2.9844 | 2.9844 | 0 | 0 | 0 | 0 | 0 | 0 | 0 | 0 | 0 | 0 | 0 | 0 | 0 | 0 | 0 | 0 | 0 | 0 | 0 | 0 | 0 | 0 | 0 | 0
| This is a company wide decision, and the AIC reflects the company wide costs and demand benefits | [17 empty] | Fixed capex | Input | £000s | 456.0506 | 629.5752 | 636.6518 | 646.0003 | 1008.2386 | 2426.7119 | 1954.7485 | 2216.6715 | 2370.8476 | 2622.496 | 3396.6618 | 1972.9778 | 1322.9127 | 950.2826 | 0 | 118.9238 | 164.1735 | 166.0189 | 168.4567 | 262.9172 | 879.4674 | 850.2455 | 922.3743 | 967.6347 | 1229.1747 | 2198.2397 | 1571.7241 | 1543.8695 | 1530.0859 | 1418.3869 | 1956.0212 | 1231.266 | 881.5212 | 682.4206 | 262.9172 | 632.8107 | 509.7374 | 578.0387 | 618.2431 | 683.8651 | 1132.4001 | 854.9991 | 689.3099 | 597.1957 | 545.3096 | 1431.4201 | 1221.4066 | 1364.9141 | 1450.7386 | 1681.304 | 2469.9081 | 1576.8299 | 1293.5411 | 1132.207 | 683.8651 | 885.7434 | 514.491 | 344.9743 | 247.804 | 0 | 365.5805 | 504.6816 | 510.3544 | 517.8484 | 808.2268 | 1945.307 | 1566.9705 | 1776.9339 | 1900.525 | 2102.2519 | 2722.8408 | 1581.5835 | 1060.4767 | 761.7679 | 0 | 118.9238 | 164.1735 | 166.0189 | 168.4567 | 262.9172 | 0 | 0 | 0 | 0 | 0 | 0 | 0 | 0 | 0 | 0 | 0 | 0 | 0 | 0 | 0 | 0 | 0 | 0 | 0 | 0 | 0 | 0 | 0 | 0
[19 empty] | Variable capex | Input | £000s | 0 | 0 | 0 | 0 | 0 | 0 | 0 | 0 | 0 | 0 | 0 | 0 | 0 | 0 | 0 | 0 | 0 | 0 | 0 | 0 | 0 | 0 | 0 | 0 | 0 | 0 | 0 | 0 | 0 | 0 | 0 | 0 | 0 | 0 | 0 | 0 | 0 | 0 | 0 | 0 | 0 | 0 | 0 | 0 | 0 | 0 | 0 | 0 | 0 | 0 | 0 | 0 | 0 | 0 | 0 | 0 | 0 | 0 | 0 | 0 | 0 | 0 | 0 | 0 | 0 | 0 | 0 | 0 | 0 | 0 | 0 | 0 | 0 | 0 | 0 | 0 | 0 | 0 | 0 | 0 | 0 | 0 | 0 | 0 | 0 | 0 | 0 | 0 | 0 | 0 | 0 | 0 | 0 | 0 | 0 | 0 | 0 | 0 | 0 | 0 | 0 | 0 | 0 | 0
[19 empty] | Financing costs | Input | £000s | 0 | 0 | 0 | 0 | 0 | 0 | 0 | 0 | 0 | 0 | 0 | 0 | 0 | 0 | 0 | 0 | 0 | 0 | 0 | 0 | 0 | 0 | 0 | 0 | 0 | 0 | 0 | 0 | 0 | 0 | 0 | 0 | 0 | 0 | 0 | 0 | 0 | 0 | 0 | 0 | 0 | 0 | 0 | 0 | 0 | 0 | 0 | 0 | 0 | 0 | 0 | 0 | 0 | 0 | 0 | 0 | 0 | 0 | 0 | 0 | 0 | 0 | 0 | 0 | 0 | 0 | 0 | 0 | 0 | 0 | 0 | 0 | 0 | 0 | 0 | 0 | 0 | 0 | 0 | 0
[19 empty] | Fixed opex | Input | £000s | 10.6424 | 45.8585 | 90.6175 | 138.5505 | 190.2813 | 224.1065 | 359.8673 | 481.4673 | 611.9054 | 750.1349 | 928.1011 | 1107.5069 | 1212.2583 | 1277.9096 | 1319.3941 | 1318.2778 | 1317.1973 | 1316.1514 | 1315.139 | 1314.1622 | 1313.2167 | 1312.3015 | 1311.4156 | 1310.5581 | 1309.7313 | 1309.7313 | 1309.7313 | 1309.7313 | 1309.7313 | 1309.7313 | 1309.7313 | 1309.7313 | 1309.7313 | 1309.7313 | 1309.7313 | 1309.7313 | 1309.7313 | 1309.7313 | 1309.7313 | 1309.7313 | 1309.7313 | 1309.7313 | 1309.7313 | 1309.7313 | 1309.7313 | 1309.7313 | 1309.7313 | 1309.7313 | 1309.7313 | 1309.7313 | 1309.7313 | 1309.7313 | 1309.7313 | 1309.7313 | 1309.7313 | 1309.7313 | 1309.7313 | 1309.7313 | 1309.7313 | 1309.7313 | 1309.7313 | 1309.7313 | 1309.7313 | 1309.7313 | 1309.7313 | 1309.7313 | 1309.7313 | 1309.7313 | 1309.7313 | 1309.7313 | 1309.7313 | 1309.7313 | 1309.7313 | 1309.7313 | 1309.7313 | 1309.7313 | 1309.7313 | 1309.7313 | 1309.7313 | 1309.7313 | 0 | 0 | 0 | 0 | 0 | 0 | 0 | 0 | 0 | 0 | 0 | 0 | 0 | 0 | 0 | 0 | 0 | 0 | 0 | 0 | 0 | 0 | 0 | 0
[19 empty] | Variable opex | Input | £000s | 0 | 0 | 0 | 0 | 0 | 0 | 0 | 0 | 0 | 0 | 0 | 0 | 0 | 0 | 0 | 0 | 0 | 0 | 0 | 0 | 0 | 0 | 0 | 0 | 0 | 0 | 0 | 0 | 0 | 0 | 0 | 0 | 0 | 0 | 0 | 0 | 0 | 0 | 0 | 0 | 0 | 0 | 0 | 0 | 0 | 0 | 0 | 0 | 0 | 0 | 0 | 0 | 0 | 0 | 0 | 0 | 0 | 0 | 0 | 0 | 0 | 0 | 0 | 0 | 0 | 0 | 0 | 0 | 0 | 0 | 0 | 0 | 0 | 0 | 0 | 0 | 0 | 0 | 0 | 0 | 0 | 0 | 0 | 0 | 0 | 0 | 0 | 0 | 0 | 0 | 0 | 0 | 0 | 0 | 0 | 0 | 0 | 0 | 0 | 0 | 0 | 0 | 0 | 0
[19 empty] | Opex savings | Input | £000s | 3.0631 | 7.2406 | 14.1561 | 25.6154 | 38.1358 | 28.179 | 45.6541 | 66.4173 | 84.469 | 98.7841 | 135.3593 | 144.8853 | 150.3589 | 151.957 | 150.6298 | 149.5429 | 148.4909 | 147.4726 | 146.4869 | 145.5358 | 144.6153 | 143.7243 | 142.8617 | 142.0269 | 141.2219 | 141.2219 | 141.2219 | 141.2219 | 141.2219 | 141.2219 | 141.2219 | 141.2219 | 141.2219 | 141.2219 | 141.2219 | 141.2219 | 141.2219 | 141.2219 | 141.2219 | 141.2219 | 141.2219 | 141.2219 | 141.2219 | 141.2219 | 141.2219 | 141.2219 | 141.2219 | 141.2219 | 141.2219 | 141.2219 | 141.2219 | 141.2219 | 141.2219 | 141.2219 | 141.2219 | 141.2219 | 141.2219 | 141.2219 | 141.2219 | 141.2219 | 141.2219 | 141.2219 | 141.2219 | 141.2219 | 141.2219 | 141.2219 | 141.2219 | 141.2219 | 141.2219 | 141.2219 | 141.2219 | 141.2219 | 141.2219 | 141.2219 | 141.2219 | 141.2219 | 141.2219 | 141.2219 | 141.2219 | 141.2219 | 0 | 0 | 0 | 0 | 0 | 0 | 0 | 0 | 0 | 0 | 0 | 0 | 0 | 0 | 0 | 0 | 0 | 0 | 0 | 0 | 0 | 0 | 0 | 0
[19 empty] | Fixed env & social | Input | £000s | 0 | 0 | 0 | 0 | 0 | 0 | 0 | 0 | 0 | 0 | 0 | 0 | 0 | 0 | 0 | 0 | 0 | 0 | 0 | 0 | 0 | 0 | 0 | 0 | 0 | 0 | 0 | 0 | 0 | 0 | 0 | 0 | 0 | 0 | 0 | 0 | 0 | 0 | 0 | 0 | 0 | 0 | 0 | 0 | 0 | 0 | 0 | 0 | 0 | 0 | 0 | 0 | 0 | 0 | 0 | 0 | 0 | 0 | 0 | 0 | 0 | 0 | 0 | 0 | 0 | 0 | 0 | 0 | 0 | 0 | 0 | 0 | 0 | 0 | 0 | 0 | 0 | 0 | 0 | 0 | 0 | 0 | 0 | 0 | 0 | 0 | 0 | 0 | 0 | 0 | 0 | 0 | 0 | 0 | 0 | 0 | 0 | 0 | 0 | 0 | 0 | 0 | 0 | 0
[19 empty] | Variable env & social | Input | £000s | 365.3709 | 505.8322 | 501.2014 | 490.4115 | 766.0016 | 1837.1893 | 1521.124 | 1730.4865 | 1851.3685 | 2070.9453 | 2663.621 | 1550.85 | 1054.367 | 769.3464 | 40.3001 | 40.1465 | 39.9979 | 39.854 | 39.7147 | 39.5803 | 182.1588 | 236.3326 | 233.5458 | 228.2316 | 335.0335 | 755.6185 | 630.2829 | 710.5896 | 756.3815 | 840.838 | 1070.081 | 632.3503 | 436.8411 | 324.7713 | 38.9707 | 38.9707 | 38.9707 | 38.9707 | 38.9707 | 38.9707 | 181.6792 | 235.979 | 233.314 | 228.1178 | 335.0335 | 755.6185 | 630.2829 | 710.5896 | 756.3815 | 840.838 | 1070.081 | 632.3503 | 436.8411 | 324.7713 | 38.9707 | 38.9707 | 38.9707 | 38.9707 | 38.9707 | 38.9707 | 181.6792 | 235.979 | 233.314 | 228.1178 | 335.0335 | 755.6185 | 630.2829 | 710.5896 | 756.3815 | 840.838 | 1070.081 | 632.3503 | 436.8411 | 324.7713 | 38.9707 | 38.9707 | 38.9707 | 38.9707 | 38.9707 | 38.9707 | 0 | 0 | 0 | 0 | 0 | 0 | 0 | 0 | 0 | 0 | 0 | 0 | 0 | 0 | 0 | 0 | 0 | 0 | 0 | 0 | 0 | 0 | 0 | 0
[19 empty] | Fixed carbon costs | Input | £000s | 8.6436 | 11.5792 | 11.8285 | 12.3844 | 20.8836 | 67.8135 | 46.4416 | 51.2174 | 52.4355 | 66.7498 | 63.7598 | 39.2088 | 25.7823 | 18.198 | 0.98936 | 0.95259 | 0.91728 | 0.88336 | 0.85078 | 0.81949 | 1.8688 | 2.2002 | 2.2497 | 2.3692 | 3.7555 | 12.3679 | 8.4346 | 9.2197 | 9.3391 | 12.5096 | 12.2971 | 8.0542 | 5.4419 | 3.9602 | 0.56863 | 0.55206 | 0.53599 | 0.52037 | 0.50522 | 0.4905 | 1.1346 | 1.3448 | 1.3832 | 1.4652 | 2.3356 | 7.7291 | 5.2966 | 5.8178 | 5.9217 | 7.9706 | 6.8086 | 4.4594 | 3.0131 | 2.1927 | 0.31483 | 0.30566 | 0.29676 | 0.28812 | 0.27973 | 0.27158 | 0.6282 | 0.74457 | 0.76586 | 0.81124 | 1.2932 | 4.2794 | 2.9326 | 3.2212 | 3.2787 | 4.4131 | 3.7698 | 2.4691 | 1.6683 | 1.214 | 0.17432 | 0.24378 | 0.23784 | 0.23204 | 0.22638 | 0.22086 | 0 | 0 | 0 | 0 | 0 | 0 | 0 | 0 | 0 | 0 | 0 | 0 | 0 | 0 | 0 | 0 | 0 | 0 | 0 | 0 | 0 | 0 | 0 | 0
[19 empty] | Variable carbon costs | Input | £000s | 0 | 0 | 0 | 0 | 0 | 0 | 0 | 0 | 0 | 0 | 0 | 0 | 0 | 0 | 0 | 0 | 0 | 0 | 0 | 0 | 0 | 0 | 0 | 0 | 0 | 0 | 0 | 0 | 0 | 0 | 0 | 0 | 0 | 0 | 0 | 0 | 0 | 0 | 0 | 0 | 0 | 0 | 0 | 0 | 0 | 0 | 0 | 0 | 0 | 0 | 0 | 0 | 0 | 0 | 0 | 0 | 0 | 0 | 0 | 0 | 0 | 0 | 0 | 0 | 0 | 0 | 0 | 0 | 0 | 0 | 0 | 0 | 0 | 0 | 0 | 0 | 0 | 0 | 0 | 0 | 0 | 0 | 0 | 0 | 0 | 0 | 0 | 0 | 0 | 0 | 0 | 0 | 0 | 0 | 0 | 0 | 0 | 0 | 0 | 0 | 0 | 0 | 0 | 0
[19 empty] | Customer willingness to pay | Input | £000s | 0 | 0 | 0 | 0 | 0 | 0 | 0 | 0 | 0 | 0 | 0 | 0 | 0 | 0 | 0 | 0 | 0 | 0 | 0 | 0 | 0 | 0 | 0 | 0 | 0 | 0 | 0 | 0 | 0 | 0 | 0 | 0 | 0 | 0 | 0 | 0 | 0 | 0 | 0 | 0 | 0 | 0 | 0 | 0 | 0 | 0 | 0 | 0 | 0 | 0 | 0 | 0 | 0 | 0 | 0 | 0 | 0 | 0 | 0 | 0 | 0 | 0 | 0 | 0 | 0 | 0 | 0 | 0 | 0 | 0 | 0 | 0 | 0 | 0 | 0 | 0 | 0 | 0 | 0 | 0 | 0 | 0 | 0 | 0 | 0 | 0 | 0 | 0 | 0 | 0 | 0 | 0 | 0 | 0 | 0 | 0 | 0 | 0 | 0 | 0 | 0 | 0 | 0 | 0
[19 empty] | Total | Sum of above (excl WAFU) | £000s | 843.7707 | 1200.0856 | 1254.4553 | 1312.962 | 2023.5408 | 4584.0003 | 3927.8355 | 4546.26 | 4971.026 | 5609.1101 | 7187.5031 | 4815.4288 | 3765.6792 | 3167.6935 | 1511.3134 | 1627.8437 | 1670.7769 | 1670.3802 | 1670.648 | 1763.015 | 2521.327 | 2544.804 | 2612.4471 | 2650.8205 | 3018.917 | 4417.1792 | 3661.3948 | 3714.632 | 3746.7597 | 3722.6876 | 4489.3525 | 3322.6237 | 2774.7575 | 2462.1053 | 1753.4097 | 2123.2867 | 2000.1973 | 2068.483 | 2108.6722 | 2174.2795 | 2766.1671 | 2543.276 | 2374.9603 | 2277.7319 | 2333.632 | 3645.7208 | 3307.9394 | 3532.2746 | 3663.995 | 3981.0658 | 4997.7509 | 3664.5928 | 3184.3484 | 2910.1242 | 2174.1038 | 2375.9729 | 2004.7117 | 1835.1864 | 1738.0077 | 1490.1955 | 1998.8411 | 2192.3584 | 2195.3875 | 2197.7306 | 2595.5067 | 4156.1581 | 3651.1392 | 3941.6978 | 4111.1383 | 4398.4562 | 5247.6447 | 3667.3561 | 2949.9392 | 2538.7065 | 1490.0982 | 1609.0915 | 1654.3353 | 1656.1748 | 1658.607 | 1753.0619 | 0 | 0 | 0 | 0 | 0 | 0 | 0 | 0 | 0 | 0 | 0 | 0 | 0 | 0 | 0 | 0 | 0 | 0 | 0 | 0 | 0 | 0 | 0 | 0
61.10a | Options impacting on Void properties - USPL | [20 empty] | 0 | 0 | 0 | 0 | 0 | 0 | 0 | 0 | 0 | 0 | 0 | 0 | 0 | 0 | 0 | 0 | 0 | 0 | 0 | 0 | 0 | 0 | 0 | 0 | 0 | 0 | 0 | 0 | 0 | 0 | 0 | 0 | 0 | 0 | 0 | 0 | 0 | 0 | 0 | 0 | 0 | 0 | 0 | 0 | 0 | 0 | 0 | 0 | 0 | 0 | 0 | 0 | 0 | 0 | 0 | 0 | 0 | 0 | 0 | 0 | 0 | 0 | 0 | 0 | 0 | 0 | 0 | 0 | 0 | 0 | 0 | 0 | 0 | 0 | 0 | 0 | 0 | 0 | 0 | 0 | 0 | 0 | 0 | 0 | 0 | 0 | 0 | 0 | 0 | 0 | 0 | 0 | 0 | 0 | 0 | 0 | 0 | 0 | 0 | 0 | 0 | 0 | 0 | 0
RZCOSTSHERE
| Company: | Severn Trent Water
| Resource Zone Name: | Bishops Castle
| Resource Zone Number: | 1
| Planning Scenario Name: | Dry Year Annual Average
| Chosen Level of Service: | No more than 3 in 100 Temporary Use Bans
Start dates | Option Categories
2020-21 | Aquifer recharge
2021-22 | Bulk supply
2022-23 | Conjunctive use
2023-24 | Desalination
2024-25 | Effluent reuse
2025-26 | GW enhancement
2026-27 | GW new
2027-28 | Reservoir enlargement
2028-29 | New reservoir
2029-30 | SW enhancement
2030-31 | SW new
2031-32
2032-33
2033-34 | Active leakage management
2034-35 | Mains repair
2035-36 | Mains replacement (not trunk mains)
2036-37 | Pressure management
2037-38 | Other leakage control
2038-39 | Trunk mains renewal
2039-40 | Pumps
2040-41 | Service reservoir
2041-42
2042-43
2043-44 | Water treatment works loss recovery
2044-45 | Water treatment works capacity increase
Cistern displacement device
Household water audit
Commercial water audit
Customer education / awareness
Other water efficiency
Metering optants
Metering change of occupancy
Metering compulsory
Metering other selective
Supply pipe repairs / replacement
Outdoor water efficiency devices
Retrofitting indoor water efficiency devices
Alternative tariffs
Collaborative R&D
Note on DW1: Author: At year 126 this drops to 2%
Note on V2: The original formulae assumed 80 whatever number was put here. The formulae in this sheet will take account of the number.
Note on X2: Cells X2:CY2 contain a factor to calculate NPV based on variable discount rate - please do not adjust
Note on CY2: Formula can be copied across to the right if appraisal period extends beyond 80 years

## 6. Preferred (Scenario Yr)
Table 6: Preferred list of water management options
DRY YEAR PLANNED GAINS IN WAFU OR SAVINGS IN DEMAND (Ml/d) - TO BE COMPLETED FOR ALL PREFERRED OPTIONS (WAFU gains for each year are individual year gains and not cumulative gains)
Row Ref | Option Name [Insert / delete non-numbered lines to suit] | Option Reference No. | Unit | Decimal places | 2016-17 | For info 2017-18 | For info 2018-19 | For info 2019-20 | 2020-21 | 2021-22 | 2022-23 | 2023-24 | 2024-25 | 2025-26 | 2026-27 | 2027-28 | 2028-29 | 2029-30 | 2030-31 | 2031-32 | 2032-33 | 2033-34 | 2034-35 | 2035-36 | 2036-37 | 2037-38 | 2038-39 | 2039-40 | 2040-41 | 2041-42 | 2042-43 | 2043-44 | 2044-45
58 | Resource Management | - | Ml/d | 2 | 0 | 0 | 0 | 0 | 0 | 0 | 0 | 0 | 0 | 0 | 0 | 0 | 0 | 0 | 0 | 0 | 0 | 0 | 0 | 0 | 0 | 0 | 0 | 0 | 0 | 0 | 0 | 0 | 0
58.1 | Increase raw water abstractions | - | Ml/d | 2 | 0 | 0 | 0 | 0 | 0 | 0 | 0 | 0 | 0 | 0 | 0 | 0 | 0 | 0 | 0 | 0 | 0 | 0 | 0 | 0 | 0 | 0 | 0 | 0 | 0 | 0 | 0 | 0 | 0
- |  |  | Ml/d | 2
- | (insert row above) | - | - |  | - | - | - | - | bar: 2020-21 to 2044-45
58.2 | Raw water imports | - | Ml/d | 2 | 0 | 0 | 0 | 0 | 0 | 0 | 0 | 0 | 0 | 0 | 0 | 0 | 0 | 0 | 0 | 0 | 0 | 0 | 0 | 0 | 0 | 0 | 0 | 0 | 0 | 0 | 0 | 0 | 0
- |  |  | Ml/d | 2
- | (insert row above) | - | - |  | - | - | - | - | bar: 2020-21 to 2044-45
58.3 | Potable water Imports (input reductions as -ve) | - | Ml/d | 2 | 0 | 0 | 0 | 0 | 0 | 0 | 0 | 0 | 0 | 0 | 0 | 0 | 0 | 0 | 0 | 0 | 0 | 0 | 0 | 0 | 0 | 0 | 0 | 0 | 0 | 0 | 0 | 0 | 0
- |  |  | Ml/d | 2
- | (insert row above) | - | - |  | - | - | - | - | bar: 2020-21 to 2044-45
58.4 | Reduce raw water losses and operational use (input as -ve) | - | Ml/d | 2 | 0 | 0 | 0 | 0 | 0 | 0 | 0 | 0 | 0 | 0 | 0 | 0 | 0 | 0 | 0 | 0 | 0 | 0 | 0 | 0 | 0 | 0 | 0 | 0 | 0 | 0 | 0 | 0 | 0
- |  |  | Ml/d | 2
- | (insert row above) | - | - |  | - | - | - | - | bar: 2020-21 to 2044-45
58.5 | Reduced raw water export (including non potable supplies) |  | Ml/d | 2 | 0 | 0 | 0 | 0 | 0 | 0 | 0 | 0 | 0 | 0 | 0 | 0 | 0 | 0 | 0 | 0 | 0 | 0 | 0 | 0 | 0 | 0 | 0 | 0 | 0 | 0 | 0 | 0 | 0
58.51 | Reduce raw water exports (input as -ve) | - | Ml/d | 2 | 0 | 0 | 0 | 0 | 0 | 0 | 0 | 0 | 0 | 0 | 0 | 0 | 0 | 0 | 0 | 0 | 0 | 0 | 0 | 0 | 0 | 0 | 0 | 0 | 0 | 0 | 0 | 0 | 0
- |  |  | Ml/d | 2
- | (insert row above) | - | - |  | - | - | - | - | bar: 2020-21 to 2044-45
58.52 | Reduce non potable supplies (input as -ve) | - | Ml/d | 2 | 0 | 0 | 0 | 0 | 0 | 0 | 0 | 0 | 0 | 0 | 0 | 0 | 0 | 0 | 0 | 0 | 0 | 0 | 0 | 0 | 0 | 0 | 0 | 0 | 0 | 0 | 0 | 0 | 0
- |  |  | Ml/d | 2
- | (insert row above) | - | - |  | - | - | - | - | bar: 2020-21 to 2044-45
58.6 | Reduce potable water exports (input as -ve) | - | Ml/d |  | 0 | 0 | 0 | 0 | 0 | 0 | 0 | 0 | 0 | 0 | 0 | 0 | 0 | 0 | 0 | 0 | 0 | 0 | 0 | 0 | 0 | 0 | 0 | 0 | 0 | 0 | 0 | 0 | 0
- |  |  | Ml/d | 2
- | (insert row above) | - | - |  | - | - | - | - | bar: 2020-21 to 2044-45
58.7 | Other options to increase deployable output | - | Ml/d |  | 0 | 0 | 0 | 0 | 0 | 0 | 0 | 0 | 0 | 0 | 0 | 0 | 0 | 0 | 0 | 0 | 0 | 0 | 0 | 0 | 0 | 0 | 0 | 0 | 0 | 0 | 0 | 0 | 0
- |  |  | Ml/d | 2
- | (insert row above) | - | - |  | - | - | - | - | bar: 2020-21 to 2044-45
59 | Distribution Side Management | - |  |  | 0 | 0 | 0 | 0 | -0.00020082 | -0.00024674 | -0.00029176 | -0.00033588 | -0.00037915 | -0.017822 | -0.035263 | -0.052704 | -0.070144 | -0.084856 | -0.0993 | -0.11413 | -0.12895 | -0.14378 | -0.15861 | -0.16702 | -0.17544 | -0.18385 | -0.19227 | -0.20068 | -0.20825 | -0.21624 | -0.22422 | -0.23219 | -0.24015
59.1 | Reduce distribution losses (input as -ve) | - | Ml/d | 2 | 0 | 0 | 0 | 0 | -0.00020082 | -0.00024674 | -0.00029176 | -0.00033588 | -0.00037915 | -0.017822 | -0.035263 | -0.052704 | -0.070144 | -0.084856 | -0.0993 | -0.11413 | -0.12895 | -0.14378 | -0.15861 | -0.16702 | -0.17544 | -0.18385 | -0.19227 | -0.20068 | -0.20825 | -0.21624 | -0.22422 | -0.23219 | -0.24015
| Leakage reduction | ALC2 | Ml/d | 2 |  |  |  |  | -0.00020082 | -0.00024674 | -0.00029176 | -0.00033588 | -0.00037915 | -0.017822 | -0.035263 | -0.052704 | -0.070144 | -0.084856 | -0.0993 | -0.11413 | -0.12895 | -0.14378 | -0.15861 | -0.16702 | -0.17544 | -0.18385 | -0.19227 | -0.20068 | -0.20825 | -0.21624 | -0.22422 | -0.23219 | -0.24015
- | (insert row above) | - | - |  | - | - | - | - | bar: 2020-21 to 2044-45
59.2 | Reduce distribution system operational use (DSOU) (input as -ve) | - | Ml/d | 2 | 0 | 0 | 0 | 0 | 0 | 0 | 0 | 0 | 0 | 0 | 0 | 0 | 0 | 0 | 0 | 0 | 0 | 0 | 0 | 0 | 0 | 0 | 0 | 0 | 0 | 0 | 0 | 0 | 0
- |  |  | Ml/d | 2
- | (insert row above) | - | - |  | - | - | - | - | bar: 2020-21 to 2044-45
60 | Production Side Management, Specify Below.... | - |  | 2 | 0 | 0 | 0 | 0 | 0 | 0 | 0 | 0 | 0 | 0 | 0 | 0 | 0 | 0 | 0 | 0 | 0 | 0 | 0 | 0 | 0 | 0 | 0 | 0 | 0 | 0 | 0 | 0 | 0
60.1 | Reduce treatment works losses (input as -ve) | - | Ml/d | 2 | 0 | 0 | 0 | 0 | 0 | 0 | 0 | 0 | 0 | 0 | 0 | 0 | 0 | 0 | 0 | 0 | 0 | 0 | 0 | 0 | 0 | 0 | 0 | 0 | 0 | 0 | 0 | 0 | 0
- |  |  | Ml/d | 2
- | (insert row above) | - | - |  | - | - | - | - | bar: 2020-21 to 2044-45
60.2 | Reduce outages (input as -ve) | - | Ml/d | 2 | 0 | 0 | 0 | 0 | 0 | 0 | 0 | 0 | 0 | 0 | 0 | 0 | 0 | 0 | 0 | 0 | 0 | 0 | 0 | 0 | 0 | 0 | 0 | 0 | 0 | 0 | 0 | 0 | 0
- |  |  | Ml/d | 2
- | (insert row above) | - | - |  | - | - | - | - | bar: 2020-21 to 2044-45
61 | Customer Side Management | - |  | 2 | 0 | 0 | 0 | 0 | 0 | 0 | 0 | 0 | 0 | 0 | 0 | 0 | 0 | -0.013796 | -0.014292 | -0.023433 | -0.023597 | -0.013789 | -0.017778 | -0.030908 | -0.029892 | -0.029898 | -0.029922 | -0.028975 | -0.029048 | -0.029142 | -0.028261 | -0.015458 | 0.0031822
61.1 | Change volume delivered to measured non households (input reductions as -ve) | - | Ml/d | 2 | 0 | 0 | 0 | 0 | 0 | 0 | 0 | 0 | 0 | 0 | 0 | 0 | 0 | 0 | 0 | 0 | 0 | 0 | 0 | 0 | 0 | 0 | 0 | 0 | 0 | 0 | 0 | 0 | 0
- |  |  | Ml/d | 2
- | (insert row above) | - | - |  | - | - | - | - | bar: 2020-21 to 2044-45
61.2 | Change volume delivered to unmeasured non households (input reductions as -ve) | - | Ml/d | 2 | 0 | 0 | 0 | 0 | 0 | 0 | 0 | 0 | 0 | 0 | 0 | 0 | 0 | 0 | 0 | 0 | 0 | 0 | 0 | 0 | 0 | 0 | 0 | 0 | 0 | 0 | 0 | 0 | 0
- |  |  | Ml/d | 2
- | (insert row above) | - | - |  | - | - | - | - | bar: 2020-21 to 2044-45
61.3 | Change volume delivered to measured households (input reductions as -ve) | - | Ml/d | 2 | 0 | 0 | 0 | 0 | 0 | 0 | 0 | 0 | 0 | 0 | 0 | 0 | 0 | 0.33961 | 0.33062 | 0.31289 | 0.30438 | 0.3061 | 0.2942 | 0.27361 | 0.26735 | 0.26025 | 0.25326 | 0.24748 | 0.24084 | 0.23434 | 0.22902 | 0.23577 | 0.24836
| Home water efficiency audits | WE001 | Ml/d | 2 |  |  |  |  | 0 | 0 | 0 | 0 | 0 | 0 | 0 | 0 | 0 | 0 | 0 | 0 | 0 | 0 | -0.00378 | -0.016656 | -0.016367 | -0.016083 | -0.015803 | -0.015529 | -0.015259 | -0.014994 | -0.014733 | -0.0015354 | 0.0165
| Enhanced Metering | EM001 | Ml/d | 2 |  |  |  |  | 0 | 0 | 0 | 0 | 0 | 0 | 0 | 0 | 0 | 0.33961 | 0.33062 | 0.31289 | 0.30438 | 0.3061 | 0.29798 | 0.29026 | 0.28372 | 0.27634 | 0.26907 | 0.26301 | 0.2561 | 0.24933 | 0.24375 | 0.2373 | 0.23186
- | (insert row above) | - | - |  | - | - | - | - | bar: 2020-21 to 2044-45
61.4 | Change volume delivered to unmeasured households (input reductions as -ve) | - | Ml/d | 2 | 0 | 0 | 0 | 0 | 0 | 0 | 0 | 0 | 0 | 0 | 0 | 0 | 0 | -0.35068 | -0.34181 | -0.33321 | -0.32486 | -0.31678 | -0.30886 | -0.3014 | -0.29413 | -0.28704 | -0.28007 | -0.27335 | -0.26678 | -0.26037 | -0.25417 | -0.24812 | -0.24207
| Enhanced Metering | EM001 | Ml/d | 2 |  |  |  |  | 0 | 0 | 0 | 0 | 0 | 0 | 0 | 0 | 0 | -0.35068 | -0.34181 | -0.33321 | -0.32486 | -0.31678 | -0.30886 | -0.3014 | -0.29413 | -0.28704 | -0.28007 | -0.27335 | -0.26678 | -0.26037 | -0.25417 | -0.24812 | -0.24207
- | (insert row above) | - | - |  | - | - | - | - | bar: 2020-21 to 2044-45
61.5 | Options to reduce water taken unbilled (input as -ve) | - | Ml/d | 2 | 0 | 0 | 0 | 0 | 0 | 0 | 0 | 0 | 0 | 0 | 0 | 0 | 0 | 0 | 0 | 0 | 0 | 0 | 0 | 0 | 0 | 0 | 0 | 0 | 0 | 0 | 0 | 0 | 0
- |  |  | Ml/d | 2
- | (insert row above) | - | - |  | - | - | - | - | bar: 2020-21 to 2044-45
61.6 | Options impacting on measured Non Household - USPL (input reductions as -ve) |  | l/pr | 2 | 0 | 0 | 0 | 0 | 0 | 0 | 0 | 0 | 0 | 0 | 0 | 0 | 0 | 0 | 0 | 0 | 0 | 0 | 0 | 0 | 0 | 0 | 0 | 0 | 0 | 0 | 0 | 0 | 0
- |  |  | Ml/d | 2
- | (insert row above) | - | - |  | - | - | - | - | bar: 2020-21 to 2044-45
61.7 | Options impacting on unmeasured Non Household - USPL (input reductions as -ve) |  | l/pr | 2 | 0 | 0 | 0 | 0 | 0 | 0 | 0 | 0 | 0 | 0 | 0 | 0 | 0 | 0 | 0 | 0 | 0 | 0 | 0 | 0 | 0 | 0 | 0 | 0 | 0 | 0 | 0 | 0 | 0
- |  |  | Ml/d | 2
- | (insert row above) | - | - |  | - | - | - | - | bar: 2020-21 to 2044-45
61.8 | Options impacting on measured Household - USPL (input reductions as -ve) |  | l/pr | 2 | 0 | 0 | 0 | 0 | 0 | 0 | 0 | 0 | 0 | 0 | 0 | 0 | 0 | 0.026147 | 0.025138 | 0.024524 | 0.023921 | 0.023329 | 0.022747 | 0.022174 | 0.021612 | 0.02106 | 0.020517 | 0.019983 | 0.019458 | 0.018943 | 0.018436 | 0.017938 | 0.017449
- | Enhanced Metering impact | EM001 | Ml/d | 2 |  |  |  |  | 0 | 0 | 0 | 0 | 0 | 0 | 0 | 0 | 0 | 0.026147 | 0.025138 | 0.024524 | 0.023921 | 0.023329 | 0.022747 | 0.022174 | 0.021612 | 0.02106 | 0.020517 | 0.019983 | 0.019458 | 0.018943 | 0.018436 | 0.017938 | 0.017449
- | (insert row above) | - | - |  | - | - | - | - | bar: 2020-21 to 2044-45
61.9 | Options impacting on unmeasured Household - USPL (input reductions as -ve) |  | l/pr | 2 | 0 | 0 | 0 | 0 | 0 | 0 | 0 | 0 | 0 | 0 | 0 | 0 | 0 | -0.028874 | -0.02825 | -0.027636 | -0.027033 | -0.02644 | -0.025858 | -0.025286 | -0.024723 | -0.024171 | -0.023628 | -0.023094 | -0.02257 | -0.022054 | -0.021548 | -0.02105 | -0.02056
- | Enhanced Metering impact | EM001 | Ml/d | 2 |  |  |  |  | 0 | 0 | 0 | 0 | 0 | 0 | 0 | 0 | 0 | -0.028874 | -0.02825 | -0.027636 | -0.027033 | -0.02644 | -0.025858 | -0.025286 | -0.024723 | -0.024171 | -0.023628 | -0.023094 | -0.02257 | -0.022054 | -0.021548 | -0.02105 | -0.02056
- | (insert row above) | - | - |  | - | - | - | - | bar: 2020-21 to 2044-45
61.1 | Options impacting on Void properties - USPL (input reductions as -ve) |  | l/pr | 2 | 0 | 0 | 0 | 0 | 0 | 0 | 0 | 0 | 0 | 0 | 0 | 0 | 0 | 0 | 0 | 0 | 0 | 0 | 0 | 0 | 0 | 0 | 0 | 0 | 0 | 0 | 0 | 0 | 0
- |  |  | Ml/d | 2
- | (insert row above) | - | - |  | - | - | - | - | bar: 2020-21 to 2044-45
| Company: | Severn Trent Water
| Resource Zone Name: | Bishops Castle
| Resource Zone Number: | 1
| Planning Scenario Name: | Dry Year Annual Average
| Chosen Level of Service: | No more than 3 in 100 Temporary Use Bans

## 7. FP Supply
Table 7: Final planning water supply
| Row Ref | Component | Derivation | Unit | Decimal places | 2016-17 | For info 2017-18 | For info 2018-19 | For info 2019-20 | 2020-21 | 2021-22 | 2022-23 | 2023-24 | 2024-25 | 2025-26 | 2026-27 | 2027-28 | 2028-29 | 2029-30 | 2030-31 | 2031-32 | 2032-33 | 2033-34 | 2034-35 | 2035-36 | 2036-37 | 2037-38 | 2038-39 | 2039-40 | 2040-41 | 2041-42 | 2042-43 | 2043-44 | 2044-45
Resources | 1FP | Raw Water Abstracted | 1BL | Ml/d | 2 | 4.89 | 4.89 | 4.89 | 4.89 | 4.89 | 4.89 | 4.89 | 4.89 | 4.89 | 4.89 | 4.89 | 4.89 | 4.89 | 4.89 | 4.89 | 4.89 | 4.89 | 4.89 | 4.89 | 4.89 | 4.89 | 4.89 | 4.89 | 4.89 | 4.89 | 4.89 | 4.89 | 4.89 | 4.89
| 2FP | Raw Water Imported | 2BL+ (6. Preferred scenario ref 58.2) | Ml/d | 2 | 0 | 0 | 0 | 0 | 0 | 0 | 0 | 0 | 0 | 0 | 0 | 0 | 0 | 0 | 0 | 0 | 0 | 0 | 0 | 0 | 0 | 0 | 0 | 0 | 0 | 0 | 0 | 0 | 0
| - | - | - | - | 2 | - | - | - | - | bar: 2020-21 to 2044-45
| - | - | - | - | 2 | - | - | - | - | bar: 2020-21 to 2044-45
| - | - | - | - | 2 | - | - | - | - | bar: 2020-21 to 2044-45
| 3FP | Potable Water Imported | 3BL+ (6. Preferred scenario ref 58.3) | Ml/d | 2 | 0 | 0 | 0 | 0 | 0 | 0 | 0 | 0 | 0 | 0 | 0 | 0 | 0 | 0 | 0 | 0 | 0 | 0 | 0 | 0 | 0 | 0 | 0 | 0 | 0 | 0 | 0 | 0 | 0
| - | - | - | - | 2 | - | - | - | - | bar: 2020-21 to 2044-45
| - | - | - | - | 2 | - | - | - | - | bar: 2020-21 to 2044-45
| - | - | - | - | 2 | - | - | - | - | bar: 2020-21 to 2044-45
| - | - | - | - | 2 | - | - | - | - | bar: 2020-21 to 2044-45
Resource (and process) losses | 5FP | Raw Water Exported (raw exports and non potable uses) | 5BL+ (6. Preferred scenario ref 58.5) | Ml/d | 2 | 0 | 0 | 0 | 0 | 0 | 0 | 0 | 0 | 0 | 0 | 0 | 0 | 0 | 0 | 0 | 0 | 0 | 0 | 0 | 0 | 0 | 0 | 0 | 0 | 0 | 0 | 0 | 0 | 0
| - | - | - | - | 2 | - | - | - | - | bar: 2020-21 to 2044-45
| - | - | - | - | 2 | - | - | - | - | bar: 2020-21 to 2044-45
| - | - | - | - | 2 | - | - | - | - | bar: 2020-21 to 2044-45
| 6FP | Potable Water Exported | 6BL+ (6. Preferred scenario ref 58.6) | Ml/d | 2 | 0 | 0 | 0 | 0 | 0 | 0 | 0 | 0 | 0 | 0 | 0 | 0 | 0 | 0 | 0 | 0 | 0 | 0 | 0 | 0 | 0 | 0 | 0 | 0 | 0 | 0 | 0 | 0 | 0
| - | - | - | - | 2 | - | - | - | - | bar: 2020-21 to 2044-45
| - | - | - | - | 2 | - | - | - | - | bar: 2020-21 to 2044-45
| - | - | - | - | 2 | - | - | - | - | bar: 2020-21 to 2044-45
| 7FP | Deployable Output | 7BL+ 8BL+ (6. Preferred scenario ref 58.7) + (6. Preferred scenario ref 58.1) |  | 2 | 4.89 | 4.89 | 4.89 | 4.89 | 4.89 | 4.89 | 4.89 | 4.89 | 4.89 | 4.89 | 4.89 | 4.89 | 4.89 | 4.89 | 4.89 | 4.89 | 4.89 | 4.89 | 4.89 | 4.43 | 4.43 | 4.43 | 4.43 | 4.43 | 4.43 | 4.43 | 4.43 | 4.43 | 4.43
| - | - | - | - | 2 | bar: 2020-21 to 2044-45
| - | - | - | - | 2 | - | - | - | - | bar: 2020-21 to 2044-45
| - | - | - | - | 2 | - | - | - | - | bar: 2020-21 to 2044-45
| - | - | - | - | 2 | - | - | - | - | bar: 2020-21 to 2044-45
| - | - | - | - | 2 | - | - | - | - | bar: 2020-21 to 2044-45
| 9FP | Raw water losses, treatment works losses and operational use | 9BL+ (6. Preferred scenario ref 60.1 + 6. Preferred scenario ref 58.4) | Ml/d | 2 | 0 | 0 | 0 | 0 | 0 | 0 | 0 | 0 | 0 | 0 | 0 | 0 | 0 | 0 | 0 | 0 | 0 | 0 | 0 | 0 | 0 | 0 | 0 | 0 | 0 | 0 | 0 | 0 | 0
| 10FP | Outage allowance | 10BL+ (6. Preferred scenario ref 60.2) | Ml/d | 2 | 0.01 | 0.01 | 0.01 | 0.01 | 0.01 | 0.01 | 0.01 | 0.01 | 0.01 | 0.01 | 0.01 | 0.01 | 0.01 | 0.01 | 0.01 | 0.01 | 0.01 | 0.01 | 0.01 | 0.01 | 0.01 | 0.01 | 0.01 | 0.01 | 0.01 | 0.01 | 0.01 | 0.01 | 0.01
|  | Company: | Severn Trent Water
|  | Resource Zone Name: | Bishops Castle
|  | Resource Zone Number: | 1
|  | Planning Scenario Name: | Dry Year Annual Average
|  | Chosen Level of Service: | No more than 3 in 100 Temporary Use Bans

## 8. FP Demand
Table 8: Final planning water demand
| Row Ref | Component | Derivation / Impact of preferred options | Unit | Decimal places | 2016-17 | For info 2017-18 | For info 2018-19 | For info 2019-20 | 2020-21 | 2021-22 | 2022-23 | 2023-24 | 2024-25 | 2025-26 | 2026-27 | 2027-28 | 2028-29 | 2029-30 | 2030-31 | 2031-32 | 2032-33 | 2033-34 | 2034-35 | 2035-36 | 2036-37 | 2037-38 | 2038-39 | 2039-40 | 2040-41 | 2041-42 | 2042-43 | 2043-44 | 2044-45
Consumption | 19FP | Water Delivered Measured Non Household | Calculated BL+Preferred options | Ml/d | 2 | 0.45863 | 0.46079 | 0.46115 | 0.46163 | 0.46066 | 0.46246 | 0.46361 | 0.46464 | 0.46393 | 0.46513 | 0.46505 | 0.46493 | 0.46358 | 0.46465 | 0.46456 | 0.46447 | 0.46308 | 0.46407 | 0.46372 | 0.46327 | 0.46147 | 0.46234 | 0.46204 | 0.46175 | 0.46022 | 0.46118 | 0.46091 | 0.46064 | 0.45915
| 20FP | Water Delivered Unmeasured Non Household | Calculated BL+Preferred options | Ml/d | 2 | 0.011438 | 0.011438 | 0.011438 | 0.011438 | 0.011438 | 0.011438 | 0.011438 | 0.011438 | 0.011438 | 0.011438 | 0.011438 | 0.011438 | 0.011438 | 0.011438 | 0.011438 | 0.011438 | 0.011438 | 0.011438 | 0.011438 | 0.011438 | 0.011438 | 0.011438 | 0.011438 | 0.011438 | 0.011438 | 0.011438 | 0.011438 | 0.011438 | 0.011438
| 21FP | Water Delivered Measured Household | Calculated BL+Preferred options | Ml/d | 2 | 0.33686 | 0.35102 | 0.36524 | 0.37979 | 0.39337 | 0.40758 | 0.42174 | 0.43568 | 0.44943 | 0.46307 | 0.47599 | 0.48882 | 0.50148 | 0.87982 | 0.88012 | 0.87183 | 0.87249 | 0.8832 | 0.87992 | 0.8682 | 0.87082 | 0.87233 | 0.87359 | 0.87598 | 0.87724 | 0.87845 | 0.88073 | 0.89487 | 0.91484
| 22FP | Water Delivered Unmeasured Household | Calculated BL+Preferred options | Ml/d | 2 | 0.53309 | 0.51887 | 0.50513 | 0.49214 | 0.47907 | 0.46633 | 0.45413 | 0.44227 | 0.43076 | 0.41965 | 0.40919 | 0.39905 | 0.38916 | 0 | 0 | 0 | 0 | 0 | 0 | 0 | 0 | 0 | 0 | 0 | 0 | 0 | 0 | 0 | 0
| 23FP | Measured Non Household - Consumption | 19FP-34FP | Ml/d | 2 | 0.44906 | 0.45122 | 0.45158 | 0.45206 | 0.4511 | 0.4529 | 0.45404 | 0.45507 | 0.45436 | 0.45557 | 0.45549 | 0.45537 | 0.45401 | 0.45508 | 0.45499 | 0.4549 | 0.45351 | 0.4545 | 0.45416 | 0.45371 | 0.4519 | 0.45277 | 0.45247 | 0.45218 | 0.45066 | 0.45161 | 0.45134 | 0.45108 | 0.44958
| 24FP | Unmeasured Non Household - Consumption | 20FP-35FP | Ml/d | 2 | 0.011117 | 0.011117 | 0.011117 | 0.011117 | 0.011117 | 0.011117 | 0.011117 | 0.011117 | 0.011117 | 0.011117 | 0.011117 | 0.011117 | 0.011117 | 0.011117 | 0.011117 | 0.011117 | 0.011117 | 0.011117 | 0.011117 | 0.011117 | 0.011117 | 0.011117 | 0.011117 | 0.011117 | 0.011117 | 0.011117 | 0.011117 | 0.011117 | 0.011117
| 25FP | Measured Household - Consumption | 21FP-36FP | Ml/d | 2 | 0.31137 | 0.32488 | 0.33845 | 0.35234 | 0.36529 | 0.37889 | 0.39245 | 0.40579 | 0.41897 | 0.43204 | 0.44439 | 0.45668 | 0.46881 | 0.82047 | 0.82126 | 0.81309 | 0.81385 | 0.82467 | 0.82149 | 0.80987 | 0.8126 | 0.81421 | 0.81557 | 0.81806 | 0.81942 | 0.82071 | 0.82305 | 0.83726 | 0.85731
| 26FP | Unmeasured Household - Consumption | 22FP-37FP | Ml/d | 2 | 0.49499 | 0.48154 | 0.46858 | 0.45636 | 0.44405 | 0.43204 | 0.42056 | 0.4094 | 0.39859 | 0.38817 | 0.37837 | 0.36889 | 0.35965 | 0 | 0 | 0 | 0 | 0 | 0 | 0 | 0 | 0 | 0 | 0 | 0 | 0 | 0 | 0 | 0
| 27 - | Percentage of consumption driven by climate change | n/a in FP | - | 1 | - | - | - | - | bar: 2020-21 to 2044-45
| 28 - | Volume of consumption driven by climate change | n/a in FP | - | 1 | - | - | - | - | bar: 2020-21 to 2044-45
PCC and consumption by component | 29FP | Measured Household - PCC | (25FP*1,000,000)/(51FP*1,000) | l/h/d | 1 | 127.8 | 127.3 | 127 | 126.8 | 126.5 | 126.4 | 126.4 | 126.4 | 126.6 | 126.7 | 127 | 127.2 | 127.5 | 131 | 130.8 | 129.1 | 128.9 | 130.2 | 129.4 | 127.2 | 127.4 | 127.3 | 127.3 | 127.4 | 127.3 | 127.2 | 127.3 | 129.2 | 132
| 29.1FP | Measured toilet flushing | Input brief explanation here | l/h/d | 1 | 29.0759 | 28.1823 | 27.354 | 26.5816 | 25.862 | 25.1867 | 24.5512 | 23.9512 | 23.3826 | 22.8412 | 22.3198 | 21.8178 | 21.335 | 21.6704 | 21.6658 | 21.6596 | 21.6525 | 21.6439 | 21.6356 | 21.6277 | 21.6193 | 21.6099 | 21.6002 | 21.5878 | 21.5744 | 21.5598 | 21.5436 | 21.5262 | 21.5073
| 29.2FP | Measured personal washing | Input brief explanation here | l/h/d | 1 | 53.8307 | 54.879 | 55.9205 | 56.9559 | 57.9922 | 59.0516 | 60.1105 | 61.1719 | 62.2372 | 63.3059 | 64.3596 | 65.4157 | 66.4802 | 68.3512 | 68.4716 | 68.5869 | 68.6996 | 68.8068 | 68.9155 | 69.0249 | 69.1335 | 69.2386 | 69.3431 | 69.4384 | 69.5307 | 69.6187 | 69.7016 | 69.7804 | 69.8544
| 29.3FP | Measured clothes washing | Input brief explanation here | l/h/d | 1 | 15.8675 | 15.7851 | 15.7071 | 15.6328 | 15.563 | 15.5016 | 15.4436 | 15.3892 | 15.3383 | 15.2904 | 15.2411 | 15.1936 | 15.1492 | 15.521 | 15.4221 | 15.3217 | 15.2204 | 15.1175 | 15.0146 | 14.9115 | 14.8079 | 14.7031 | 14.5979 | 14.4904 | 14.3821 | 14.2725 | 14.1617 | 14.0497 | 13.9365
| 29.4FP | Measured dish washing | Input brief explanation here | l/h/d | 1 | 12.5009 | 12.5201 | 12.5379 | 12.5544 | 12.571 | 12.5924 | 12.6135 | 12.6348 | 12.6567 | 12.679 | 12.6977 | 12.7166 | 12.7366 | 13.076 | 13.0873 | 13.0975 | 13.1073 | 13.116 | 13.1249 | 13.134 | 13.1429 | 13.1511 | 13.1592 | 13.1655 | 13.1712 | 13.1761 | 13.18 | 13.1831 | 13.1853
| 29.5FP | Measured miscellaneous internal use | Input brief explanation here | l/h/d | 1 | 15.0332 | 14.9268 | 14.8318 | 14.7465 | 14.673 | 14.6084 | 14.5518 | 14.5029 | 14.4609 | 14.425 | 14.394 | 14.367 | 14.3449 | 14.1512 | 14.1621 | 14.1723 | 14.1822 | 14.1912 | 14.2008 | 14.2107 | 14.2204 | 14.2296 | 14.2388 | 14.2464 | 14.2536 | 14.2602 | 14.2659 | 14.271 | 14.2753
| 29.6FP | Measured external use | Input brief explanation here | l/h/d | 1 | 1.4873 | 1.5332 | 1.5782 | 1.6226 | 1.6666 | 1.7106 | 1.7542 | 1.7975 | 1.8406 | 1.8836 | 1.9262 | 1.9688 | 2.0114 | 2.1539 | 2.1942 | 2.2338 | 2.273 | 2.3115 | 2.3495 | 2.3869 | 2.4237 | 2.4599 | 2.4954 | 2.5303 | 2.5646 | 2.5983 | 2.6314 | 2.6639 | 2.6958
| 29.7FP | Measured water efficiency, metering savings | Input brief explanation here | l/h/d | 1 | 0.0045829 | -0.52653 | -0.92957 | -1.2939 | -1.8278 | -2.2511 | -2.6247 | -3.0475 | -3.3164 | -3.725 | -3.9383 | -4.2795 | -4.5573 | -3.9237 | -4.2031 | -5.9718 | -6.2349 | -4.9869 | -5.8409 | -8.0957 | -7.9477 | -8.0922 | -8.1346 | -8.0588 | -8.1766 | -8.2857 | -8.1842 | -6.2743 | -3.4546
| 30FP | Unmeasured Household - PCC | (26FP*1,000,000)/(52FP*1,000) | l/h/d | 1 | 141.1 | 140.9 | 140.8 | 140.7 | 140.4 | 140.4 | 140.3 | 140.3 | 140.3 | 140.3 | 140.2 | 140.2 | 140.2 | - | - | - | - | - | - | - | - | - | - | - | - | - | - | - | -
| 30.1FP | Unmeasured toilet flushing | Input brief explanation here | l/h/d | 1 | 32.5606 | 31.8097 | 31.0479 | 30.2758 | 29.499 | 28.7312 | 27.9562 | 27.1756 | 26.3901 | 25.5993 | 24.7931 | 23.9821 | 23.1688 | - | - | - | - | - | - | - | - | - | - | - | - | - | - | - | -
| 30.2FP | Unmeasured personal washing | Input brief explanation here | l/h/d | 1 | 57.5471 | 58.5528 | 59.5512 | 60.5424 | 61.5361 | 62.5625 | 63.588 | 64.6159 | 65.6476 | 66.6818 | 67.6912 | 68.7011 | 69.7189 | - | - | - | - | - | - | - | - | - | - | - | - | - | - | - | -
| 30.3FP | Unmeasured clothes washing | Input brief explanation here | l/h/d | 1 | 16.96 | 16.9053 | 16.8466 | 16.7842 | 16.7209 | 16.6647 | 16.6065 | 16.5471 | 16.4869 | 16.4257 | 16.3569 | 16.2868 | 16.2173 | - | - | - | - | - | - | - | - | - | - | - | - | - | - | - | -
| 30.4FP | Unmeasured dish washing | Input brief explanation here | l/h/d | 1 | 13.3434 | 13.3698 | 13.3935 | 13.4145 | 13.4351 | 13.4619 | 13.4874 | 13.5124 | 13.5371 | 13.5613 | 13.5797 | 13.5973 | 13.6157 | - | - | - | - | - | - | - | - | - | - | - | - | - | - | - | -
| 30.5FP | Unmeasured miscellaneous internal use | Input brief explanation here | l/h/d | 1 | 19.1062 | 19.1599 | 19.2098 | 19.2559 | 19.3016 | 19.3561 | 19.409 | 19.4611 | 19.513 | 19.5643 | 19.6071 | 19.6489 | 19.692 | - | - | - | - | - | - | - | - | - | - | - | - | - | - | - | -
| 30.6FP | Unmeasured external use | Input brief explanation here | l/h/d | 1 | 1.5718 | 1.6217 | 1.671 | 1.7198 | 1.7682 | 1.817 | 1.8654 | 1.9134 | 1.961 | 2.0083 | 2.0547 | 2.1008 | 2.1466 | - | - | - | - | - | - | - | - | - | - | - | - | - | - | - | -
| 30.7FP | Uneasured water efficiency, metering savings | Input brief explanation here | l/h/d | 1 | 0.010906 | -0.51913 | -0.92002 | -1.2926 | -1.8609 | -2.1935 | -2.6125 | -2.9254 | -3.2358 | -3.5407 | -3.8826 | -4.117 | -4.3592 | - | - | - | - | - | - | - | - | - | - | - | - | - | - | - | -
| 31FP | Average Household - PCC | ((25FP+26FP)*1,000,000))/(51FP+52FP*1,000) | l/h/d | 1 | 135.6407 | 135.111 | 134.6273 | 134.2799 | 133.7758 | 133.4633 | 133.2282 | 133.0271 | 132.8821 | 132.8009 | 132.7326 | 132.7072 | 132.7405 | 131.0456 | 130.7892 | 129.1044 | 128.8577 | 130.1889 | 129.3527 | 127.232 | 127.3618 | 127.3253 | 127.2824 | 127.3775 | 127.309 | 127.2309 | 127.3109 | 129.2234 | 132.0211
| 32FP | Water Taken Unbilled | Calculated BL+Preferred options | Ml/d | 1 | 0.051457 | 0.051457 | 0.051457 | 0.051457 | 0.051457 | 0.051457 | 0.051457 | 0.051457 | 0.051457 | 0.051457 | 0.051457 | 0.051457 | 0.051457 | 0.051457 | 0.051457 | 0.051457 | 0.051457 | 0.051457 | 0.051457 | 0.051457 | 0.051457 | 0.051457 | 0.051457 | 0.051457 | 0.051457 | 0.051457 | 0.051457 | 0.051457 | 0.051457
| 33FP | Distribution System Operational Use | Calculated BL+Preferred options | Ml/d | 1 | 0.0066226 | 0.0066226 | 0.0066226 | 0.0066226 | 0.0066226 | 0.0066226 | 0.0066226 | 0.0066226 | 0.0066226 | 0.0066226 | 0.0066226 | 0.0066226 | 0.0066226 | 0.0066226 | 0.0066226 | 0.0066226 | 0.0066226 | 0.0066226 | 0.0066226 | 0.0066226 | 0.0066226 | 0.0066226 | 0.0066226 | 0.0066226 | 0.0066226 | 0.0066226 | 0.0066226 | 0.0066226 | 0.0066226
Leakage | 34FP | Measured Non Household - USPL | Calculated BL+Preferred options | Ml/d | 2 | 0.009567 | 0.009567 | 0.009567 | 0.009567 | 0.009567 | 0.009567 | 0.009567 | 0.009567 | 0.009567 | 0.009567 | 0.009567 | 0.009567 | 0.009567 | 0.009567 | 0.009567 | 0.009567 | 0.009567 | 0.009567 | 0.009567 | 0.009567 | 0.009567 | 0.009567 | 0.009567 | 0.009567 | 0.009567 | 0.009567 | 0.009567 | 0.009567 | 0.009567
| 35FP | Unmeasured Non Household - USPL | Calculated BL+Preferred options | Ml/d | 2 | 0.00032049 | 0.00032049 | 0.00032049 | 0.00032049 | 0.00032049 | 0.00032049 | 0.00032049 | 0.00032049 | 0.00032049 | 0.00032049 | 0.00032049 | 0.00032049 | 0.00032049 | 0.00032049 | 0.00032049 | 0.00032049 | 0.00032049 | 0.00032049 | 0.00032049 | 0.00032049 | 0.00032049 | 0.00032049 | 0.00032049 | 0.00032049 | 0.00032049 | 0.00032049 | 0.00032049 | 0.00032049 | 0.00032049
| 36FP | Measured Household - USPL | Calculated BL+Preferred options | Ml/d | 2 | 0.025491 | 0.026144 | 0.026798 | 0.027452 | 0.028078 | 0.028693 | 0.029295 | 0.029886 | 0.030465 | 0.031034 | 0.031591 | 0.032138 | 0.032674 | 0.059347 | 0.058854 | 0.058746 | 0.05864 | 0.058534 | 0.058429 | 0.058325 | 0.058222 | 0.05812 | 0.058019 | 0.057918 | 0.057819 | 0.057746 | 0.057674 | 0.057602 | 0.057532
| 37FP | Unmeasured Household - USPL | Calculated BL+Preferred options | Ml/d | 2 | 0.038104 | 0.037327 | 0.03655 | 0.035773 | 0.035026 | 0.034292 | 0.033572 | 0.032865 | 0.03217 | 0.031487 | 0.030816 | 0.030157 | 0.02951 | 0 | 0 | 0 | 0 | 0 | 0 | 0 | 0 | 0 | 0 | 0 | 0 | 0 | 0 | 0 | 0
| 38FP | Void Properties - USPL | Calculated BL+Preferred options | Ml/d | 2 | 0.0060506 | 0.0060506 | 0.0060506 | 0.0060506 | 0.0060506 | 0.0060506 | 0.0060506 | 0.0060506 | 0.0060506 | 0.0060506 | 0.0060506 | 0.0060506 | 0.0060506 | 0.0060506 | 0.0060506 | 0.0060506 | 0.0060506 | 0.0060506 | 0.0060506 | 0.0060506 | 0.0060506 | 0.0060506 | 0.0060506 | 0.0060506 | 0.0060506 | 0.0060506 | 0.0060506 | 0.0060506 | 0.0060506
| 39FP | Distribution Losses | Calculated BL+Preferred options | Ml/d | 2 | 0.50047 | 0.50063 | 0.50081 | 0.50099 | 0.50096 | 0.50108 | 0.50119 | 0.50131 | 0.50143 | 0.48414 | 0.46685 | 0.44957 | 0.43228 | 0.41771 | 0.40342 | 0.38874 | 0.37405 | 0.35937 | 0.34468 | 0.33641 | 0.32813 | 0.31985 | 0.31157 | 0.30329 | 0.29584 | 0.28838 | 0.2809 | 0.27343 | 0.26596
| 40FP | Total Leakage | Sum(34FP:39FP) | Ml/d | 2 | 0.58 | 0.58004 | 0.58009 | 0.58015 | 0.58 | 0.58 | 0.58 | 0.58 | 0.58 | 0.5626 | 0.5452 | 0.5278 | 0.5104 | 0.493 | 0.47821 | 0.46342 | 0.44863 | 0.43384 | 0.41905 | 0.41067 | 0.40229 | 0.39391 | 0.38553 | 0.37715 | 0.3696 | 0.36206 | 0.35452 | 0.34697 | 0.33943
| 41FP | Total Leakage | (40FP*1,000,000)/(48FP*1,000) | l/prop/d | 2 | 172.3906 | 170.5814 | 168.8114 | 167.082 | 165.3269 | 163.4817 | 161.6759 | 159.9097 | 158.1819 | 151.7973 | 145.7024 | 139.7223 | 133.8544 | 128.0948 | 129.3209 | 124.0993 | 118.9792 | 113.9575 | 109.0313 | 105.8498 | 102.6993 | 99.6089 | 96.5767 | 93.6011 | 90.8867 | 88.2219 | 85.6054 | 83.036 | 80.5123
Customer: Properties | 42FP | Measured Non Household - Properties | Input (total, excluding voids) | 000's | 2 | 0.40567 | 0.40721 | 0.40875 | 0.41029 | 0.41184 | 0.41338 | 0.41492 | 0.41646 | 0.418 | 0.41954 | 0.42108 | 0.42262 | 0.42416 | 0.4257 | 0.42724 | 0.42878 | 0.43032 | 0.43186 | 0.4334 | 0.43494 | 0.43647 | 0.43801 | 0.43955 | 0.44108 | 0.44262 | 0.44416 | 0.44569 | 0.44723 | 0.44876
| 43FP | Unmeasured Non Household - Properties | Input (total, excluding voids) | 000's | 2 | 0.013589 | 0.013365 | 0.013141 | 0.012917 | 0.012692 | 0.012468 | 0.012244 | 0.01202 | 0.011795 | 0.011571 | 0.011347 | 0.011122 | 0.010898 | 0.010674 | 0.01045 | 0.010225 | 0.010001 | 0.0097768 | 0.0095525 | 0.0093282 | 0.009104 | 0.0088797 | 0.0086554 | 0.0084312 | 0.0082069 | 0.0079826 | 0.0077583 | 0.0075341 | 0.0073098
| 44FP | All void non-households - properties | Input (voids in each year) | 000's | 2 | 0.063785 | 0.063785 | 0.063785 | 0.063785 | 0.063785 | 0.063785 | 0.063785 | 0.063785 | 0.063785 | 0.063785 | 0.063785 | 0.063785 | 0.063785 | 0.063785 | 0.063785 | 0.063785 | 0.063785 | 0.063785 | 0.063785 | 0.063785 | 0.063785 | 0.063785 | 0.063785 | 0.063785 | 0.063785 | 0.063785 | 0.063785 | 0.063785 | 0.063785
| 45FP | Measured Household - Properties (excl voids) | Pre-plan year = input. Forecast years = Previous year 45FP + sum(45.1FP:45.6FP) | 000's | 2 | 1.113 | 1.1766 | 1.2401 | 1.3036 | 1.3659 | 1.4313 | 1.4962 | 1.5606 | 1.6244 | 1.6877 | 1.7466 | 1.8049 | 1.8628 | 3.1612 | 3.1964 | 3.2315 | 3.2666 | 3.3016 | 3.3367 | 3.3717 | 3.4078 | 3.4439 | 3.4799 | 3.516 | 3.552 | 3.588 | 3.624 | 3.66 | 3.696
| 45.1FP | New properties | Input (new builds in each year) | 000's | 2 | 0.036558 | 0.036545 | 0.036532 | 0.036473 | 0.03641 | 0.040018 | 0.040001 | 0.039952 | 0.039905 | 0.039835 | 0.035842 | 0.035808 | 0.03576 | 0.035735 | 0.035701 | 0.035649 | 0.035619 | 0.03559 | 0.035561 | 0.035534 | 0.036588 | 0.036562 | 0.036536 | 0.036512 | 0.036488 | 0.036465 | 0.036442 | 0.036421 | 0.0364
| 45.2FP | Meter optants - properties | Input (meter optants in each year) | 000's | 2 | 0.007 | 0.027856 | 0.027811 | 0.027768 | 0.026612 | 0.026085 | 0.02557 | 0.025067 | 0.024576 | 0.024095 | 0.023623 | 0.023163 | 0.022714 | 0.022273 | 0 | 0 | 0 | 0 | 0 | 0 | 0 | 0 | 0 | 0 | 0 | 0 | 0 | 0 | 0
| 45.3FP | Compulsory metering - properties | Input (compulsory meters in each year) | 000's | 2 | 0 | 0 | 0 | 0 | 0 | 0 | 0 | 0 | 0 | 0 | 0 | 0 | 0 | 1.241 | 0 | 0 | 0 | 0 | 0 | 0 | 0 | 0 | 0 | 0 | 0 | 0 | 0 | 0 | 0
| 45.4FP | Metering on change of occupancy - properties | Input (change of occupancy meters in each year) | 000's | 2 | 0 | 0 | 0 | 0 | 0 | 0 | 0 | 0 | 0 | 0 | 0 | 0 | 0 | 0 | 0 | 0 | 0 | 0 | 0 | 0 | 0 | 0 | 0 | 0 | 0 | 0 | 0 | 0 | 0
| 45.5FP | Selective metering properties | Input (selective meters in each year) | 000's | 2 | 0 | 0 | 0 | 0 | 0 | 0 | 0 | 0 | 0 | 0 | 0 | 0 | 0 | 0 | 0 | 0 | 0 | 0 | 0 | 0 | 0 | 0 | 0 | 0 | 0 | 0 | 0 | 0 | 0
| 45.6FP | Other changes to existing metering - properties | Input (other changes to meters in each year) | 000's | 2 | 0 | -0.00078324 | -0.0007625 | -0.00074258 | -0.00072345 | -0.0007003 | -0.00068095 | -0.00066241 | -0.00064463 | -0.00062761 | -0.00062017 | -0.0006057 | -0.00059178 | -0.00057828 | -0.00056527 | -0.00055274 | -0.00054057 | -0.0005288 | -0.00051742 | -0.00050639 | -0.00049178 | -0.00048121 | -0.00047099 | -0.00046109 | -0.00045149 | -0.0004422 | -0.00043318 | -0.00042444 | -0.00041596
| 45.7FP | Measured void households - properties | Input (voids in each year) | 000's | 2 | 0.06829 | 0.06829 | 0.06829 | 0.06829 | 0.06829 | 0.06829 | 0.06829 | 0.06829 | 0.06829 | 0.06829 | 0.06829 | 0.06829 | 0.06829 | 0.18731 | 0 | 0 | 0 | 0 | 0 | 0 | 0 | 0 | 0 | 0 | 0 | 0 | 0 | 0 | 0
| 46FP | Unmeasured households - properties (excl void) | Input (total) | 000's | 2 | 1.5812 | 1.5521 | 1.5232 | 1.4943 | 1.4666 | 1.4395 | 1.4129 | 1.3869 | 1.3613 | 1.3363 | 1.3118 | 1.2877 | 1.2641 | 0 | 0 | 0 | 0 | 0 | 0 | 0 | 0 | 0 | 0 | 0 | 0 | 0 | 0 | 0 | 0
| 47FP | Unmeasured void households - properties | Input (voids in each year) | 000's | 2 | 0.11902 | 0.11902 | 0.11902 | 0.11902 | 0.11902 | 0.11902 | 0.11902 | 0.11902 | 0.11902 | 0.11902 | 0.11902 | 0.11902 | 0.11902 | 0 | 0 | 0 | 0 | 0 | 0 | 0 | 0 | 0 | 0 | 0 | 0 | 0 | 0 | 0 | 0
| 48FP | Total Resource Zone Properties (incl voids) | SUM(42FP:45FP)+45.7FP+46FP+47FP | 000's | 2 | 3.3645 | 3.4004 | 3.4363 | 3.4723 | 3.5082 | 3.5478 | 3.5874 | 3.627 | 3.6667 | 3.7063 | 3.7419 | 3.7775 | 3.8131 | 3.8487 | 3.6979 | 3.7343 | 3.7707 | 3.807 | 3.8434 | 3.8797 | 3.9171 | 3.9545 | 3.9919 | 4.0293 | 4.0666 | 4.104 | 4.1413 | 4.1786 | 4.2159
Customer: Population | 49FP | Measured Non Household - Population | Input (total) | 000's | 2 | 0.221 | 0.221 | 0.221 | 0.221 | 0.221 | 0.221 | 0.221 | 0.221 | 0.221 | 0.221 | 0.221 | 0.221 | 0.221 | 0.221 | 0.221 | 0.221 | 0.221 | 0.221 | 0.221 | 0.221 | 0.221 | 0.221 | 0.221 | 0.221 | 0.221 | 0.221 | 0.221 | 0.221 | 0.221
| 50FP | Unmeasured Non Household - Population | Input (total) | 000's | 2 | 0 | 0 | 0 | 0 | 0 | 0 | 0 | 0 | 0 | 0 | 0 | 0 | 0 | 0 | 0 | 0 | 0 | 0 | 0 | 0 | 0 | 0 | 0 | 0 | 0 | 0 | 0 | 0 | 0
| 51FP | Measured Household - Population | Input (total) | 000's | 2 | 2.4365 | 2.5516 | 2.6657 | 2.7791 | 2.8882 | 2.9981 | 3.1053 | 3.2095 | 3.3106 | 3.4086 | 3.5001 | 3.5895 | 3.6755 | 6.261 | 6.2793 | 6.2979 | 6.3159 | 6.3344 | 6.3508 | 6.3653 | 6.3802 | 6.3947 | 6.4076 | 6.4224 | 6.4365 | 6.4505 | 6.4649 | 6.4792 | 6.4938
| 52FP | Unmeasured Household - Population | Input (total) | 000's | 2 | 3.5083 | 3.417 | 3.3288 | 3.2434 | 3.1617 | 3.0779 | 2.997 | 2.9185 | 2.842 | 2.7676 | 2.6986 | 2.6316 | 2.5657 | 0 | 0 | 0 | 0 | 0 | 0 | 0 | 0 | 0 | 0 | 0 | 0 | 0 | 0 | 0 | 0
| 53FP | Total Resource Zone Population | 49FP+Sum(50FP:52FP) | 000's | 2 | 6.1658 | 6.1896 | 6.2155 | 6.2435 | 6.271 | 6.297 | 6.3234 | 6.349 | 6.3735 | 6.3972 | 6.4197 | 6.442 | 6.4622 | 6.482 | 6.5003 | 6.5189 | 6.5369 | 6.5554 | 6.5718 | 6.5863 | 6.6012 | 6.6157 | 6.6286 | 6.6434 | 6.6575 | 6.6715 | 6.6859 | 6.7002 | 6.7148
Occupancy | 54FP | Measured Household - Occupancy Rate (average) (excl voids) | 51FP/45FP | h/prop | 1 | 2.1892 | 2.1687 | 2.1495 | 2.1318 | 2.1145 | 2.0946 | 2.0754 | 2.0566 | 2.038 | 2.0196 | 2.004 | 1.9887 | 1.9731 | 1.9805 | 1.9645 | 1.9489 | 1.9335 | 1.9186 | 1.9033 | 1.8879 | 1.8722 | 1.8568 | 1.8413 | 1.8266 | 1.8121 | 1.7978 | 1.7839 | 1.7703 | 1.757
| 55FP | Unmeasured Household - Occupancy Rate | 52BL/46BL | h/prop | 1 | 2.2188 | 2.2015 | 2.1854 | 2.1705 | 2.1558 | 2.1382 | 2.1212 | 2.1044 | 2.0876 | 2.071 | 2.0572 | 2.0436 | 2.0296 | - | - | - | - | - | - | - | - | - | - | - | - | - | - | - | -
Metering | 56FP | Total Household Metering penetration (excl. voids) | 45FP/45FP+46FP | % | 0 | 41.31% | 43.12% | 44.88% | 46.59% | 48.22% | 49.86% | 51.43% | 52.95% | 54.41% | 55.81% | 57.11% | 58.36% | 59.57% | 100% | 100% | 100% | 100% | 100% | 100% | 100% | 100% | 100% | 100% | 100% | 100% | 100% | 100% | 100% | 100%
| 57FP | Total Household Metering penetration (incl. voids) | 45FP/(45FP+45.7FP+46FP+47FP) | % | 0 | 38.63% | 40.35% | 42.03% | 43.67% | 45.23% | 46.8% | 48.32% | 49.78% | 51.19% | 52.56% | 53.81% | 55.03% | 56.21% | 94.41% | 100% | 100% | 100% | 100% | 100% | 100% | 100% | 100% | 100% | 100% | 100% | 100% | 100% | 100% | 100%
|  | Company: | Severn Trent Water
|  | Resource Zone Name: | Bishops Castle
|  | Resource Zone Number: | 1
|  | Planning Scenario Name: | Dry Year Annual Average
|  | Chosen Level of Service: | No more than 3 in 100 Temporary Use Bans
Note on U21: STW: 100% metering
Note on U60: STW: 100% metering

## 9. FP SDB
Table 9: Final planning water supply
| Row Ref | Component | Derivation | Unit | Decimal places | 2016-17 | For info 2017-18 | For info 2018-19 | For info 2019-20 | 2020-21 | 2021-22 | 2022-23 | 2023-24 | 2024-25 | 2025-26 | 2026-27 | 2027-28 | 2028-29 | 2029-30 | 2030-31 | 2031-32 | 2032-33 | 2033-34 | 2034-35 | 2035-36 | 2036-37 | 2037-38 | 2038-39 | 2039-40 | 2040-41 | 2041-42 | 2042-43 | 2043-44 | 2044-45
SDB | 11FP | Distribution Input | 19FP+20FP+21FP+22FP+32FP+33FP+38FP+39FP | Ml/d | 2 | 1.9046 | 1.9069 | 1.9079 | 1.9101 | 1.9096 | 1.913 | 1.9162 | 1.9195 | 1.9211 | 1.9076 | 1.8927 | 1.8779 | 1.8621 | 1.8378 | 1.8237 | 1.8006 | 1.7852 | 1.7822 | 1.7639 | 1.7434 | 1.736 | 1.7301 | 1.7228 | 1.7166 | 1.7089 | 1.7036 | 1.6981 | 1.7045 | 1.7155
| 12FP | Water Available For Use (own sources) | 7FP-(9FP+10FP) | Ml/d | 2 | 4.88 | 4.88 | 4.88 | 4.88 | 4.88 | 4.88 | 4.88 | 4.88 | 4.88 | 4.88 | 4.88 | 4.88 | 4.88 | 4.88 | 4.88 | 4.88 | 4.88 | 4.88 | 4.88 | 4.42 | 4.42 | 4.42 | 4.42 | 4.42 | 4.42 | 4.42 | 4.42 | 4.42 | 4.42
| 13FP | Total Water Available For Use | 12FP+(2FP+3FP)-(5FP+6FP) | Ml/d | 2 | 4.88 | 4.88 | 4.88 | 4.88 | 4.88 | 4.88 | 4.88 | 4.88 | 4.88 | 4.88 | 4.88 | 4.88 | 4.88 | 4.88 | 4.88 | 4.88 | 4.88 | 4.88 | 4.88 | 4.42 | 4.42 | 4.42 | 4.42 | 4.42 | 4.42 | 4.42 | 4.42 | 4.42 | 4.42
| 14FP | Target headroom (climate change component) | Input | Ml/d | 2 | 0 | 0 | 0 | 0 | 0 | 0 | 0 | 0 | 0 | 0 | 0 | 0 | 0 | 0 | 0 | 0 | 0 | 0 | 0 | 0 | 0 | 0 | 0 | 0 | 0 | 0 | 0 | 0 | 0
| 15FP | Target headroom (All other components) | Input | Ml/d | 2 | 0.18097 | 0.17829 | 0.17431 | 0.17236 | 0.1674 | 0.16851 | 0.1658 | 0.16335 | 0.15949 | 0.12642 | 0.12434 | 0.1225 | 0.12234 | 0.1243 | 0.12335 | 0.12112 | 0.1201 | 0.11998 | 0.12282 | 0.12273 | 0.12534 | 0.12484 | 0.12682 | 0.12355 | 0.12634 | 0.12817 | 0.12768 | 0.12713 | 0.12751
| 16FP | Target Headroom | 14FP+15FP | Ml/d | 2 | 0.18097 | 0.17829 | 0.17431 | 0.17236 | 0.1674 | 0.16851 | 0.1658 | 0.16335 | 0.15949 | 0.12642 | 0.12434 | 0.1225 | 0.12234 | 0.1243 | 0.12335 | 0.12112 | 0.1201 | 0.11998 | 0.12282 | 0.12273 | 0.12534 | 0.12484 | 0.12682 | 0.12355 | 0.12634 | 0.12817 | 0.12768 | 0.12713 | 0.12751
| 17FP | Available Headroom | 13FP-11FP | Ml/d | 2 | 2.9754 | 2.9731 | 2.9721 | 2.9699 | 2.9704 | 2.967 | 2.9638 | 2.9605 | 2.9589 | 2.9724 | 2.9873 | 3.0021 | 3.0179 | 3.0422 | 3.0563 | 3.0794 | 3.0948 | 3.0978 | 3.1161 | 2.6766 | 2.684 | 2.6899 | 2.6972 | 2.7034 | 2.7111 | 2.7164 | 2.7219 | 2.7155 | 2.7045
| 18FP | Supply Demand Balance | 17FP-16FP | Ml/d | 2 | 2.7944 | 2.7948 | 2.7978 | 2.7975 | 2.803 | 2.7985 | 2.798 | 2.7972 | 2.7994 | 2.846 | 2.863 | 2.8796 | 2.8956 | 2.918 | 2.933 | 2.9583 | 2.9747 | 2.9778 | 2.9933 | 2.5538 | 2.5587 | 2.5651 | 2.5704 | 2.5799 | 2.5848 | 2.5883 | 2.5942 | 2.5884 | 2.577
|  | Company: | Severn Trent Water
|  | Resource Zone Name: | Bishops Castle
|  | Resource Zone Number: | 1
|  | Planning Scenario Name: | Dry Year Annual Average
|  | Chosen Level of Service: | No more than 3 in 100 Temporary Use Bans

## 10. Drought plan links
Table 10: Drought plan links and Deployable Output Overview
10.1 Planning scenarios |  |  |  |  | 10.2 Water resources management plan | [7 empty] | 10.3 Drought plan | [5 empty] | 10.4 Demand
Drought Scenarios | Drought Description | Drought Severity | Plan in which scenario is used (highlights overlaps) |  | WRMP DO of Sources (not including drought measures) | WRMP Additional Yield from Drought Supply Measures (eg drought permits or orders) |  |  | WRMP Impact on DO of drought plan Demand Restrictions (eg TUBs) |  |  | WRMP DO Levels of Service | Drought Plan Additional Yield from Further Supply Measures (eg drought permits or orders) |  |  | Drought Plan Impact on DO of Further Demand Restrictions (eg TUBs) |  |  | Unrestricted Demand | Restricted Demand
|  |  | WRMP | Drought Plan | DO (Ml/d) | Description | Marginal Benefit (Ml/d) | DO (Ml/d) | Description | Marginal Benefit (Ml/d) | DO (Ml/d) | DO (Ml/d) | Description | Marginal Benefit (Ml/d) | DO (Ml/d) | Description | Marginal Benefit (Ml/d) | DO (Ml/d) | Ml/d | Ml/d
Historic Droughts | Baseline Deployable Output | Worst drought on observed groundwater level record | Y | n | 4.89 | (6) | 0 | 0 | (1) | 0 | 4.89 | 4.89 | (6) | 0 | 0 | (6) | 0 | 0
Additional Drought Scenarios | Severe 18-month event | 1 in 200 yr 18-month | Y | n | 4.2853 | (6) | 0 | 0 | (1) | 0 | 4.2853 | 4.2853 | (6) | 0 | 0 | (6) | 0 | 0
| Severe 30-month event | 1 in 200 yr 30-month | Y | n | 4.2254 | (6) | 0 | 0 | (1) | 0 | 4.2254 | 4.2254 | (6) | 0 | 0 | (6) | 0 | 0
| Extreme 18-month event | 1 in 500 yr 18-month | Y | n | 4.2755 | (6) | 0 | 0 | (1) | 0 | 4.2755 | 4.2755 | (6) | 0 | 0 | (6) | 0 | 0
| Extreme 30-month event | 1 in 500 yr 30-month | Y | n | 4.205 | (6) | 0 | 0 | (1) | 0 | 4.205 | 4.205 | (6) | 0 | 0 | (6) | 0 | 0
Reported DO for WRMP tables highlighted in yellow
10.5 Summary report
WRMP DO Overview | [8 empty] | Drought Plan Overview
Approach to DO analysis for our GW only WRZs can be found in the dWRMP drought resilience narrative in Appendix A. | [8 empty] | There are no drought supply measures e.g. drought permits or orders stipulated in our Drought Plan for the Bishops Castle WRZ.
Additional Drought Scenarios | [8 empty] | Drought Supply Measures and Demand Restrictions Further Details
4 additional drought scenarios included for 1 in 200-year and 1 in 500-year droughts with durations of 18- and 24-months. The scenarios represent a range of plausible droughts that could impact on groundwater DO. | [8 empty] | List individual measures used in scenario e.g. (1) Demand savings restrictions drought measure (TUBs 5% demand saving and NEUBs additional 5% demand saving assumed) (6) No data entered in these cells- N/A for the WRZ
Impact on Supply Demand
There is no supply/demand impact of the more severe drought scenarios for the Bishops Castle WRZ.
Demands
Include Comment on selection of demands