## TITLE PAGE
Water Resources Planning Tables 2019
v11 - August 2016 integrating updates up to v15 - June 2018
All queries on the content of this workbook should be sent to:
water-company-plan@environment-agency.gov.uk
Water resource zone information
Company: |  | Severn Trent Water
Resource Zone Name: |  | Kinsall |  |  |  | Data validation: Cell D20
Resource Zone Number: |  | 3 |  |  |  | Dry Year Annual Average
Planning Scenario Name: |  | Dry Year Annual Average | DYAA | Normal Year Annual Average |  | Dry Year Critical Period
Chosen Level of Service: |  | No more than 3 in 100 Temporary Use Bans |  |  |  | Dry Year Annual Average - benchmarking data
Base Year: |  | 2016-17 |  |  |  | Dry Year Critical Period - benchmarking data
Responsible Officer: |  | Marcus O'Kane | Signed: | Marcus O'Kane | Dated:
Version: |  | 1 |  | [Digital signature is acceptable]
Key to cells
Clear cells - indicate an input is required
Yellow shaded cells - indicates a formula.
Blue shaded cells - indicate base year data.
Light grey shaded cells - indicate preceding years.
Dark grey cells - indicate that no data entry is required.
Worksheet |  | Content
WRZ summary |  | Supply-Demand Balance and components
1. BL Licences |  | Baseline water resources
2. BL Supply |  | Baseline water supplies
3. BL Demand |  | Baseline demand
4. BL SDB |  | Baseline supply demand balance
5. Feasible options |  | Fixed and Variable costs, Net Present Value, AIC and AISC of all feasible options - confidential
6. Preferred options |  | High level costs of preferred options (Dry Year) - publicly available
7. FP Supply |  | Final Planning water supplies (impact of Scenario options)
8. FP Demand |  | Final Planning demand (impact of Scenario options)
9. FP SDB |  | Final Planning supply demand balance
10. Drought plan links |  | Drought plan links
11. Drought plan links graph |  | Drought plan links graph

## WRZ summary
Summary graphs of water resources planning tables data
DERIVATION | DESCRIPTION | UNITS | 2016-17 | For info 2017-18 | For info 2018-19 | For info 2019-20 | 2020-21 | 2021-22 | 2022-23 | 2023-24 | 2024-25 | 2025-26 | 2026-27 | 2027-28 | 2028-29 | 2029-30 | 2030-31 | 2031-32 | 2032-33 | 2033-34 | 2034-35 | 2035-36 | 2036-37 | 2037-38 | 2038-39 | 2039-40 | 2040-41 | 2041-42 | 2042-43 | 2043-44 | 2044-45
SUPPLY
13BL | Total water available for use | Ml/d | 4.8136 | 4.8136 | 4.8136 | 4.8136 | 4.8136 | 4.8136 | 4.8136 | 4.8136 | 4.8136 | 4.8136 | 4.8136 | 4.8136 | 4.8136 | 4.8136 | 4.3036 | 4.3036 | 4.3036 | 4.3036 | 4.3036 | 4.3036 | 4.3036 | 4.3036 | 4.3036 | 4.3036 | 4.3036 | 4.3036 | 4.3036 | 4.3036 | 4.3036
13FP | Total water available for use | Ml/d | 4.8136 | 4.8136 | 4.8136 | 4.8136 | 4.8136 | 4.8136 | 4.8136 | 4.8136 | 4.8136 | 4.8136 | 4.8136 | 4.8136 | 4.8136 | 4.8136 | 4.3036 | 4.3036 | 4.3036 | 4.3036 | 4.3036 | 4.3036 | 4.3036 | 4.3036 | 4.3036 | 4.3036 | 4.3036 | 4.3036 | 4.3036 | 4.3036 | 4.3036
| DEMAND |  | 0
26BL | Unmeasured household consumption | Ml/d | 0.88494 | 0.86303 | 0.84182 | 0.8217 | 0.80145 | 0.7817 | 0.76273 | 0.74423 | 0.72624 | 0.70885 | 0.69234 | 0.67635 | 0.66067 | 0.64546 | 0.63021 | 0.6154 | 0.60099 | 0.587 | 0.57327 | 0.56028 | 0.5476 | 0.5352 | 0.523 | 0.5112 | 0.49966 | 0.48838 | 0.47743 | 0.46673 | 0.45608
26FP | Unmeasured household consumption | Ml/d | 0.88494 | 0.86303 | 0.84182 | 0.8217 | 0.80145 | 0.7817 | 0.76273 | 0.74423 | 0.72624 | 0.70885 | 0.69234 | 0.67635 | 0.66067 | -0.0006243 | -4.4549e-06 | 0.001008 | 0.0020018 | 0.0029776 | 0.0039356 | 0.0048763 | 0.0057997 | 0.0067064 | 0.0075967 | 0.0084708 | 0.0093291 | 0.01017 | 0.010996 | 0.011807 | 0.012604
25BL | Measured household consumption | Ml/d | 0.7448 | 0.76844 | 0.79239 | 0.81719 | 0.84032 | 0.8647 | 0.88915 | 0.91333 | 0.93731 | 0.96126 | 0.984 | 1.0067 | 1.0292 | 1.0517 | 1.0696 | 1.0873 | 1.1045 | 1.1215 | 1.1379 | 1.1547 | 1.1717 | 1.1883 | 1.2042 | 1.2201 | 1.2355 | 1.2506 | 1.2656 | 1.2802 | 1.2947
25FP | Measured household consumption | Ml/d | 0.7448 | 0.76844 | 0.79239 | 0.81719 | 0.84032 | 0.8647 | 0.88915 | 0.91333 | 0.93731 | 0.96126 | 0.984 | 1.0067 | 1.0292 | 1.6561 | 1.6588 | 1.6602 | 1.6626 | 1.6741 | 1.659 | 1.6378 | 1.6511 | 1.6552 | 1.6589 | 1.6629 | 1.6667 | 1.6704 | 1.6833 | 1.7117 | 1.7244
23BL+24BL | Non-household consumption | Ml/d | 1.4459 | 1.4496 | 1.4497 | 1.4523 | 1.4512 | 1.4593 | 1.4655 | 1.4716 | 1.472 | 1.4779 | 1.4793 | 1.4807 | 1.4782 | 1.4835 | 1.4851 | 1.4868 | 1.4842 | 1.4894 | 1.4902 | 1.4907 | 1.4869 | 1.4918 | 1.4929 | 1.494 | 1.491 | 1.4963 | 1.4976 | 1.4988 | 1.4961
23FP+24FP | Non-household consumption | Ml/d | 1.4459 | 1.4496 | 1.4497 | 1.4523 | 1.4512 | 1.4593 | 1.4655 | 1.4716 | 1.472 | 1.4779 | 1.4793 | 1.4807 | 1.4782 | 1.4835 | 1.4851 | 1.4868 | 1.4842 | 1.4894 | 1.4902 | 1.4907 | 1.4869 | 1.4918 | 1.4929 | 1.494 | 1.491 | 1.4963 | 1.4976 | 1.4988 | 1.4961
40BL | Total leakage | Ml/d | 1.17 | 1.1501 | 1.1402 | 1.1203 | 1.1203 | 1.1204 | 1.1205 | 1.1206 | 1.1206 | 1.1207 | 1.1208 | 1.1208 | 1.1209 | 1.121 | 1.121 | 1.1211 | 1.1212 | 1.1212 | 1.1213 | 1.1213 | 1.1214 | 1.1215 | 1.1215 | 1.1216 | 1.1216 | 1.1224 | 1.1231 | 1.1238 | 1.1245
40FP | Total leakage | Ml/d | 1.17 | 1.1501 | 1.1402 | 1.1203 | 1.12 | 1.12 | 1.12 | 1.12 | 1.12 | 1.0864 | 1.0528 | 1.0192 | 0.9856 | 0.952 | 0.92344 | 0.89488 | 0.86632 | 0.83776 | 0.8092 | 0.79302 | 0.77683 | 0.76065 | 0.74446 | 0.72828 | 0.71371 | 0.69915 | 0.68458 | 0.67002 | 0.65545
11BL-(23BL:26BL)-40BL | Other components of demand | Ml/d | 0.1107 | 0.1107 | 0.1107 | 0.1107 | 0.1107 | 0.1107 | 0.1107 | 0.1107 | 0.1107 | 0.1107 | 0.1107 | 0.1107 | 0.1107 | 0.1107 | 0.1107 | 0.1107 | 0.1107 | 0.1107 | 0.1107 | 0.1107 | 0.1107 | 0.1107 | 0.1107 | 0.1107 | 0.1107 | 0.1107 | 0.1107 | 0.1107 | 0.1107
11FP-(23FP:26FP)-40FP | Other components of demand | Ml/d | 0.1107 | 0.1107 | 0.1107 | 0.1107 | 0.1107 | 0.1107 | 0.1107 | 0.1107 | 0.1107 | 0.1107 | 0.1107 | 0.1107 | 0.1107 | 0.1107 | 0.1107 | 0.1107 | 0.1107 | 0.1107 | 0.1107 | 0.1107 | 0.1107 | 0.1107 | 0.1107 | 0.1107 | 0.1107 | 0.1107 | 0.1107 | 0.1107 | 0.1107
| Total demand + target headroom (baseline) | Ml/d | 4.528 | 4.5098 | 4.5006 | 4.4782 | 4.4754 | 4.4783 | 4.4899 | 4.5 | 4.5041 | 4.4845 | 4.4931 | 4.5021 | 4.5019 | 4.5182 | 4.523 | 4.5274 | 4.5309 | 4.5384 | 4.5449 | 4.5484 | 4.554 | 4.5597 | 4.5669 | 4.5755 | 4.5802 | 4.5864 | 4.5977 | 4.6045 | 4.6148
| Total demand + target headroom (final plan) | Ml/d | 4.528 | 4.5098 | 4.5006 | 4.4782 | 4.4751 | 4.4779 | 4.4894 | 4.4994 | 4.5035 | 4.4502 | 4.4251 | 4.4004 | 4.3666 | 4.3076 | 4.2844 | 4.2598 | 4.2351 | 4.2235 | 4.1846 | 4.1477 | 4.1471 | 4.1373 | 4.1292 | 4.1223 | 4.1132 | 4.1047 | 4.1104 | 4.1272 | 4.1319
SUPPLY-DEMAND BALANCE
16BL | Target headroom | Ml/d | 0.17171 | 0.16793 | 0.16584 | 0.15605 | 0.15134 | 0.1415 | 0.14139 | 0.13954 | 0.13721 | 0.10509 | 0.10596 | 0.1067 | 0.1022 | 0.10591 | 0.10626 | 0.10616 | 0.10929 | 0.10863 | 0.11161 | 0.1106 | 0.11573 | 0.11225 | 0.11461 | 0.11801 | 0.12164 | 0.118 | 0.12335 | 0.12421 | 0.13265
16FP | Target headroom | Ml/d | 0.17171 | 0.16793 | 0.16584 | 0.15605 | 0.15134 | 0.1415 | 0.14139 | 0.13954 | 0.13721 | 0.10509 | 0.10596 | 0.1067 | 0.1022 | 0.10591 | 0.10626 | 0.10616 | 0.10929 | 0.10863 | 0.11161 | 0.1106 | 0.11573 | 0.11225 | 0.11461 | 0.11801 | 0.12164 | 0.118 | 0.12335 | 0.12421 | 0.13265
17BL | Available headroom | Ml/d | 0.45728 | 0.47175 | 0.47883 | 0.49148 | 0.48956 | 0.47684 | 0.46509 | 0.45317 | 0.44667 | 0.43422 | 0.42645 | 0.41823 | 0.41392 | 0.4013 | -0.11312 | -0.11765 | -0.11799 | -0.12616 | -0.12966 | -0.13415 | -0.1347 | -0.14383 | -0.14868 | -0.1539 | -0.15496 | -0.16477 | -0.17075 | -0.17665 | -0.17853
17FP | Available headroom | Ml/d | 0.45728 | 0.47175 | 0.47883 | 0.49148 | 0.48989 | 0.47725 | 0.46557 | 0.45373 | 0.44731 | 0.46853 | 0.49442 | 0.51987 | 0.54922 | 0.61189 | 0.1255 | 0.15001 | 0.17775 | 0.18871 | 0.23057 | 0.26648 | 0.27226 | 0.2785 | 0.28905 | 0.29928 | 0.31208 | 0.31686 | 0.3165 | 0.30057 | 0.30435
Baseline Supply-Demand Balance:
|  | 2020-21 | 2021-22 | 2022-23 | 2023-24 | 2024-25 | 2025-26 | 2026-27 | 2027-28 | 2028-29 | 2029-30 | 2030-31 | 2031-32 | 2032-33 | 2033-34 | 2034-35 | 2035-36 | 2036-37 | 2037-38 | 2038-39 | 2039-40 | 2040-41 | 2041-42 | 2042-43 | 2043-44 | 2044-45
| SDB (Ml/d) | 0.33822 | 0.33534 | 0.3237 | 0.31363 | 0.30946 | 0.32913 | 0.32049 | 0.31154 | 0.31171 | 0.2954 | -0.21938 | -0.22382 | -0.22728 | -0.23479 | -0.24128 | -0.24475 | -0.25044 | -0.25608 | -0.2633 | -0.2719 | -0.2766 | -0.28277 | -0.2941 | -0.30085 | -0.31118
Final Planning Supply-Demand Balance:
|  | 2020-21 | 2021-22 | 2022-23 | 2023-24 | 2024-25 | 2025-26 | 2026-27 | 2027-28 | 2028-29 | 2029-30 | 2030-31 | 2031-32 | 2032-33 | 2033-34 | 2034-35 | 2035-36 | 2036-37 | 2037-38 | 2038-39 | 2039-40 | 2040-41 | 2041-42 | 2042-43 | 2043-44 | 2044-45
| SDB (Ml/d) | 0.33855 | 0.33575 | 0.32419 | 0.31419 | 0.31009 | 0.36343 | 0.38846 | 0.41318 | 0.44702 | 0.50598 | 0.019242 | 0.043842 | 0.068462 | 0.08008 | 0.11896 | 0.15588 | 0.15653 | 0.16625 | 0.17443 | 0.18127 | 0.19044 | 0.19886 | 0.19316 | 0.17636 | 0.1717
| Company: | 2026-27: Severn Trent Water
| Resource Zone Name | 2026-27: Kinsall
| Resource Zone Number: | 2026-27: 3
| Planning Scenario Name: | 2026-27: Dry Year Annual Average
| Chosen Level of Service: | 2026-27: No more than 3 in 100 Temporary Use Bans

## 1. BL Licences (hidden)
Table 1: Baseline licences |  |  |  |  | deployable output (Ml/d)
Row ref | Derivation | Licence number | Source name | Source type | Deployable output (Ml/d) | Annual licensed quantity (Ml/d) | Constraints on deployable output
All individual licences:
0.1BL | Sum (0.1BL+...) | - | - | - | 0 | 0 | -
- | Input
Input
0.2BL | Sum (0.2BL+...) | - | Total | - | 5 | - | -
- | - | Group #: | Kinsall and Rednall | - | 5 | - | -
- | Input |  |  |  | 5 | 5
- | Input
- | Input
- | Input
- | Input
Unused licences: | Derivation | Licence number | Source name | Source type | DYAA deployable output (Ml/d) | Annual licensed quantity (Ml/d) | Reason licence is unused
0.3BL | Sum (0.3BL+...) | - | - | - | 0 | 0 | -
Input
- | Input
New licences (within current AMP): | Derivation | Licence number | Source name | Source type | DYAA deployable output (Ml/d) | Annual licensed quantity (Ml/d) | Status of licence
0.4BL | Sum (0.4BL+...) | - | - | - | 0 | 0 | -
Input
- | Input
- | - | - | - | - | - | - | -
Company: |  | Severn Trent Water
Resource Zone Name: |  | Kinsall
Resource Zone Number: |  | 3
Planning Scenario Name: |  | Dry Year Annual Average
Chosen Level of Service: |  | No more than 3 in 100 Temporary Use Bans

## 2. BL Supply
Table 2: Baseline supply
| Row ref | Component | Derivation | Unit | decimal places | 2016-17 | For info 2017-18 | For info 2018-19 | For info 2019-20 | 2020-21 | 2021-22 | 2022-23 | 2023-24 | 2024-25 | 2025-26 | 2026-27 | 2027-28 | 2028-29 | 2029-30 | 2030-31 | 2031-32 | 2032-33 | 2033-34 | 2034-35 | 2035-36 | 2036-37 | 2037-38 | 2038-39 | 2039-40 | 2040-41 | 2041-42 | 2042-43 | 2043-44 | 2044-45
| 1BL | Raw water abstracted | Input | Ml/d | 2 | 5 | 5 | 5 | 5 | 5 | 5 | 5 | 5 | 5 | 5 | 5 | 5 | 5 | 5 | 5 | 5 | 5 | 5 | 5 | 5 | 5 | 5 | 5 | 5 | 5 | 5 | 5 | 5 | 5
Resources | 2BL | Total raw water imported | sum(2.1BL+2.2BL+2.3BL...) | Ml/d | 2 | 0 | 0 | 0 | 0 | 0 | 0 | 0 | 0 | 0 | 0 | 0 | 0 | 0 | 0 | 0 | 0 | 0 | 0 | 0 | 0 | 0 | 0 | 0 | 0 | 0 | 0 | 0 | 0 | 0
| 2.1BL+ | Raw water imported from: None | Input | Ml/d | 2 | 0 | 0 | 0 | 0 | 0 | 0 | 0 | 0 | 0 | 0 | 0 | 0 | 0 | 0 | 0 | 0 | 0 | 0 | 0 | 0 | 0 | 0 | 0 | 0 | 0 | 0 | 0 | 0 | 0
| - | - | - | - | 2 |  | - | - | - | bar: 2021-22 to 2044-45
| 3BL | Total potable water imported | sum(3.1BL+3.2BL+3.3BL...) | Ml/d | 2 | 0 | 0 | 0 | 0 | 0 | 0 | 0 | 0 | 0 | 0 | 0 | 0 | 0 | 0 | 0 | 0 | 0 | 0 | 0 | 0 | 0 | 0 | 0 | 0 | 0 | 0 | 0 | 0 | 0
| 3.1BL+ | Potable water imported from: None | Input | Ml/d | 2 | 0 | 0 | 0 | 0 | 0 | 0 | 0 | 0 | 0 | 0 | 0 | 0 | 0 | 0 | 0 | 0 | 0 | 0 | 0 | 0 | 0 | 0 | 0 | 0 | 0 | 0 | 0 | 0 | 0
| - | - | - | - | 2 | - | - | - | - | bar: 2020-21 to 2044-45
| 5BL | Total raw water exported (raw exports and non potable uses) | sum(5.1BL+5.2BL+...) | Ml/d | 2 | 0 | 0 | 0 | 0 | 0 | 0 | 0 | 0 | 0 | 0 | 0 | 0 | 0 | 0 | 0 | 0 | 0 | 0 | 0 | 0 | 0 | 0 | 0 | 0 | 0 | 0 | 0 | 0 | 0
| 5.1BL | Non potable water supplied to: None | Input | Ml/d | 2 | 0 | 0 | 0 | 0 | 0 | 0 | 0 | 0 | 0 | 0 | 0 | 0 | 0 | 0 | 0 | 0 | 0 | 0 | 0 | 0 | 0 | 0 | 0 | 0 | 0 | 0 | 0 | 0 | 0
| 5.2BL+ | Raw water export to: None | Input | Ml/d | 2 | 0 | 0 | 0 | 0 | 0 | 0 | 0 | 0 | 0 | 0 | 0 | 0 | 0 | 0 | 0 | 0 | 0 | 0 | 0 | 0 | 0 | 0 | 0 | 0 | 0 | 0 | 0 | 0 | 0
| - |  | - | - | 2 | - | - | - | - | bar: 2020-21 to 2044-45
| 6BL | Total potable water exported | sum(6.1BL+6.2BL+6.3BL...) | Ml/d | 2 | 0 | 0 | 0 | 0 | 0 | 0 | 0 | 0 | 0 | 0 | 0 | 0 | 0 | 0 | 0 | 0 | 0 | 0 | 0 | 0 | 0 | 0 | 0 | 0 | 0 | 0 | 0 | 0 | 0
| 6.1BL+ | Potable water export to: None | Input | Ml/d | 2 | 0 | 0 | 0 | 0 | 0 | 0 | 0 | 0 | 0 | 0 | 0 | 0 | 0 | 0 | 0 | 0 | 0 | 0 | 0 | 0 | 0 | 0 | 0 | 0 | 0 | 0 | 0 | 0 | 0
| - |  | - | Ml/d | 2 | - | - | - | - | bar: 2020-21 to 2044-45
| 7BL | Deployable Output (baseline profile without reductions) | sum(0.1Bl+0.2BL+0.3BL+0.4BL) | Ml/d | 2 | 5 | 5 | 5 | 5 | 5 | 5 | 5 | 5 | 5 | 5 | 5 | 5 | 5 | 5 | 5 | 5 | 5 | 5 | 5 | 5 | 5 | 5 | 5 | 5 | 5 | 5 | 5 | 5 | 5
Resource (and process) Losses | 8BL | Baseline forecast changes to Deployable Output | sum(8.1BL+8.2BL+8.3BL) | Ml/d | 2 | 0 | 0 | 0 | 0 | 0 | 0 | 0 | 0 | 0 | 0 | 0 | 0 | 0 | 0 | -0.51 | -0.51 | -0.51 | -0.51 | -0.51 | -0.51 | -0.51 | -0.51 | -0.51 | -0.51 | -0.51 | -0.51 | -0.51 | -0.51 | -0.51
| 8.1BL | Change in DO due to climate change | Input (reductions must be expressed as -ve) | Ml/d | 2 |  |  |  |  | 0 | 0 | 0 | 0 | 0 | 0 | 0 | 0 | 0 | 0 | 0 | 0 | 0 | 0 | 0 | 0 | 0 | 0 | 0 | 0 | 0 | 0 | 0 | 0 | 0
| 8.2BL | Reductions to restore sustainable abstraction | sum(8.2BL sub components) | Ml/d | 2 | 0 | 0 | 0 | 0 | 0 | 0 | 0 | 0 | 0 | 0 | 0 | 0 | 0 | 0 | -0.51 | -0.51 | -0.51 | -0.51 | -0.51 | -0.51 | -0.51 | -0.51 | -0.51 | -0.51 | -0.51 | -0.51 | -0.51 | -0.51 | -0.51
| 8.2BL+ | Effects of Winep3 | Input (zero or negative number) | Ml/d | 2 | 0 | 0 | 0 | 0 | 0 | 0 | 0 | 0 | 0 | 0 | 0 | 0 | 0 | 0 | -0.51 | -0.51 | -0.51 | -0.51 | -0.51 | -0.51 | -0.51 | -0.51 | -0.51 | -0.51 | -0.51 | -0.51 | -0.51 | -0.51 | -0.51
| - | - | Input (zero or negative number) | - | 2 | 0 | 0 | 0 | 0 | 0 | 0 | 0 | 0 | 0 | 0 | 0 | 0 | 0 | 0 | 0 | 0 | 0 | 0 | 0 | 0 | 0 | 0 | 0 | 0 | 0 | 0 | 0 | 0 | 0
| 8.3BL | Total other changes to DO (specify, e.g. nitrates): None | Input (reductions must be expressed as -ve) | Ml/d | 2 | 0 | 0 | 0 | 0 | 0 | 0 | 0 | 0 | 0 | 0 | 0 | 0 | 0 | 0 | 0 | 0 | 0 | 0 | 0 | 0 | 0 | 0 | 0 | 0 | 0 | 0 | 0 | 0 | 0
| 9BL | Raw water losses, treatment works losses and operational use | Input | Ml/d | 2 | 0 | 0 | 0 | 0 | 0 | 0 | 0 | 0 | 0 | 0 | 0 | 0 | 0 | 0 | 0 | 0 | 0 | 0 | 0 | 0 | 0 | 0 | 0 | 0 | 0 | 0 | 0 | 0 | 0
| 10BL | Outage allowance | Input | Ml/d | 2 | 0.1864 | 0.1864 | 0.1864 | 0.1864 | 0.1864 | 0.1864 | 0.1864 | 0.1864 | 0.1864 | 0.1864 | 0.1864 | 0.1864 | 0.1864 | 0.1864 | 0.1864 | 0.1864 | 0.1864 | 0.1864 | 0.1864 | 0.1864 | 0.1864 | 0.1864 | 0.1864 | 0.1864 | 0.1864 | 0.1864 | 0.1864 | 0.1864 | 0.1864
|  | Company: | Severn Trent Water
|  | Resource Zone Name: | Kinsall
|  | Resource Zone Number: | 3
|  | Planning Scenario Name: | Dry Year Annual Average
|  | Chosen Level of Service: | No more than 3 in 100 Temporary Use Bans

## 3. BL Demand
Table 3: Baseline demand
| Row ref | Component | Derivation | Unit | Decimal places | 2016-17 | For info 2017-18 | For info 2018-19 | For info 2019-20 | 2020-21 | 2021-22 | 2022-23 | 2023-24 | 2024-25 | 2025-26 | 2026-27 | 2027-28 | 2028-29 | 2029-30 | 2030-31 | 2031-32 | 2032-33 | 2033-34 | 2034-35 | 2035-36 | 2036-37 | 2037-38 | 2038-39 | 2039-40 | 2040-41 | 2041-42 | 2042-43 | 2043-44 | 2044-45
Consumption | 19BL | Water delivered measured non-household | Input | Ml/d | 2 | 1.4436 | 1.4473 | 1.4474 | 1.45 | 1.4489 | 1.4569 | 1.4631 | 1.4693 | 1.4697 | 1.4755 | 1.477 | 1.4784 | 1.4759 | 1.4812 | 1.4828 | 1.4845 | 1.4819 | 1.487 | 1.4878 | 1.4884 | 1.4846 | 1.4895 | 1.4905 | 1.4916 | 1.4887 | 1.494 | 1.4952 | 1.4965 | 1.4938
| 20BL | Water delivered unmeasured non- household | Input | Ml/d | 2 | 0.012443 | 0.012443 | 0.012443 | 0.012443 | 0.012443 | 0.012443 | 0.012443 | 0.012443 | 0.012443 | 0.012443 | 0.012443 | 0.012443 | 0.012443 | 0.012443 | 0.012443 | 0.012443 | 0.012443 | 0.012443 | 0.012443 | 0.012443 | 0.012443 | 0.012443 | 0.012443 | 0.012443 | 0.012443 | 0.012443 | 0.012443 | 0.012443 | 0.012443
| 21BL | Water delivered measured household | Input | Ml/d | 2 | 0.80869 | 0.83343 | 0.85849 | 0.88438 | 0.90856 | 0.93397 | 0.95943 | 0.9846 | 1.0095 | 1.0345 | 1.0581 | 1.0818 | 1.1051 | 1.1285 | 1.1473 | 1.1658 | 1.1839 | 1.2016 | 1.2188 | 1.2365 | 1.2542 | 1.2715 | 1.2882 | 1.3048 | 1.3209 | 1.3367 | 1.3524 | 1.3677 | 1.383
| 22BL | Water delivered unmeasured household | Input | Ml/d | 2 | 0.95659 | 0.93339 | 0.91088 | 0.88946 | 0.86796 | 0.84698 | 0.82681 | 0.80714 | 0.78799 | 0.76946 | 0.75184 | 0.73475 | 0.71801 | 0.70174 | 0.68545 | 0.66963 | 0.65422 | 0.63925 | 0.62456 | 0.61062 | 0.59701 | 0.58371 | 0.57061 | 0.55793 | 0.54553 | 0.5334 | 0.52162 | 0.5101 | 0.49865
| 23BL | Measured Non Household - Consumption | 19BL-34BL | Ml/d | 2 | 1.4338 | 1.4376 | 1.4377 | 1.4402 | 1.4392 | 1.4472 | 1.4534 | 1.4596 | 1.46 | 1.4658 | 1.4673 | 1.4687 | 1.4661 | 1.4715 | 1.4731 | 1.4747 | 1.4722 | 1.4773 | 1.4781 | 1.4786 | 1.4749 | 1.4797 | 1.4808 | 1.4819 | 1.479 | 1.4843 | 1.4855 | 1.4868 | 1.484
| 24BL | Unmeasured Non Household - Consumption | 20BL-35BL | Ml/d | 2 | 0.012055 | 0.012055 | 0.012055 | 0.012055 | 0.012055 | 0.012055 | 0.012055 | 0.012055 | 0.012055 | 0.012055 | 0.012055 | 0.012055 | 0.012055 | 0.012055 | 0.012055 | 0.012055 | 0.012055 | 0.012055 | 0.012055 | 0.012055 | 0.012055 | 0.012055 | 0.012055 | 0.012055 | 0.012055 | 0.012055 | 0.012055 | 0.012055 | 0.012055
| 25BL | Measured Household - Consumption | 21BL-36BL | Ml/d | 2 | 0.7448 | 0.76844 | 0.79239 | 0.81719 | 0.84032 | 0.8647 | 0.88915 | 0.91333 | 0.93731 | 0.96126 | 0.984 | 1.0067 | 1.0292 | 1.0517 | 1.0696 | 1.0873 | 1.1045 | 1.1215 | 1.1379 | 1.1547 | 1.1717 | 1.1883 | 1.2042 | 1.2201 | 1.2355 | 1.2506 | 1.2656 | 1.2802 | 1.2947
| 26BL | Unmeasured Household - Consumption | 22BL-37BL | Ml/d | 2 | 0.88494 | 0.86303 | 0.84182 | 0.8217 | 0.80145 | 0.7817 | 0.76273 | 0.74423 | 0.72624 | 0.70885 | 0.69234 | 0.67635 | 0.66067 | 0.64546 | 0.63021 | 0.6154 | 0.60099 | 0.587 | 0.57327 | 0.56028 | 0.5476 | 0.5352 | 0.523 | 0.5112 | 0.49966 | 0.48838 | 0.47743 | 0.46673 | 0.45608
| 27 - | Percentage of consumption driven by climate change | Input | % | 1 | 0 | 0.032311 | 0.064601 | 0.09687 | 0.12912 | 0.16135 | 0.19355 | 0.22574 | 0.2579 | 0.29005 | 0.32217 | 0.35428 | 0.38636 | 0.41842 | 0.45046 | 0.48248 | 0.51448 | 0.54646 | 0.57842 | 0.61036 | 0.64228 | 0.67417 | 0.70605 | 0.73791 | 0.76974 | 0.80156 | 0.83335 | 0.86513 | 0.89688
| 28 - | Volume of consumption driven by climate change |  | Ml/d | 1 | 0 | 0.00099553 | 0.0019922 | 0.0029944 | 0.0039937 | 0.0050109 | 0.0060337 | 0.0070638 | 0.0080869 | 0.0091307 | 0.010167 | 0.011209 | 0.01224 | 0.013308 | 0.014347 | 0.015389 | 0.016411 | 0.017475 | 0.018517 | 0.019566 | 0.020593 | 0.021677 | 0.022735 | 0.023799 | 0.024834 | 0.025933 | 0.027005 | 0.02808 | 0.029121
PCC and consumption by component | 29BL | Measured Household - PCC | (25BL*1,000,000)/(51BL*1,000) | l/h/d | 1 | 129.2 | 128.9 | 128.6 | 128.5 | 128.2 | 128.2 | 128.2 | 128.3 | 128.5 | 128.7 | 128.9 | 129.1 | 129.5 | 129.8 | 129.7 | 129.6 | 129.4 | 129.3 | 129.2 | 129.3 | 129.4 | 129.4 | 129.5 | 129.5 | 129.6 | 129.6 | 129.7 | 129.7 | 129.7
| 29.1BL | Measured toilet flushing | Input | l/h/d | 1 | 29.0234 | 28.1888 | 27.3965 | 26.642 | 25.9262 | 25.2464 | 24.5974 | 23.9768 | 23.3824 | 22.8106 | 22.2556 | 21.7172 | 21.197 | 20.6906 | 20.6895 | 20.6876 | 20.6851 | 20.6815 | 20.6792 | 20.6777 | 20.6768 | 20.6752 | 20.6743 | 20.6708 | 20.6668 | 20.6622 | 20.6563 | 20.6498 | 20.6409
| 29.2BL | Measured personal washing | Input | l/h/d | 1 | 55.0356 | 56.0781 | 57.1145 | 58.1452 | 59.178 | 60.2361 | 61.2952 | 62.3579 | 63.4265 | 64.4986 | 65.557 | 66.6168 | 67.6879 | 68.7615 | 68.8814 | 68.9984 | 69.1134 | 69.2244 | 69.3398 | 69.458 | 69.5781 | 69.6958 | 69.8162 | 69.9276 | 70.0374 | 70.1453 | 70.2491 | 70.3505 | 70.444
| 29.3BL | Measured clothes washing | Input | l/h/d | 1 | 16.0566 | 15.9714 | 15.8884 | 15.8075 | 15.7302 | 15.6611 | 15.5948 | 15.5317 | 15.472 | 15.415 | 15.3564 | 15.2993 | 15.2458 | 15.1937 | 15.0984 | 15.0021 | 14.905 | 14.8066 | 14.7088 | 14.6111 | 14.5135 | 14.4149 | 14.3165 | 14.2159 | 14.1145 | 14.0124 | 13.909 | 13.8048 | 13.6987
| 29.4BL | Measured dish washing | Input | l/h/d | 1 | 12.6777 | 12.691 | 12.7028 | 12.7134 | 12.7243 | 12.7405 | 12.7567 | 12.7734 | 12.7911 | 12.8091 | 12.824 | 12.8389 | 12.8556 | 12.8724 | 12.885 | 12.8971 | 12.9088 | 12.9197 | 12.9314 | 12.9435 | 12.9561 | 12.9681 | 12.9806 | 12.9914 | 13.0018 | 13.0118 | 13.0211 | 13.0299 | 13.0371
| 29.5BL | Measured miscellaneous internal use | Input | l/h/d | 1 | 14.9412 | 14.8653 | 14.7949 | 14.7293 | 14.6711 | 14.6202 | 14.5746 | 14.5344 | 14.4994 | 14.4687 | 14.4413 | 14.4167 | 14.3966 | 14.379 | 14.3617 | 14.346 | 14.3319 | 14.3187 | 14.3081 | 14.2997 | 14.2925 | 14.2862 | 14.2817 | 14.2767 | 14.2724 | 14.2688 | 14.2653 | 14.2623 | 14.2586
| 29.6BL | Measured external use | Input | l/h/d | 1 | 1.4491 | 1.4938 | 1.538 | 1.5818 | 1.6254 | 1.6693 | 1.7132 | 1.7569 | 1.8007 | 1.8445 | 1.888 | 1.9316 | 1.9754 | 2.0193 | 2.0607 | 2.1017 | 2.1424 | 2.1827 | 2.2226 | 2.2622 | 2.3014 | 2.3402 | 2.3787 | 2.4166 | 2.4542 | 2.4914 | 2.5282 | 2.5645 | 2.6005
| 29.7BL | Measured water efficiency savings | Input | l/h/d | 1 | 0.016318 | -0.38836 | -0.83504 | -1.1191 | -1.6553 | -1.9737 | -2.3319 | -2.6312 | -2.8721 | -3.1465 | -3.4224 | -3.7205 | -3.8582 | -4.1165 | -4.2768 | -4.4329 | -4.6865 | -4.8335 | -4.9898 | -4.9523 | -4.9184 | -4.9804 | -4.948 | -4.999 | -4.9472 | -4.9919 | -4.9289 | -4.9618 | -4.9798
| 30BL | Unmeasured Household - PCC | (26BL*1,000,000)/(52BL*1,000) | l/h/d | 1 | 140.2 | 140 | 139.9 | 139.8 | 139.5 | 139.5 | 139.4 | 139.4 | 139.4 | 139.4 | 139.3 | 139.3 | 139.3 | 139.4 | 139.3 | 139.3 | 139.2 | 139.2 | 139.2 | 139.3 | 139.5 | 139.6 | 139.7 | 139.9 | 140 | 140.1 | 140.2 | 140.3 | 140.5
| 30.1BL | Unmeasured toilet flushing | Input | l/h/d | 1 | 31.8728 | 31.1187 | 30.3551 | 29.5828 | 28.8074 | 28.0419 | 27.2713 | 26.4968 | 25.7195 | 24.9381 | 24.1443 | 23.3463 | 22.5481 | 21.7458 | 21.7509 | 21.7551 | 21.7585 | 21.7606 | 21.7644 | 21.7693 | 21.7751 | 21.7802 | 21.7864 | 21.7894 | 21.792 | 21.7939 | 21.7945 | 21.7943 | 21.798
| 30.2BL | Unmeasured personal washing | Input | l/h/d | 1 | 58.0561 | 59.0331 | 60.0022 | 60.9638 | 61.928 | 62.9244 | 63.9213 | 64.9215 | 65.9276 | 66.9364 | 67.9247 | 68.9128 | 69.9123 | 70.9126 | 71.0466 | 71.1777 | 71.307 | 71.4322 | 71.5635 | 71.699 | 71.838 | 71.9748 | 72.116 | 72.247 | 72.3768 | 72.5052 | 72.6292 | 72.7514 | 72.8868
| 30.3BL | Unmeasured clothes washing | Input | l/h/d | 1 | 16.8816 | 16.8168 | 16.7484 | 16.6766 | 16.6043 | 16.5393 | 16.4729 | 16.406 | 16.3391 | 16.2715 | 16.1977 | 16.1227 | 16.0493 | 15.9748 | 15.8768 | 15.7777 | 15.6777 | 15.5763 | 15.4758 | 15.3757 | 15.2759 | 15.1751 | 15.0747 | 14.9717 | 14.868 | 14.7635 | 14.6577 | 14.5511 | 14.4467
| 30.4BL | Unmeasured dish washing | Input | l/h/d | 1 | 13.3267 | 13.3454 | 13.3615 | 13.3752 | 13.3887 | 13.4084 | 13.4273 | 13.4461 | 13.4652 | 13.4841 | 13.4981 | 13.5115 | 13.5264 | 13.5407 | 13.5555 | 13.5697 | 13.5835 | 13.5964 | 13.6105 | 13.6254 | 13.6408 | 13.6559 | 13.6717 | 13.6855 | 13.699 | 13.7123 | 13.7247 | 13.7367 | 13.7512
| 30.5BL | Unmeasured miscellaneous internal use | Input | l/h/d | 1 | 18.5466 | 18.5873 | 18.6244 | 18.6582 | 18.6919 | 18.7342 | 18.7755 | 18.8167 | 18.8585 | 18.9 | 18.9347 | 18.9684 | 19.0045 | 19.0398 | 19.0758 | 19.111 | 19.1458 | 19.1794 | 19.2146 | 19.251 | 19.2883 | 19.3251 | 19.363 | 19.3981 | 19.433 | 19.4675 | 19.5008 | 19.5336 | 19.5699
| 30.6BL | Unmeasured external use | Input | l/h/d | 1 | 1.4953 | 1.5438 | 1.5918 | 1.6395 | 1.687 | 1.7349 | 1.7827 | 1.8302 | 1.8775 | 1.9247 | 1.9712 | 2.0175 | 2.0637 | 2.1098 | 2.1552 | 2.2003 | 2.2452 | 2.2897 | 2.334 | 2.3781 | 2.422 | 2.4655 | 2.5087 | 2.5515 | 2.594 | 2.6362 | 2.678 | 2.7195 | 2.7607
| 30.7BL | Unmeasured water efficiency savings | Input | l/h/d | 1 | 0.020899 | -0.44509 | -0.78348 | -1.096 | -1.6072 | -1.8831 | -2.2509 | -2.5173 | -2.7875 | -3.0548 | -3.3707 | -3.5792 | -3.8042 | -3.9236 | -4.1608 | -4.2914 | -4.5176 | -4.6346 | -4.7627 | -4.7984 | -4.7401 | -4.7765 | -4.8205 | -4.7432 | -4.7628 | -4.7786 | -4.7849 | -4.7866 | -4.7132
| 31BL | Average Household - PCC | ((25BL+26BL)*1,000,000))/(51BL+52BL*1,000) | l/h/d | 1 | 134.9306 | 134.5279 | 134.1615 | 133.9101 | 133.5232 | 133.312 | 133.1694 | 133.0581 | 132.9992 | 132.9957 | 133.0017 | 133.0429 | 133.1424 | 133.275 | 133.0876 | 132.9071 | 132.7348 | 132.5663 | 132.4164 | 132.4001 | 132.409 | 132.4144 | 132.4239 | 132.4184 | 132.4112 | 132.4017 | 132.3984 | 132.3914 | 132.3809
| 32BL | Water Taken Unbilled | Input | Ml/d | 2 | 0.097074 | 0.097074 | 0.097074 | 0.097074 | 0.097074 | 0.097074 | 0.097074 | 0.097074 | 0.097074 | 0.097074 | 0.097074 | 0.097074 | 0.097074 | 0.097074 | 0.097074 | 0.097074 | 0.097074 | 0.097074 | 0.097074 | 0.097074 | 0.097074 | 0.097074 | 0.097074 | 0.097074 | 0.097074 | 0.097074 | 0.097074 | 0.097074 | 0.097074
| 33BL | Distribution System Operational Use | Input | Ml/d | 2 | 0.013623 | 0.013623 | 0.013623 | 0.013623 | 0.013623 | 0.013623 | 0.013623 | 0.013623 | 0.013623 | 0.013623 | 0.013623 | 0.013623 | 0.013623 | 0.013623 | 0.013623 | 0.013623 | 0.013623 | 0.013623 | 0.013623 | 0.013623 | 0.013623 | 0.013623 | 0.013623 | 0.013623 | 0.013623 | 0.013623 | 0.013623 | 0.013623 | 0.013623
Leakage | 34BL | Measured Non Household - USPL | Input | Ml/d | 2 | 0.0097366 | 0.0097366 | 0.0097366 | 0.0097366 | 0.0097366 | 0.0097366 | 0.0097366 | 0.0097366 | 0.0097366 | 0.0097366 | 0.0097366 | 0.0097366 | 0.0097366 | 0.0097366 | 0.0097366 | 0.0097366 | 0.0097366 | 0.0097366 | 0.0097366 | 0.0097366 | 0.0097366 | 0.0097366 | 0.0097366 | 0.0097366 | 0.0097366 | 0.0097366 | 0.0097366 | 0.0097366 | 0.0097366
| 35BL | Unmeasured Non Household - USPL | Input | Ml/d | 2 | 0.00038806 | 0.00038806 | 0.00038806 | 0.00038806 | 0.00038806 | 0.00038806 | 0.00038806 | 0.00038806 | 0.00038806 | 0.00038806 | 0.00038806 | 0.00038806 | 0.00038806 | 0.00038806 | 0.00038806 | 0.00038806 | 0.00038806 | 0.00038806 | 0.00038806 | 0.00038806 | 0.00038806 | 0.00038806 | 0.00038806 | 0.00038806 | 0.00038806 | 0.00038806 | 0.00038806 | 0.00038806 | 0.00038806
| 36BL | Measured Household - USPL | Input | Ml/d | 2 | 0.063895 | 0.064994 | 0.066092 | 0.067189 | 0.06824 | 0.06927 | 0.070279 | 0.071269 | 0.072239 | 0.07319 | 0.074122 | 0.075036 | 0.075931 | 0.076809 | 0.077669 | 0.078513 | 0.079339 | 0.080149 | 0.080943 | 0.081722 | 0.082484 | 0.083232 | 0.083964 | 0.084682 | 0.085386 | 0.086129 | 0.086858 | 0.087575 | 0.088278
| 37BL | Unmeasured Household - USPL | Input | Ml/d | 2 | 0.071654 | 0.070355 | 0.069056 | 0.067758 | 0.066511 | 0.065288 | 0.064087 | 0.062909 | 0.061752 | 0.060617 | 0.059502 | 0.058407 | 0.057333 | 0.056278 | 0.055243 | 0.054226 | 0.053228 | 0.052248 | 0.051286 | 0.050341 | 0.049413 | 0.048503 | 0.047609 | 0.046731 | 0.045869 | 0.045022 | 0.044191 | 0.043375 | 0.042573
| 38BL | Void Properties - USPL | Input | Ml/d | 2 | 0.0097366 | 0.0097366 | 0.0097366 | 0.0097366 | 0.0097366 | 0.0097366 | 0.0097366 | 0.0097366 | 0.0097366 | 0.0097366 | 0.0097366 | 0.0097366 | 0.0097366 | 0.0097366 | 0.0097366 | 0.0097366 | 0.0097366 | 0.0097366 | 0.0097366 | 0.0097366 | 0.0097366 | 0.0097366 | 0.0097366 | 0.0097366 | 0.0097366 | 0.0097366 | 0.0097366 | 0.0097366 | 0.0097366
| 39BL | Distribution Losses | Input | Ml/d | 2 | 1.0146 | 0.99486 | 0.98514 | 0.96545 | 0.96572 | 0.96599 | 0.96626 | 0.96652 | 0.96678 | 0.96704 | 0.96729 | 0.96754 | 0.96778 | 0.96802 | 0.96826 | 0.9685 | 0.96873 | 0.96897 | 0.96919 | 0.96942 | 0.96964 | 0.96986 | 0.97008 | 0.97029 | 0.9705 | 0.97135 | 0.97218 | 0.973 | 0.9738
| 40BL | Total Leakage | sum(34BL:39BL) | Ml/d | 2 | 1.17 | 1.1501 | 1.1402 | 1.1203 | 1.1203 | 1.1204 | 1.1205 | 1.1206 | 1.1206 | 1.1207 | 1.1208 | 1.1208 | 1.1209 | 1.121 | 1.121 | 1.1211 | 1.1212 | 1.1212 | 1.1213 | 1.1213 | 1.1214 | 1.1215 | 1.1215 | 1.1216 | 1.1216 | 1.1224 | 1.1231 | 1.1238 | 1.1245
| 41BL | Total Leakage | (40BL*1,000,000)/(48BL*1,000) | l/prop/d | 2 | 194.8623 | 189.8021 | 186.4718 | 181.5831 | 179.9898 | 178.2628 | 176.5686 | 174.9063 | 173.2751 | 171.674 | 170.2648 | 168.8786 | 167.5148 | 166.1728 | 164.8521 | 163.5522 | 162.2726 | 161.0129 | 159.7725 | 158.5511 | 157.3106 | 156.0893 | 154.8868 | 153.7027 | 152.5365 | 151.4811 | 150.4398 | 149.4123 | 148.3984
Customer: Properties | 42BL | Measured non-households - properties | Input (total, excluding voids) | 000's | 2 | 0.49143 | 0.49328 | 0.49512 | 0.49697 | 0.49881 | 0.50066 | 0.5025 | 0.50435 | 0.50619 | 0.50803 | 0.50988 | 0.51172 | 0.51356 | 0.5154 | 0.51724 | 0.51908 | 0.52092 | 0.52276 | 0.5246 | 0.52644 | 0.52828 | 0.53012 | 0.53196 | 0.53379 | 0.53563 | 0.53747 | 0.5393 | 0.54114 | 0.54297
| 43BL | Unmeasured non-households - properties | Input (total, excluding voids) | 000's | 2 | 0.01467 | 0.014428 | 0.014186 | 0.013944 | 0.013702 | 0.013459 | 0.013217 | 0.012975 | 0.012733 | 0.012491 | 0.012249 | 0.012007 | 0.011765 | 0.011523 | 0.011281 | 0.011038 | 0.010796 | 0.010554 | 0.010312 | 0.01007 | 0.0098279 | 0.0095858 | 0.0093437 | 0.0091015 | 0.0088594 | 0.0086173 | 0.0083752 | 0.0081331 | 0.007891
| 44BL | All void non-households - properties | Input (voids in each year) | 000's | 2 | 0.08698 | 0.08698 | 0.08698 | 0.08698 | 0.08698 | 0.08698 | 0.08698 | 0.08698 | 0.08698 | 0.08698 | 0.08698 | 0.08698 | 0.08698 | 0.08698 | 0.08698 | 0.08698 | 0.08698 | 0.08698 | 0.08698 | 0.08698 | 0.08698 | 0.08698 | 0.08698 | 0.08698 | 0.08698 | 0.08698 | 0.08698 | 0.08698 | 0.08698
| 45BL | Total measured households - properties (excl void) | Pre-plan year = input. Forecast years = Previous year 45BL + sum(45.1BL:45.6BL) | 000's | 2 | 2.4871 | 2.5888 | 2.6904 | 2.7919 | 2.8915 | 2.9958 | 3.0993 | 3.2019 | 3.3036 | 3.4046 | 3.4984 | 3.5915 | 3.6838 | 3.7753 | 3.8661 | 3.9562 | 4.0455 | 4.1342 | 4.2222 | 4.3095 | 4.3979 | 4.4856 | 4.5727 | 4.6592 | 4.7451 | 4.8304 | 4.9151 | 4.9993 | 5.0829
| 45.1BL | New build properties - properties | Input (new builds in each year) | 000's | 2 | 0.056444 | 0.056379 | 0.056316 | 0.056255 | 0.056196 | 0.061809 | 0.061748 | 0.06169 | 0.061633 | 0.061578 | 0.05526 | 0.055213 | 0.055168 | 0.055124 | 0.055081 | 0.055039 | 0.054998 | 0.054959 | 0.054921 | 0.054883 | 0.056539 | 0.056503 | 0.056468 | 0.056433 | 0.0564 | 0.056367 | 0.056336 | 0.056305 | 0.056275
| 45.2BL | Meter optants - properties | Input (meter optants in each year) | 000's | 2 | 0.038 | 0.046694 | 0.04664 | 0.046588 | 0.044667 | 0.043798 | 0.042949 | 0.042118 | 0.041305 | 0.040509 | 0.039727 | 0.038964 | 0.038216 | 0.037485 | 0.036767 | 0.036066 | 0.035379 | 0.034706 | 0.034046 | 0.0334 | 0.032769 | 0.03215 | 0.031543 | 0.030948 | 0.030365 | 0.029795 | 0.029235 | 0.028686 | 0.028149
| 45.3BL | Compulsory metering - properties | Input (compulsory meters in each year) | 000's | 2 | 0 | 0 | 0 | 0 | 0 | 0 | 0 | 0 | 0 | 0 | 0 | 0 | 0 | 0 | 0 | 0 | 0 | 0 | 0 | 0 | 0 | 0 | 0 | 0 | 0 | 0 | 0 | 0 | 0
| 45.4BL | Metering on change of occupancy - properties | Input (change of occupancy meters in each year) | 000's | 2 | 0 | 0 | 0 | 0 | 0 | 0 | 0 | 0 | 0 | 0 | 0 | 0 | 0 | 0 | 0 | 0 | 0 | 0 | 0 | 0 | 0 | 0 | 0 | 0 | 0 | 0 | 0 | 0 | 0
| 45.5BL | Selective metering - properties | Input (selective meters in each year) | 000's | 2 | 0 | 0 | 0 | 0 | 0 | 0 | 0 | 0 | 0 | 0 | 0 | 0 | 0 | 0 | 0 | 0 | 0 | 0 | 0 | 0 | 0 | 0 | 0 | 0 | 0 | 0 | 0 | 0 | 0
| 45.6BL | Other changes to existing metering - properties | Input (other changes to meters in each year) | 000's | 2 | 0 | -0.0013819 | -0.0013522 | -0.0013234 | -0.0012955 | -0.0012616 | -0.0012331 | -0.0012055 | -0.0011788 | -0.001153 | -0.0011417 | -0.0011197 | -0.0010983 | -0.0010775 | -0.0010573 | -0.0010376 | -0.0010185 | -0.00099994 | -0.00098187 | -0.00096427 | -0.00094096 | -0.0009239 | -0.0009073 | -0.00089115 | -0.00087542 | -0.0008601 | -0.00084519 | -0.00083065 | -0.00081649
| 45.7BL | Measured void households - properties | Input (voids in each year) | 000's | 2 | 0.15142 | 0.15142 | 0.15142 | 0.15142 | 0.15142 | 0.15142 | 0.15142 | 0.15142 | 0.15142 | 0.15142 | 0.15142 | 0.15142 | 0.15142 | 0.15142 | 0.15142 | 0.15142 | 0.15142 | 0.15142 | 0.15142 | 0.15142 | 0.15142 | 0.15142 | 0.15142 | 0.15142 | 0.15142 | 0.15142 | 0.15142 | 0.15142 | 0.15142
| 46BL | Unmeasured households - properties (excl void) | Input (total) | 000's | 2 | 2.6508 | 2.6026 | 2.5544 | 2.5063 | 2.4602 | 2.415 | 2.3707 | 2.3272 | 2.2846 | 2.2428 | 2.2017 | 2.1615 | 2.1221 | 2.0834 | 2.0454 | 2.0082 | 1.9717 | 1.9358 | 1.9007 | 1.8662 | 1.8324 | 1.7992 | 1.7666 | 1.7347 | 1.7033 | 1.6726 | 1.6424 | 1.6128 | 1.5837
| 47BL | Unmeasured void households - properties | Input (voids in each year) | 000's | 2 | 0.12183 | 0.12183 | 0.12183 | 0.12183 | 0.12183 | 0.12183 | 0.12183 | 0.12183 | 0.12183 | 0.12183 | 0.12183 | 0.12183 | 0.12183 | 0.12183 | 0.12183 | 0.12183 | 0.12183 | 0.12183 | 0.12183 | 0.12183 | 0.12183 | 0.12183 | 0.12183 | 0.12183 | 0.12183 | 0.12183 | 0.12183 | 0.12183 | 0.12183
| 48BL | Total Resource Zone Properties (incl voids) | SUM(42BL:45BL)+45.7BL+46BL+47BL | 000's | 2 | 6.0042 | 6.0593 | 6.1143 | 6.1694 | 6.2244 | 6.2852 | 6.3459 | 6.4066 | 6.4674 | 6.5281 | 6.5825 | 6.637 | 6.6914 | 6.7458 | 6.8003 | 6.8547 | 6.9091 | 6.9636 | 7.018 | 7.0724 | 7.1286 | 7.1847 | 7.2408 | 7.297 | 7.3531 | 7.4092 | 7.4654 | 7.5215 | 7.5776
Customer: Population | 49BL | Measured Non Household - Population | Input (total) | 000's | 2 | 0.289 | 0.289 | 0.289 | 0.289 | 0.289 | 0.289 | 0.289 | 0.289 | 0.289 | 0.289 | 0.289 | 0.289 | 0.289 | 0.289 | 0.289 | 0.289 | 0.289 | 0.289 | 0.289 | 0.289 | 0.289 | 0.289 | 0.289 | 0.289 | 0.289 | 0.289 | 0.289 | 0.289 | 0.289
| 50BL | Unmeasured Non Household - Population | Input (total) | 000's | 2 | 0 | 0 | 0 | 0 | 0 | 0 | 0 | 0 | 0 | 0 | 0 | 0 | 0 | 0 | 0 | 0 | 0 | 0 | 0 | 0 | 0 | 0 | 0 | 0 | 0 | 0 | 0 | 0 | 0
| 51BL | Measured Household - Population | Input (total) | 000's | 2 | 5.7654 | 5.9638 | 6.1621 | 6.3605 | 6.5525 | 6.745 | 6.9338 | 7.1179 | 7.2968 | 7.4715 | 7.6351 | 7.796 | 7.9505 | 8.102 | 8.2486 | 8.3923 | 8.5328 | 8.6712 | 8.804 | 8.9318 | 9.0583 | 9.182 | 9.3006 | 9.4195 | 9.5354 | 9.6486 | 9.7602 | 9.8694 | 9.9792
| 52BL | Unmeasured Household - Population | Input (total) | 000's | 2 | 6.3129 | 6.1636 | 6.0189 | 5.8782 | 5.7433 | 5.6049 | 5.4706 | 5.3395 | 5.2112 | 5.0861 | 4.9687 | 4.8547 | 4.7418 | 4.6319 | 4.5238 | 4.4186 | 4.3161 | 4.2166 | 4.1183 | 4.0215 | 3.9264 | 3.8337 | 3.7425 | 3.6548 | 3.5692 | 3.4857 | 3.4046 | 3.3256 | 3.2464
| 53BL | Total Resource Zone Population | Sum(49BL:52BL) | 000's | 2 | 12.3673 | 12.4164 | 12.4699 | 12.5277 | 12.5848 | 12.639 | 12.6933 | 12.7464 | 12.797 | 12.8466 | 12.8929 | 12.9397 | 12.9813 | 13.0229 | 13.0614 | 13.0999 | 13.138 | 13.1768 | 13.2113 | 13.2424 | 13.2737 | 13.3048 | 13.3321 | 13.3633 | 13.3936 | 13.4233 | 13.4538 | 13.484 | 13.5147
Occupancy | 54BL | Measured Household - Occupancy Rate (average) (excl voids) | 51BL/45BL | h/prop | 1 | 2.3181 | 2.3037 | 2.2904 | 2.2782 | 2.2661 | 2.2515 | 2.2372 | 2.223 | 2.2087 | 2.1945 | 2.1825 | 2.1707 | 2.1583 | 2.1461 | 2.1336 | 2.1213 | 2.1092 | 2.0974 | 2.0852 | 2.0726 | 2.0597 | 2.047 | 2.0339 | 2.0217 | 2.0095 | 1.9975 | 1.9858 | 1.9742 | 1.9633
| 55BL | Unmeasured Household - Occupancy Rate | 52BL/46BL | h/prop | 1 | 2.3815 | 2.3683 | 2.3563 | 2.3453 | 2.3345 | 2.3209 | 2.3076 | 2.2944 | 2.281 | 2.2678 | 2.2567 | 2.246 | 2.2345 | 2.2232 | 2.2117 | 2.2003 | 2.1891 | 2.1782 | 2.1667 | 2.1549 | 2.1428 | 2.1308 | 2.1184 | 2.1069 | 2.0954 | 2.084 | 2.073 | 2.062 | 2.0499
Metering | 56BL | Total Household Metering penetration (excl. voids) | 45BL/45BL+46BL | % | 0 | 48.41% | 49.87% | 51.3% | 52.69% | 54.03% | 55.37% | 56.66% | 57.91% | 59.12% | 60.29% | 61.37% | 62.43% | 63.45% | 64.44% | 65.4% | 66.33% | 67.23% | 68.11% | 68.96% | 69.78% | 70.59% | 71.37% | 72.13% | 72.87% | 73.59% | 74.28% | 74.95% | 75.61% | 76.24%
| 57BL | Total Household Metering penetration (incl. voids) | 45BL/(45BL+45.7BL+46BL+47BL) | % | 0 | 45.96% | 47.37% | 48.76% | 50.11% | 51.4% | 52.71% | 53.96% | 55.18% | 56.36% | 57.5% | 58.57% | 59.6% | 60.6% | 61.57% | 62.51% | 63.42% | 64.31% | 65.17% | 66.01% | 66.82% | 67.62% | 68.4% | 69.15% | 69.88% | 70.59% | 71.28% | 71.96% | 72.61% | 73.24%
|  | Company: | Severn Trent Water
|  | Resource Zone Name: | Kinsall
|  | Resource Zone Number: | 3
|  | Planning Scenario Name: | Dry Year Annual Average
|  | Chosen Level of Service: | No more than 3 in 100 Temporary Use Bans

## 4. BL SDB
Table 4: Baseline supply demand balance
| Row ref | Component | Derivation | Unit | Decimal places | 2016-17 | For info 2017-18 | For info 2018-19 | For info 2019-20 | 2020-21 | 2021-22 | 2022-23 | 2023-24 | 2024-25 | 2025-26 | 2026-27 | 2027-28 | 2028-29 | 2029-30 | 2030-31 | 2031-32 | 2032-33 | 2033-34 | 2034-35 | 2035-36 | 2036-37 | 2037-38 | 2038-39 | 2039-40 | 2040-41 | 2041-42 | 2042-43 | 2043-44 | 2044-45
SDB | 11BL | Distribution input | 19BL+20BL+21BL+22BL+32BL+33BL+38BL+39BL | Ml/d | 2 | 4.3563 | 4.3419 | 4.3348 | 4.3221 | 4.324 | 4.3368 | 4.3485 | 4.3604 | 4.3669 | 4.3794 | 4.3872 | 4.3954 | 4.3997 | 4.4123 | 4.4167 | 4.4213 | 4.4216 | 4.4298 | 4.4333 | 4.4378 | 4.4383 | 4.4474 | 4.4523 | 4.4575 | 4.4586 | 4.4684 | 4.4744 | 4.4802 | 4.4821
| 12BL | Water Available For Use (own sources) | (7BL+8BL)-(9BL+10BL) | Ml/d | 2 | 4.8136 | 4.8136 | 4.8136 | 4.8136 | 4.8136 | 4.8136 | 4.8136 | 4.8136 | 4.8136 | 4.8136 | 4.8136 | 4.8136 | 4.8136 | 4.8136 | 4.3036 | 4.3036 | 4.3036 | 4.3036 | 4.3036 | 4.3036 | 4.3036 | 4.3036 | 4.3036 | 4.3036 | 4.3036 | 4.3036 | 4.3036 | 4.3036 | 4.3036
| 13BL | Total Water Available For Use | 12BL+(2BL+3BL)-(5BL+6BL) | Ml/d | 2 | 4.8136 | 4.8136 | 4.8136 | 4.8136 | 4.8136 | 4.8136 | 4.8136 | 4.8136 | 4.8136 | 4.8136 | 4.8136 | 4.8136 | 4.8136 | 4.8136 | 4.3036 | 4.3036 | 4.3036 | 4.3036 | 4.3036 | 4.3036 | 4.3036 | 4.3036 | 4.3036 | 4.3036 | 4.3036 | 4.3036 | 4.3036 | 4.3036 | 4.3036
| 14BL | Target headroom (climate change component) | Input | Ml/d | 2 | 0 | 0 | 0 | 0 | 0 | 0 | 0 | 0 | 0 | 0 | 0 | 0 | 0 | 0 | 0 | 0 | 0 | 0 | 0 | 0 | 0 | 0 | 0 | 0 | 0 | 0 | 0 | 0 | 0
| 15BL | Target headroom (All other components) | Input | Ml/d | 2 | 0.17171 | 0.16793 | 0.16584 | 0.15605 | 0.15134 | 0.1415 | 0.14139 | 0.13954 | 0.13721 | 0.10509 | 0.10596 | 0.1067 | 0.1022 | 0.10591 | 0.10626 | 0.10616 | 0.10929 | 0.10863 | 0.11161 | 0.1106 | 0.11573 | 0.11225 | 0.11461 | 0.11801 | 0.12164 | 0.118 | 0.12335 | 0.12421 | 0.13265
| 16BL | Target Headroom | 14BL+15BL | Ml/d | 2 | 0.17171 | 0.16793 | 0.16584 | 0.15605 | 0.15134 | 0.1415 | 0.14139 | 0.13954 | 0.13721 | 0.10509 | 0.10596 | 0.1067 | 0.1022 | 0.10591 | 0.10626 | 0.10616 | 0.10929 | 0.10863 | 0.11161 | 0.1106 | 0.11573 | 0.11225 | 0.11461 | 0.11801 | 0.12164 | 0.118 | 0.12335 | 0.12421 | 0.13265
| 17BL | Available Headroom | 13BL-11BL | Ml/d | 2 | 0.45728 | 0.47175 | 0.47883 | 0.49148 | 0.48956 | 0.47684 | 0.46509 | 0.45317 | 0.44667 | 0.43422 | 0.42645 | 0.41823 | 0.41392 | 0.4013 | -0.11312 | -0.11765 | -0.11799 | -0.12616 | -0.12966 | -0.13415 | -0.1347 | -0.14383 | -0.14868 | -0.1539 | -0.15496 | -0.16477 | -0.17075 | -0.17665 | -0.17853
| 18BL | Supply Demand Balance | 17BL-16BL | Ml/d | 2 | 0.28557 | 0.30382 | 0.31299 | 0.33544 | 0.33822 | 0.33534 | 0.3237 | 0.31363 | 0.30946 | 0.32913 | 0.32049 | 0.31154 | 0.31171 | 0.2954 | -0.21938 | -0.22382 | -0.22728 | -0.23479 | -0.24128 | -0.24475 | -0.25044 | -0.25608 | -0.2633 | -0.2719 | -0.2766 | -0.28277 | -0.2941 | -0.30085 | -0.31118
|  | Company: | Severn Trent Water
|  | Resource Zone Name: | Kinsall
|  | Resource Zone Number: | 3
|  | Planning Scenario Name: | Dry Year Annual Average
|  | Chosen Level of Service: | No more than 3 in 100 Temporary Use Bans

## 5. Feasible Options
Table 5: Feasible options detailed costs | [18 empty] | ENTER DISCOUNT RATE % |  |  |  | 3.5% | 3.5% | 3.5% | 3.5% | 3.5% | 3.5% | 3.5% | 3.5% | 3.5% | 3.5% | 3.5% | 3.5% | 3.5% | 3.5% | 3.5% | 3.5% | 3.5% | 3.5% | 3.5% | 3.5% | 3.5% | 3.5% | 3.5% | 3.5% | 3.5% | 3.5% | 3.5% | 3.5% | 3.5% | 3% | 3% | 3% | 3% | 3% | 3% | 3% | 3% | 3% | 3% | 3% | 3% | 3% | 3% | 3% | 3% | 3% | 3% | 3% | 3% | 3% | 3% | 3% | 3% | 3% | 3% | 3% | 3% | 3% | 3% | 3% | 3% | 3% | 3% | 3% | 3% | 3% | 3% | 3% | 3% | 3% | 3% | 3% | 3% | 3% | 2.5% | 2.5% | 2.5% | 2.5% | 2.5% | 2.5% | 2.5% | 2.5% | 2.5% | 2.5% | 2.5% | 2.5% | 2.5% | 2.5% | 2.5% | 2.5% | 2.5% | 2.5% | 2.5% | 2.5% | 2.5% | 2.5% | 2.5% | 2.5% | 2.5% | 2.5% | 2.5% | 2.5% | 2.5%
Detail the gains in WAFU / savings in demand, and the costs of feasible options under capacity use scenario | [18 empty] | ENTER DISCOUNT PERIOD (YRS) | 80 |  | 1 | 0.96618 | 0.93351 | 0.90194 | 0.87144 | 0.84197 | 0.8135 | 0.78599 | 0.75941 | 0.73373 | 0.70892 | 0.68495 | 0.66178 | 0.6394 | 0.61778 | 0.59689 | 0.57671 | 0.5572 | 0.53836 | 0.52016 | 0.50257 | 0.48557 | 0.46915 | 0.45329 | 0.43796 | 0.42315 | 0.40884 | 0.39501 | 0.38165 | 0.36875 | 0.35801 | 0.34758 | 0.33746 | 0.32763 | 0.31809 | 0.30882 | 0.29983 | 0.29109 | 0.28261 | 0.27438 | 0.26639 | 0.25863 | 0.2511 | 0.24379 | 0.23669 | 0.22979 | 0.2231 | 0.2166 | 0.21029 | 0.20417 | 0.19822 | 0.19245 | 0.18684 | 0.1814 | 0.17612 | 0.17099 | 0.16601 | 0.16117 | 0.15648 | 0.15192 | 0.14749 | 0.1432 | 0.13903 | 0.13498 | 0.13105 | 0.12723 | 0.12352 | 0.11993 | 0.11643 | 0.11304 | 0.10975 | 0.10655 | 0.10345 | 0.10044 | 0.097511 | 0.095133 | 0.092813 | 0.090549 | 0.08834 | 0.086186 | Note: If option costs are required from beyond year 80 then the NPV calculation formula must be amended manually to cover the extended period
[22 empty] | 1 | 2 | 3 | 4 | 5 | 6 | 7 | 8 | 9 | 10 | 11 | 12 | 13 | 14 | 15 | 16 | 17 | 18 | 19 | 20 | 21 | 22 | 23 | 24 | 25 | 26 | 27 | 28 | 29 | 30 | 31 | 32 | 33 | 34 | 35 | 36 | 37 | 38 | 39 | 40 | 41 | 42 | 43 | 44 | 45 | 46 | 47 | 48 | 49 | 50 | 51 | 52 | 53 | 54 | 55 | 56 | 57 | 58 | 59 | 60 | 61 | 62 | 63 | 64 | 65 | 66 | 67 | 68 | 69 | 70 | 71 | 72 | 73 | 74 | 75 | 76 | 77 | 78 | 79 | 80 | 81 | 82 | 83 | 84 | 85 | 86 | 87 | 88 | 89 | 90 | 91 | 92 | 93 | 94 | 95 | 96 | 97 | 98 | 99 | 100 | 101 | 102 | 103 | 104
Row ref | Option name | Option reference no. | Type of option | Preferred Option (Y/N) | Earliest potential option start date (Year) | Costs based on capacity | WAFU on full implementation (Ml/d) | NPV of WAFU (Ml) | CAPEX NPV (£000) | OPEX NPV (£000) | NPV of opex savings (£000) | NPV of carbon (£000) | Social & Env. NPV (£000) | TOTAL NPV (£000) | AIC (p/m3) | AISC (p/m3) | Scope confidence (score 1 to 5) | Cost confidence (score 1 to 5) | Cost component | Derivation | Unit | Year 1 | Year 2 | Year 3 | Year 4 | Year 5 | Year 6 | Year 7 | Year 8 | Year 9 | Year 10 | Year 11 | Year 12 | Year 13 | Year 14 | Year 15 | Year 16 | Year 17 | Year 18 | Year 19 | Year 20 | Year 21 | Year 22 | Year 23 | Year 24 | Year 25 | Year 26 | Year 27 | Year 28 | Year 29 | Year 30 | Year 31 | Year 32 | Year 33 | Year 34 | Year 35 | Year 36 | Year 37 | Year 38 | Year 39 | Year 40 | Year 41 | Year 42 | Year 43 | Year 44 | Year 45 | Year 46 | Year 47 | Year 48 | Year 49 | Year 50 | Year 51 | Year 52 | Year 53 | Year 54 | Year 55 | Year 56 | Year 57 | Year 58 | Year 59 | Year 60 | Year 61 | Year 62 | Year 63 | Year 64 | Year 65 | Year 66 | Year 67 | Year 68 | Year 69 | Year 70 | Year 71 | Year 72 | Year 73 | Year 74 | Year 75 | Year 76 | Year 77 | Year 78 | Year 79 | Year 80 | Year 81 | Year 82 | Year 83 | Year 84 | Year 85 | Year 86 | Year 87 | Year 88 | Year 89 | Year 90 | Year 91 | Year 92 | Year 93 | Year 94 | Year 95 | Year 96 | Year 97 | Year 98 | Year 99 | Year 100 | Year 101 | Year 102 | Year 103 | Year 104
58a | RESOURCE SIDE | bar: 1 Year 1 to 80 Year 80
58.1a | Options to increase raw water abstractions | [17 empty] | Total Mld for SDB component |  |  | 0 | 0 | 0 | 0 | 0 | 0 | 0 | 0 | 0 | 0 | 0 | 0 | 0 | 0 | 0 | 0 | 0 | 0 | 0 | 0 | 0 | 0 | 0 | 0 | 0 | 0 | 0 | 0 | 0 | 0 | 0 | 0 | 0 | 0 | 0 | 0 | 0 | 0 | 0 | 0 | 0 | 0 | 0 | 0 | 0 | 0 | 0 | 0 | 0 | 0 | 0 | 0 | 0 | 0 | 0 | 0 | 0 | 0 | 0 | 0 | 0 | 0 | 0 | 0 | 0 | 0 | 0 | 0 | 0 | 0 | 0 | 0 | 0 | 0 | 0 | 0 | 0 | 0 | 0 | 0 | 0 | 0 | 0 | 0 | 0 | 0 | 0 | 0 | 0 | 0 | 0 | 0 | 0 | 0 | 0 | 0 | 0 | 0 | 0 | 0 | 0 | 0 | 0 | 0
58.2a | Options to increase raw imports | [20 empty] | 0 | 0 | 0 | 0 | 0 | 0 | 0 | 0 | 0 | 0 | 0 | 0 | 0 | 0 | 0 | 0 | 0 | 0 | 0 | 0 | 0 | 0 | 0 | 0 | 0 | 0 | 0 | 0 | 0 | 0 | 0 | 0 | 0 | 0 | 0 | 0 | 0 | 0 | 0 | 0 | 0 | 0 | 0 | 0 | 0 | 0 | 0 | 0 | 0 | 0 | 0 | 0 | 0 | 0 | 0 | 0 | 0 | 0 | 0 | 0 | 0 | 0 | 0 | 0 | 0 | 0 | 0 | 0 | 0 | 0 | 0 | 0 | 0 | 0 | 0 | 0 | 0 | 0 | 0 | 0 | 0 | 0 | 0 | 0 | 0 | 0 | 0 | 0 | 0 | 0 | 0 | 0 | 0 | 0 | 0 | 0 | 0 | 0 | 0 | 0 | 0 | 0 | 0 | 0
58.3a | Options to increase potable imports | [20 empty] | 0 | 0 | 0 | 0 | 0 | 0 | 0 | 0 | 0 | 0 | 0 | 0 | 0 | 0 | 0 | 0 | 0 | 0 | 0 | 0 | 0 | 0 | 0 | 0 | 0 | 0 | 0 | 0 | 0 | 0 | 0 | 0 | 0 | 0 | 0 | 0 | 0 | 0 | 0 | 0 | 0 | 0 | 0 | 0 | 0 | 0 | 0 | 0 | 0 | 0 | 0 | 0 | 0 | 0 | 0 | 0 | 0 | 0 | 0 | 0 | 0 | 0 | 0 | 0 | 0 | 0 | 0 | 0 | 0 | 0 | 0 | 0 | 0 | 0 | 0 | 0 | 0 | 0 | 0 | 0 | 0 | 0 | 0 | 0 | 0 | 0 | 0 | 0 | 0 | 0 | 0 | 0 | 0 | 0 | 0 | 0 | 0 | 0 | 0 | 0 | 0 | 0 | 0 | 0
58.1x | Potable water import to Kinsall WRZ at Whittington | RAW07 | Bulk supply | N | 2025-26 | Capacity | 1 | 8707.7825 | 246.0063 | 10043.7711 | 0 | 0.4998 | 2.7575 | 10293.0346 | 118.1676 | 118.205 | 3 | 3 | Gains in WAFU / Savings in demand | Input | Ml/d | 0 | 0 | 0 | 0 | 0 | 1 | 1 | 1 | 1 | 1 | 1 | 1 | 1 | 1 | 1 | 1 | 1 | 1 | 1 | 1 | 1 | 1 | 1 | 1 | 1 | 1 | 1 | 1 | 1 | 1 | 1 | 1 | 1 | 1 | 1 | 1 | 1 | 1 | 1 | 1 | 1 | 1 | 1 | 1 | 1 | 1 | 1 | 1 | 1 | 1 | 1 | 1 | 1 | 1 | 1 | 1 | 1 | 1 | 1 | 1 | 1 | 1 | 1 | 1 | 1 | 1 | 1 | 1 | 1 | 1 | 1 | 1 | 1 | 1 | 1 | 1 | 1 | 1 | 1 | 1 | 0 | 0 | 0 | 0 | 0 | 0 | 0 | 0 | 0 | 0 | 0 | 0 | 0 | 0 | 0 | 0 | 0 | 0 | 0 | 0 | 0 | 0 | 0 | 0
[19 empty] | Fixed capex | Input | £000s | 16.8 | 19.2 | 24 | 96 | 84 | 0 | 0 | 0 | 0 | 0 | 0 | 0 | 0 | 0 | 0 | 0 | 0 | 0 | 0 | 0 | 0 | 0 | 0 | 0 | 0 | 0 | 0 | 0 | 0 | 0 | 0 | 0 | 0 | 0 | 0 | 0 | 0 | 0 | 0 | 0 | 0 | 0 | 0 | 0 | 0 | 0 | 0 | 0 | 0 | 0 | 0 | 0 | 0 | 0 | 0 | 0 | 0 | 0 | 0 | 0 | 14.7 | 16.8 | 21 | 84 | 73.5 | 0 | 0 | 0 | 0 | 0 | 0 | 0 | 0 | 0 | 0 | 0 | 0 | 0 | 0 | 0 | 0 | 0 | 0 | 0 | 0 | 0 | 0 | 0 | 0 | 0 | 0 | 0 | 0 | 0 | 0 | 0 | 0 | 0 | 0 | 0 | 0 | 0 | 0 | 0
[19 empty] | Variable capex | Input | £000s | 0 | 0 | 0 | 0 | 0 | 0 | 0 | 0 | 0 | 0 | 0 | 0 | 0 | 0 | 0 | 0 | 0 | 0 | 0 | 0 | 0 | 0 | 0 | 0 | 0 | 0 | 0 | 0 | 0 | 0 | 0 | 0 | 0 | 0 | 0 | 0 | 0 | 0 | 0 | 0 | 0 | 0 | 0 | 0 | 0 | 0 | 0 | 0 | 0 | 0 | 0 | 0 | 0 | 0 | 0 | 0 | 0 | 0 | 0 | 0 | 0 | 0 | 0 | 0 | 0 | 0 | 0 | 0 | 0 | 0 | 0 | 0 | 0 | 0 | 0 | 0 | 0 | 0 | 0 | 0 | 0 | 0 | 0 | 0 | 0 | 0 | 0 | 0 | 0 | 0 | 0 | 0 | 0 | 0 | 0 | 0 | 0 | 0 | 0 | 0 | 0 | 0 | 0 | 0
[19 empty] | Financing costs | Input | £000s | 0 | 0 | 0 | 0 | 0 | 0 | 0 | 0 | 0 | 0 | 0 | 0 | 0 | 0 | 0 | 0 | 0 | 0 | 0 | 0 | 0 | 0 | 0 | 0 | 0 | 0 | 0 | 0 | 0 | 0 | 0 | 0 | 0 | 0 | 0 | 0 | 0 | 0 | 0 | 0 | 0 | 0 | 0 | 0 | 0 | 0 | 0 | 0 | 0 | 0 | 0 | 0 | 0 | 0 | 0 | 0 | 0 | 0 | 0 | 0 | 0 | 0 | 0 | 0 | 0 | 0 | 0 | 0 | 0 | 0 | 0 | 0 | 0 | 0 | 0 | 0 | 0 | 0 | 0 | 0
[19 empty] | Fixed opex | Input | £000s | 0 | 0 | 0 | 0 | 0 | 56 | 56 | 56 | 56 | 56 | 56 | 56 | 56 | 56 | 56 | 56 | 56 | 56 | 56 | 56 | 56 | 56 | 56 | 56 | 56 | 56 | 56 | 56 | 56 | 56 | 56 | 56 | 56 | 56 | 56 | 56 | 56 | 56 | 56 | 56 | 56 | 56 | 56 | 56 | 56 | 56 | 56 | 56 | 56 | 56 | 56 | 56 | 56 | 56 | 56 | 56 | 56 | 56 | 56 | 56 | 56 | 56 | 56 | 56 | 56 | 56 | 56 | 56 | 56 | 56 | 56 | 56 | 56 | 56 | 56 | 56 | 56 | 56 | 56 | 56 | 0 | 0 | 0 | 0 | 0 | 0 | 0 | 0 | 0 | 0 | 0 | 0 | 0 | 0 | 0 | 0 | 0 | 0 | 0 | 0 | 0 | 0 | 0 | 0
[19 empty] | Variable opex | Input | £000s | 0 | 0 | 0 | 0 | 0 | 365 | 365 | 365 | 365 | 365 | 365 | 365 | 365 | 365 | 365 | 365 | 365 | 365 | 365 | 365 | 365 | 365 | 365 | 365 | 365 | 365 | 365 | 365 | 365 | 365 | 365 | 365 | 365 | 365 | 365 | 365 | 365 | 365 | 365 | 365 | 365 | 365 | 365 | 365 | 365 | 365 | 365 | 365 | 365 | 365 | 365 | 365 | 365 | 365 | 365 | 365 | 365 | 365 | 365 | 365 | 365 | 365 | 365 | 365 | 365 | 365 | 365 | 365 | 365 | 365 | 365 | 365 | 365 | 365 | 365 | 365 | 365 | 365 | 365 | 365 | 0 | 0 | 0 | 0 | 0 | 0 | 0 | 0 | 0 | 0 | 0 | 0 | 0 | 0 | 0 | 0 | 0 | 0 | 0 | 0 | 0 | 0 | 0 | 0
[19 empty] | Opex savings | Input | £000s | 0 | 0 | 0 | 0 | 0 | 0 | 0 | 0 | 0 | 0 | 0 | 0 | 0 | 0 | 0 | 0 | 0 | 0 | 0 | 0 | 0 | 0 | 0 | 0 | 0 | 0 | 0 | 0 | 0 | 0 | 0 | 0 | 0 | 0 | 0 | 0 | 0 | 0 | 0 | 0 | 0 | 0 | 0 | 0 | 0 | 0 | 0 | 0 | 0 | 0 | 0 | 0 | 0 | 0 | 0 | 0 | 0 | 0 | 0 | 0 | 0 | 0 | 0 | 0 | 0 | 0 | 0 | 0 | 0 | 0 | 0 | 0 | 0 | 0 | 0 | 0 | 0 | 0 | 0 | 0 | 0 | 0 | 0 | 0 | 0 | 0 | 0 | 0 | 0 | 0 | 0 | 0 | 0 | 0 | 0 | 0 | 0 | 0 | 0 | 0 | 0 | 0 | 0 | 0
[19 empty] | Fixed env & social | Input | £000s | 0.0091 | 0.0104 | 0.013 | 0.052 | 0.0455 | 0 | 0 | 0 | 0 | 0 | 0 | 0 | 0 | 0 | 0 | 0 | 0 | 0 | 0 | 0 | 0 | 0 | 0 | 0 | 0 | 0 | 0 | 0 | 0 | 0 | 0 | 0 | 0 | 0 | 0 | 0 | 0 | 0 | 0 | 0 | 0 | 0 | 0 | 0 | 0 | 0 | 0 | 0 | 0 | 0 | 0 | 0 | 0 | 0 | 0 | 0 | 0 | 0 | 0 | 0 | 0.0079625 | 0.0091 | 0.011375 | 0.0455 | 0.039813 | 0 | 0 | 0 | 0 | 0 | 0 | 0 | 0 | 0 | 0 | 0 | 0 | 0 | 0 | 0 | 0 | 0 | 0 | 0 | 0 | 0 | 0 | 0 | 0 | 0 | 0 | 0 | 0 | 0 | 0 | 0 | 0 | 0 | 0 | 0 | 0 | 0 | 0 | 0
[19 empty] | Variable env & social | Input | £000s | 0 | 0 | 0 | 0 | 0 | 0.11 | 0.11 | 0.11 | 0.11 | 0.11 | 0.11 | 0.11 | 0.11 | 0.11 | 0.11 | 0.11 | 0.11 | 0.11 | 0.11 | 0.11 | 0.11 | 0.11 | 0.11 | 0.11 | 0.11 | 0.11 | 0.11 | 0.11 | 0.11 | 0.11 | 0.11 | 0.11 | 0.11 | 0.11 | 0.11 | 0.11 | 0.11 | 0.11 | 0.11 | 0.11 | 0.11 | 0.11 | 0.11 | 0.11 | 0.11 | 0.11 | 0.11 | 0.11 | 0.11 | 0.11 | 0.11 | 0.11 | 0.11 | 0.11 | 0.11 | 0.11 | 0.11 | 0.11 | 0.11 | 0.11 | 0.11 | 0.11 | 0.11 | 0.11 | 0.11 | 0.11 | 0.11 | 0.11 | 0.11 | 0.11 | 0.11 | 0.11 | 0.11 | 0.11 | 0.11 | 0.11 | 0.11 | 0.11 | 0.11 | 0.11 | 0 | 0 | 0 | 0 | 0 | 0 | 0 | 0 | 0 | 0 | 0 | 0 | 0 | 0 | 0 | 0 | 0 | 0 | 0 | 0 | 0 | 0 | 0 | 0
[19 empty] | Fixed carbon costs | Input | £000s | 0.034132 | 0.039008 | 0.04876 | 0.19504 | 0.17066 | 0 | 0 | 0 | 0 | 0 | 0 | 0 | 0 | 0 | 0 | 0 | 0 | 0 | 0 | 0 | 0 | 0 | 0 | 0 | 0 | 0 | 0 | 0 | 0 | 0 | 0 | 0 | 0 | 0 | 0 | 0 | 0 | 0 | 0 | 0 | 0 | 0 | 0 | 0 | 0 | 0 | 0 | 0 | 0 | 0 | 0 | 0 | 0 | 0 | 0 | 0 | 0 | 0 | 0 | 0 | 0.029865 | 0.034132 | 0.042665 | 0.17066 | 0.14933 | 0 | 0 | 0 | 0 | 0 | 0 | 0 | 0 | 0 | 0 | 0 | 0 | 0 | 0 | 0 | 0 | 0 | 0 | 0 | 0 | 0 | 0 | 0 | 0 | 0 | 0 | 0 | 0 | 0 | 0 | 0 | 0 | 0 | 0 | 0 | 0 | 0 | 0 | 0
[19 empty] | Variable carbon costs | Input | £000s | 0 | 0 | 0 | 0 | 0 | 0 | 0 | 0 | 0 | 0 | 0 | 0 | 0 | 0 | 0 | 0 | 0 | 0 | 0 | 0 | 0 | 0 | 0 | 0 | 0 | 0 | 0 | 0 | 0 | 0 | 0 | 0 | 0 | 0 | 0 | 0 | 0 | 0 | 0 | 0 | 0 | 0 | 0 | 0 | 0 | 0 | 0 | 0 | 0 | 0 | 0 | 0 | 0 | 0 | 0 | 0 | 0 | 0 | 0 | 0 | 0 | 0 | 0 | 0 | 0 | 0 | 0 | 0 | 0 | 0 | 0 | 0 | 0 | 0 | 0 | 0 | 0 | 0 | 0 | 0 | 0 | 0 | 0 | 0 | 0 | 0 | 0 | 0 | 0 | 0 | 0 | 0 | 0 | 0 | 0 | 0 | 0 | 0 | 0 | 0 | 0 | 0 | 0 | 0
[19 empty] | Customer willingness to pay | Input | £000s | 0 | 0 | 0 | 0 | 0 | 0 | 0 | 0 | 0 | 0 | 0 | 0 | 0 | 0 | 0 | 0 | 0 | 0 | 0 | 0 | 0 | 0 | 0 | 0 | 0 | 0 | 0 | 0 | 0 | 0 | 0 | 0 | 0 | 0 | 0 | 0 | 0 | 0 | 0 | 0 | 0 | 0 | 0 | 0 | 0 | 0 | 0 | 0 | 0 | 0 | 0 | 0 | 0 | 0 | 0 | 0 | 0 | 0 | 0 | 0 | 0 | 0 | 0 | 0 | 0 | 0 | 0 | 0 | 0 | 0 | 0 | 0 | 0 | 0 | 0 | 0 | 0 | 0 | 0 | 0 | 0 | 0 | 0 | 0 | 0 | 0 | 0 | 0 | 0 | 0 | 0 | 0 | 0 | 0 | 0 | 0 | 0 | 0 | 0 | 0 | 0 | 0 | 0 | 0
[19 empty] | Total | Sum of above (excl WAFU) | £000s | 16.8432 | 19.2494 | 24.0618 | 96.247 | 84.2162 | 421.11 | 421.11 | 421.11 | 421.11 | 421.11 | 421.11 | 421.11 | 421.11 | 421.11 | 421.11 | 421.11 | 421.11 | 421.11 | 421.11 | 421.11 | 421.11 | 421.11 | 421.11 | 421.11 | 421.11 | 421.11 | 421.11 | 421.11 | 421.11 | 421.11 | 421.11 | 421.11 | 421.11 | 421.11 | 421.11 | 421.11 | 421.11 | 421.11 | 421.11 | 421.11 | 421.11 | 421.11 | 421.11 | 421.11 | 421.11 | 421.11 | 421.11 | 421.11 | 421.11 | 421.11 | 421.11 | 421.11 | 421.11 | 421.11 | 421.11 | 421.11 | 421.11 | 421.11 | 421.11 | 421.11 | 435.8478 | 437.9532 | 442.164 | 505.3262 | 494.7991 | 421.11 | 421.11 | 421.11 | 421.11 | 421.11 | 421.11 | 421.11 | 421.11 | 421.11 | 421.11 | 421.11 | 421.11 | 421.11 | 421.11 | 421.11 | 0 | 0 | 0 | 0 | 0 | 0 | 0 | 0 | 0 | 0 | 0 | 0 | 0 | 0 | 0 | 0 | 0 | 0 | 0 | 0 | 0 | 0 | 0 | 0
58.4a | Options to reduce raw water losses and operational use | [20 empty] | 0 | 0 | 0 | 0 | 0 | 0 | 0 | 0 | 0 | 0 | 0 | 0 | 0 | 0 | 0 | 0 | 0 | 0 | 0 | 0 | 0 | 0 | 0 | 0 | 0 | 0 | 0 | 0 | 0 | 0 | 0 | 0 | 0 | 0 | 0 | 0 | 0 | 0 | 0 | 0 | 0 | 0 | 0 | 0 | 0 | 0 | 0 | 0 | 0 | 0 | 0 | 0 | 0 | 0 | 0 | 0 | 0 | 0 | 0 | 0 | 0 | 0 | 0 | 0 | 0 | 0 | 0 | 0 | 0 | 0 | 0 | 0 | 0 | 0 | 0 | 0 | 0 | 0 | 0 | 0 | 0 | 0 | 0 | 0 | 0 | 0 | 0 | 0 | 0 | 0 | 0 | 0 | 0 | 0 | 0 | 0 | 0 | 0 | 0 | 0 | 0 | 0 | 0 | 0
58.5a | Options to reduce raw water exports | [20 empty] | 0 | 0 | 0 | 0 | 0 | 0 | 0 | 0 | 0 | 0 | 0 | 0 | 0 | 0 | 0 | 0 | 0 | 0 | 0 | 0 | 0 | 0 | 0 | 0 | 0 | 0 | 0 | 0 | 0 | 0 | 0 | 0 | 0 | 0 | 0 | 0 | 0 | 0 | 0 | 0 | 0 | 0 | 0 | 0 | 0 | 0 | 0 | 0 | 0 | 0 | 0 | 0 | 0 | 0 | 0 | 0 | 0 | 0 | 0 | 0 | 0 | 0 | 0 | 0 | 0 | 0 | 0 | 0 | 0 | 0 | 0 | 0 | 0 | 0 | 0 | 0 | 0 | 0 | 0 | 0 | 0 | 0 | 0 | 0 | 0 | 0 | 0 | 0 | 0 | 0 | 0 | 0 | 0 | 0 | 0 | 0 | 0 | 0 | 0 | 0 | 0 | 0 | 0 | 0
58.6a | Options to reduce potable water exports | [20 empty] | 0 | 0 | 0 | 0 | 0 | 0 | 0 | 0 | 0 | 0 | 0 | 0 | 0 | 0 | 0 | 0 | 0 | 0 | 0 | 0 | 0 | 0 | 0 | 0 | 0 | 0 | 0 | 0 | 0 | 0 | 0 | 0 | 0 | 0 | 0 | 0 | 0 | 0 | 0 | 0 | 0 | 0 | 0 | 0 | 0 | 0 | 0 | 0 | 0 | 0 | 0 | 0 | 0 | 0 | 0 | 0 | 0 | 0 | 0 | 0 | 0 | 0 | 0 | 0 | 0 | 0 | 0 | 0 | 0 | 0 | 0 | 0 | 0 | 0 | 0 | 0 | 0 | 0 | 0 | 0 | 0 | 0 | 0 | 0 | 0 | 0 | 0 | 0 | 0 | 0 | 0 | 0 | 0 | 0 | 0 | 0 | 0 | 0 | 0 | 0 | 0 | 0 | 0 | 0
58.7a | Other options to increase Deployable Output | [20 empty] | 0 | 0 | 0 | 0 | 0 | 0 | 0 | 0 | 0 | 0 | 0 | 0 | 0 | 0 | 0 | 0 | 0 | 0 | 0 | 0 | 0 | 0 | 0 | 0 | 0 | 0 | 0 | 0 | 0 | 0 | 0 | 0 | 0 | 0 | 0 | 0 | 0 | 0 | 0 | 0 | 0 | 0 | 0 | 0 | 0 | 0 | 0 | 0 | 0 | 0 | 0 | 0 | 0 | 0 | 0 | 0 | 0 | 0 | 0 | 0 | 0 | 0 | 0 | 0 | 0 | 0 | 0 | 0 | 0 | 0 | 0 | 0 | 0 | 0 | 0 | 0 | 0 | 0 | 0 | 0 | 0 | 0 | 0 | 0 | 0 | 0 | 0 | 0 | 0 | 0 | 0 | 0 | 0 | 0 | 0 | 0 | 0 | 0 | 0 | 0 | 0 | 0 | 0 | 0
59a | DISTRIBUTION SIDE | bar: 1 Year 1 to 80 Year 80
59.1a | Options to reduce Distribution Losses | [20 empty] | 0 | 0 | 0 | 0 | 0 | 0 | 0 | 0 | 0 | 0 | 0 | 0 | 0 | 0 | 0 | 0 | 0 | 0 | 0 | 0 | 0 | 0 | 0 | 0 | 0 | 0 | 0 | 0 | 0 | 0 | 0 | 0 | 0 | 0 | 0 | 0 | 0 | 0 | 0 | 0 | 0 | 0 | 0 | 0 | 0 | 0 | 0 | 0 | 0 | 0 | 0 | 0 | 0 | 0 | 0 | 0 | 0 | 0 | 0 | 0 | 0 | 0 | 0 | 0 | 0 | 0 | 0 | 0 | 0 | 0 | 0 | 0 | 0 | 0 | 0 | 0 | 0 | 0 | 0 | 0 | 0 | 0 | 0 | 0 | 0 | 0 | 0 | 0 | 0 | 0 | 0 | 0 | 0 | 0 | 0 | 0 | 0 | 0 | 0 | 0 | 0 | 0 | 0 | 0
58.1x | Active Leakage Control - Supply demand balance scenario | ALC1 | Active leakage management | N | 2020/21 | Capacity | 0.29785 | 1938.0701 | 2076.903 | 141.0498 | -161.513 | 0.54609 | 488.0987 | 2545.0846 | 106.1076 | 131.3206 | 3 | 3 | Gains in WAFU / Savings in demand | Input | Ml/d | 0 | 0 | 0 | 0 | 0 | 0 | 0 | 0 | 0 | 1.08e-06 | 9.668e-05 | 0.17734 | 0.17846 | 0.1902 | 0.19252 | 0.19538 | 0.19934 | 0.20492 | 0.21209 | 0.23086 | 0.2412 | 0.25308 | 0.2665 | 0.28142 | 0.29785 | 0.31577 | 0.31577 | 0.31577 | 0.31577 | 0.31577 | 0.31577 | 0.31577 | 0.31577 | 0.31577 | 0.31577 | 0.31577 | 0.31577 | 0.31577 | 0.31577 | 0.31577 | 0.31577 | 0.31577 | 0.31577 | 0.31577 | 0.31577 | 0.31577 | 0.31577 | 0.31577 | 0.31577 | 0.31577 | 0.31577 | 0.31577 | 0.31577 | 0.31577 | 0.31577 | 0.31577 | 0.31577 | 0.31577 | 0.31577 | 0.31577 | 0.31577 | 0.31577 | 0.31577 | 0.31577 | 0.31577 | 0.31577 | 0.31577 | 0.31577 | 0.31577 | 0.31577 | 0.31577 | 0.31577 | 0.31577 | 0.31577 | 0.31577 | 0.31577 | 0.31577 | 0.31577 | 0.31577 | 0.31577 | 0 | 0 | 0 | 0 | 0 | 0 | 0 | 0 | 0 | 0 | 0 | 0 | 0 | 0 | 0 | 0 | 0 | 0 | 0 | 0 | 0 | 0 | 0 | 0
[19 empty] | Fixed capex | Input | £000s | 1.7286 | 1.7286 | 1.7286 | 1.7286 | 1.7286 | 1.7286 | 1.7286 | 1.7286 | 1.7287 | 1.7293 | 3.042 | 1.9201 | 2.008 | 1.9497 | 1.9585 | 1.9726 | 1.9938 | 2.0185 | 2.1298 | 2.0933 | 2.1281 | 2.1667 | 2.2101 | 2.2592 | 2.3152 | 2.3152 | 2.3152 | 2.3152 | 2.3152 | 2.3152 | 2.3152 | 2.3152 | 2.3152 | 2.3152 | 2.3152 | 2.3152 | 2.3152 | 2.3152 | 2.3152 | 2.3152 | 2.3152 | 2.3152 | 2.3152 | 2.3152 | 2.3152 | 2.3152 | 2.3152 | 2.3152 | 2.3152 | 2.3152 | 2.3152 | 2.3152 | 2.3152 | 2.3152 | 2.3152 | 2.3152 | 2.3152 | 2.3152 | 2.3152 | 2.3152 | 2.3152 | 2.3152 | 2.3152 | 2.3152 | 2.3152 | 2.3152 | 2.3152 | 2.3152 | 2.3152 | 2.3152 | 2.3152 | 2.3152 | 2.3152 | 2.3152 | 2.3152 | 2.3152 | 2.3152 | 2.3152 | 2.3152 | 2.3152 | 0 | 0 | 0 | 0 | 0 | 0 | 0 | 0 | 0 | 0 | 0 | 0 | 0 | 0 | 0 | 0 | 0 | 0 | 0 | 0 | 0 | 0 | 0 | 0
[19 empty] | Variable capex | Input | £000s | 36.8314 | 36.8314 | 36.8314 | 36.8314 | 36.8314 | 36.8314 | 36.8314 | 36.8314 | 36.8317 | 36.8557 | 86.0155 | 62.2695 | 65.8056 | 64.8979 | 65.4999 | 66.3777 | 67.6516 | 69.2548 | 74.5229 | 75.4034 | 78.1061 | 81.2239 | 84.8097 | 88.9327 | 93.6867 | 93.6867 | 93.6867 | 93.6867 | 93.6867 | 93.6867 | 93.6867 | 93.6867 | 93.6867 | 93.6867 | 93.6867 | 93.6867 | 93.6867 | 93.6867 | 93.6867 | 93.6867 | 93.6867 | 93.6867 | 93.6867 | 93.6867 | 93.6867 | 93.6867 | 93.6867 | 93.6867 | 93.6867 | 93.6867 | 93.6867 | 93.6867 | 93.6867 | 93.6867 | 93.6867 | 93.6867 | 93.6867 | 93.6867 | 93.6867 | 93.6867 | 93.6867 | 93.6867 | 93.6867 | 93.6867 | 93.6867 | 93.6867 | 93.6867 | 93.6867 | 93.6867 | 93.6867 | 93.6867 | 93.6867 | 93.6867 | 93.6867 | 93.6867 | 93.6867 | 93.6867 | 93.6867 | 93.6867 | 93.6867 | 0 | 0 | 0 | 0 | 0 | 0 | 0 | 0 | 0 | 0 | 0 | 0 | 0 | 0 | 0 | 0 | 0 | 0 | 0 | 0 | 0 | 0 | 0 | 0
[19 empty] | Financing costs | Input | £000s
[19 empty] | Fixed opex | Input | £000s | 81 Year 81: 0; 82 Year 82: 0; 83 Year 83: 0; 84 Year 84: 0; 85 Year 85: 0; 86 Year 86: 0; 87 Year 87: 0; 88 Year 88: 0; 89 Year 89: 0; 90 Year 90: 0; 91 Year 91: 0; 92 Year 92: 0; 93 Year 93: 0; 94 Year 94: 0; 95 Year 95: 0; 96 Year 96: 0; 97 Year 97: 0; 98 Year 98: 0; 99 Year 99: 0; 100 Year 100: 0; 101 Year 101: 0; 102 Year 102: 0; 103 Year 103: 0; 104 Year 104: 0
[19 empty] | Variable opex | Input | £000s | 4.0924 | 4.0924 | 4.0924 | 4.0924 | 4.0924 | 4.0924 | 4.0924 | 4.0924 | 4.0924 | 4.094 | 7.2017 | 4.5457 | 4.7537 | 4.6157 | 4.6366 | 4.6699 | 4.72 | 4.7786 | 5.042 | 4.9557 | 5.0379 | 5.1295 | 5.2323 | 5.3484 | 5.481 | 5.481 | 5.481 | 5.481 | 5.481 | 5.481 | 5.481 | 5.481 | 5.481 | 5.481 | 5.481 | 5.481 | 5.481 | 5.481 | 5.481 | 5.481 | 5.481 | 5.481 | 5.481 | 5.481 | 5.481 | 5.481 | 5.481 | 5.481 | 5.481 | 5.481 | 5.481 | 5.481 | 5.481 | 5.481 | 5.481 | 5.481 | 5.481 | 5.481 | 5.481 | 5.481 | 5.481 | 5.481 | 5.481 | 5.481 | 5.481 | 5.481 | 5.481 | 5.481 | 5.481 | 5.481 | 5.481 | 5.481 | 5.481 | 5.481 | 5.481 | 5.481 | 5.481 | 5.481 | 5.481 | 5.481 | 0 | 0 | 0 | 0 | 0 | 0 | 0 | 0 | 0 | 0 | 0 | 0 | 0 | 0 | 0 | 0 | 0 | 0 | 0 | 0 | 0 | 0 | 0 | 0
[19 empty] | Opex savings | Input | £000s | 0 | 0 | 0 | 0 | 0 | 0 | 0 | 0 | 0 | 3.2851e-05 | 0.0029408 | 5.3942 | 5.4285 | 5.7856 | 5.8562 | 5.9432 | 6.0636 | 6.2332 | 6.4515 | 7.0223 | 7.3367 | 7.6983 | 8.1063 | 8.5603 | 9.06 | 9.6051 | 9.6051 | 9.6051 | 9.6051 | 9.6051 | 9.6051 | 9.6051 | 9.6051 | 9.6051 | 9.6051 | 9.6051 | 9.6051 | 9.6051 | 9.6051 | 9.6051 | 9.6051 | 9.6051 | 9.6051 | 9.6051 | 9.6051 | 9.6051 | 9.6051 | 9.6051 | 9.6051 | 9.6051 | 9.6051 | 9.6051 | 9.6051 | 9.6051 | 9.6051 | 9.6051 | 9.6051 | 9.6051 | 9.6051 | 9.6051 | 9.6051 | 9.6051 | 9.6051 | 9.6051 | 9.6051 | 9.6051 | 9.6051 | 9.6051 | 9.6051 | 9.6051 | 9.6051 | 9.6051 | 9.6051 | 9.6051 | 9.6051 | 9.6051 | 9.6051 | 9.6051 | 9.6051 | 9.6051 | 0 | 0 | 0 | 0 | 0 | 0 | 0 | 0 | 0 | 0 | 0 | 0 | 0 | 0 | 0 | 0 | 0 | 0 | 0 | 0 | 0 | 0 | 0 | 0
[19 empty] | Fixed env & social | Input | £000s | 81 Year 81: 0; 82 Year 82: 0; 83 Year 83: 0; 84 Year 84: 0; 85 Year 85: 0; 86 Year 86: 0; 87 Year 87: 0; 88 Year 88: 0; 89 Year 89: 0; 90 Year 90: 0; 91 Year 91: 0; 92 Year 92: 0; 93 Year 93: 0; 94 Year 94: 0; 95 Year 95: 0; 96 Year 96: 0; 97 Year 97: 0; 98 Year 98: 0; 99 Year 99: 0; 100 Year 100: 0; 101 Year 101: 0; 102 Year 102: 0; 103 Year 103: 0; 104 Year 104: 0
[19 empty] | Variable env & social | Input | £000s | 0 | 0 | 0 | 0 | 0 | 0 | 0 | 0 | 7.3246e-05 | 0.0065573 | 13.8363 | 13.9393 | 15.0253 | 15.2435 | 15.514 | 15.8911 | 16.4282 | 17.1301 | 19.0214 | 20.103 | 21.3838 | 22.8806 | 24.6173 | 26.626 | 28.9502 | 28.9502 | 28.9502 | 28.9502 | 28.9502 | 28.9502 | 28.9502 | 28.9502 | 28.9502 | 28.9502 | 28.9502 | 28.9502 | 28.9502 | 28.9502 | 28.9502 | 28.9502 | 28.9502 | 28.9502 | 28.9502 | 28.9502 | 28.9502 | 28.9502 | 28.9502 | 28.9502 | 28.9502 | 28.9502 | 28.9502 | 28.9502 | 28.9502 | 28.9502 | 28.9502 | 28.9502 | 28.9502 | 28.9502 | 28.9502 | 28.9502 | 28.9502 | 28.9502 | 28.9502 | 28.9502 | 28.9502 | 28.9502 | 28.9502 | 28.9502 | 28.9502 | 28.9502 | 28.9502 | 28.9502 | 28.9502 | 28.9502 | 28.9502 | 28.9502 | 28.9502 | 28.9502 | 28.9502 | 28.9502 | 0 | 0 | 0 | 0 | 0 | 0 | 0 | 0 | 0 | 0 | 0 | 0 | 0 | 0 | 0 | 0 | 0 | 0 | 0 | 0 | 0 | 0 | 0 | 0
[19 empty] | Fixed carbon costs | Input | £000s | 81 Year 81: 0; 82 Year 82: 0; 83 Year 83: 0; 84 Year 84: 0; 85 Year 85: 0; 86 Year 86: 0; 87 Year 87: 0; 88 Year 88: 0; 89 Year 89: 0; 90 Year 90: 0; 91 Year 91: 0; 92 Year 92: 0; 93 Year 93: 0; 94 Year 94: 0; 95 Year 95: 0; 96 Year 96: 0; 97 Year 97: 0; 98 Year 98: 0; 99 Year 99: 0; 100 Year 100: 0; 101 Year 101: 0; 102 Year 102: 0; 103 Year 103: 0; 104 Year 104: 0
[19 empty] | Variable carbon costs | Input | £000s | 0.030539 | 0.029507 | 0.028509 | 0.027545 | 0.026613 | 0.025713 | 0.024844 | 0.024004 | 0.023192 | 0.022416 | 0.038099 | 0.023235 | 0.023477 | 0.022024 | 0.021375 | 0.020801 | 0.020313 | 0.01987 | 0.020256 | 0.019236 | 0.018894 | 0.018587 | 0.018318 | 0.018092 | 0.017913 | 0.017307 | 0.016722 | 0.016157 | 0.01561 | 0.015082 | 0.016851 | 0.01636 | 0.015884 | 0.015421 | 0.014972 | 0.014536 | 0.014112 | 0.013701 | 0.013302 | 0.012915 | 0.012539 | 0.012173 | 0.011819 | 0.011475 | 0.01114 | 0.010816 | 0.010501 | 0.010195 | 0.0098981 | 0.0096099 | 0.00933 | 0.0090582 | 0.0087944 | 0.0085382 | 0.0082895 | 0.0080481 | 0.0078137 | 0.0075861 | 0.0073652 | 0.0071506 | 0.0069424 | 0.0067402 | 0.0065438 | 0.0063532 | 0.0061682 | 0.0059885 | 0.0058141 | 0.0056448 | 0.0054804 | 0.0053207 | 0.0051658 | 0.0050153 | 0.0048692 | 0.0047274 | 0.0045897 | 0.0064188 | 0.0062622 | 0.0061095 | 0.0059605 | 0.0058151 | 0 | 0 | 0 | 0 | 0 | 0 | 0 | 0 | 0 | 0 | 0 | 0 | 0 | 0 | 0 | 0 | 0 | 0 | 0 | 0 | 0 | 0 | 0 | 0
[19 empty] | Customer willingness to pay | Input | £000s | 81 Year 81: 0; 82 Year 82: 0; 83 Year 83: 0; 84 Year 84: 0; 85 Year 85: 0; 86 Year 86: 0; 87 Year 87: 0; 88 Year 88: 0; 89 Year 89: 0; 90 Year 90: 0; 91 Year 91: 0; 92 Year 92: 0; 93 Year 93: 0; 94 Year 94: 0; 95 Year 95: 0; 96 Year 96: 0; 97 Year 97: 0; 98 Year 98: 0; 99 Year 99: 0; 100 Year 100: 0; 101 Year 101: 0; 102 Year 102: 0; 103 Year 103: 0; 104 Year 104: 0
[19 empty] | Total | Sum of above (excl WAFU) | £000s | 42.683 | 42.682 | 42.681 | 42.68 | 42.6791 | 42.6782 | 42.6773 | 42.6765 | 42.676 | 42.708 | 110.1366 | 88.0921 | 93.0446 | 92.5144 | 93.4866 | 94.8753 | 96.8775 | 99.4352 | 107.1878 | 109.5969 | 114.0115 | 119.1177 | 124.994 | 131.7447 | 139.5111 | 140.0556 | 140.055 | 140.0544 | 140.0539 | 140.0533 | 140.0551 | 140.0546 | 140.0541 | 140.0537 | 140.0532 | 140.0528 | 140.0524 | 140.0519 | 140.0515 | 140.0512 | 140.0508 | 140.0504 | 140.0501 | 140.0497 | 140.0494 | 140.0491 | 140.0487 | 140.0484 | 140.0481 | 140.0479 | 140.0476 | 140.0473 | 140.047 | 140.0468 | 140.0465 | 140.0463 | 140.0461 | 140.0458 | 140.0456 | 140.0454 | 140.0452 | 140.045 | 140.0448 | 140.0446 | 140.0444 | 140.0442 | 140.0441 | 140.0439 | 140.0437 | 140.0436 | 140.0434 | 140.0433 | 140.0431 | 140.043 | 140.0428 | 140.0447 | 140.0445 | 140.0444 | 140.0442 | 140.0441 | 0 | 0 | 0 | 0 | 0 | 0 | 0 | 0 | 0 | 0 | 0 | 0 | 0 | 0 | 0 | 0 | 0 | 0 | 0 | 0 | 0 | 0 | 0 | 0
58.1x | Active Leakage Control - National Infrustructure commision scenario | ALC2 | Active leakage management | Y | 2020/21 | Capacity | 0.54774 | 3569.1969 | 3856.1306 | 187.1543 | -297.4463 | 0.66996 | 1365.7869 | 5112.2955 | 104.9491 | 143.2338 | 3 | 3 | Gains in WAFU / Savings in demand | Input | Ml/d | 0 | 0 | 0 | 0 | 0 | 0 | 0.030267 | 0.063867 | 0.097467 | 0.13107 | 0.16476 | 0.1938 | 0.22349 | 0.25379 | 0.28467 | 0.31609 | 0.33623 | 0.35799 | 0.38135 | 0.4063 | 0.43282 | 0.45927 | 0.48725 | 0.51674 | 0.54774 | 0.58022 | 0.58022 | 0.58022 | 0.58022 | 0.58022 | 0.58022 | 0.58022 | 0.58022 | 0.58022 | 0.58022 | 0.58022 | 0.58022 | 0.58022 | 0.58022 | 0.58022 | 0.58022 | 0.58022 | 0.58022 | 0.58022 | 0.58022 | 0.58022 | 0.58022 | 0.58022 | 0.58022 | 0.58022 | 0.58022 | 0.58022 | 0.58022 | 0.58022 | 0.58022 | 0.58022 | 0.58022 | 0.58022 | 0.58022 | 0.58022 | 0.58022 | 0.58022 | 0.58022 | 0.58022 | 0.58022 | 0.58022 | 0.58022 | 0.58022 | 0.58022 | 0.58022 | 0.58022 | 0.58022 | 0.58022 | 0.58022 | 0.58022 | 0.58022 | 0.58022 | 0.58022 | 0.58022 | 0.58022
[19 empty] | Fixed capex | Input | £000s | 1.7286 | 1.7286 | 1.7286 | 1.7286 | 1.7286 | 1.9414 | 1.9951 | 2.0311 | 2.0706 | 2.1148 | 2.1257 | 2.1772 | 2.2359 | 2.3029 | 2.3809 | 2.3552 | 2.4345 | 2.5328 | 2.6587 | 2.8369 | 3.2461 | 3.3084 | 3.3762 | 3.4503 | 3.5319 | 3.5319 | 3.5319 | 3.5319 | 3.5319 | 3.5319 | 3.5319 | 3.5319 | 3.5319 | 3.5319 | 3.5319 | 3.5319 | 3.5319 | 3.5319 | 3.5319 | 3.5319 | 3.5319 | 3.5319 | 3.5319 | 3.5319 | 3.5319 | 3.5319 | 3.5319 | 3.5319 | 3.5319 | 3.5319 | 3.5319 | 3.5319 | 3.5319 | 3.5319 | 3.5319 | 3.5319 | 3.5319 | 3.5319 | 3.5319 | 3.5319 | 3.5319 | 3.5319 | 3.5319 | 3.5319 | 3.5319 | 3.5319 | 3.5319 | 3.5319 | 3.5319 | 3.5319 | 3.5319 | 3.5319 | 3.5319 | 3.5319 | 3.5319 | 3.5319 | 3.5319 | 3.5319 | 3.5319 | 3.5319
[19 empty] | Variable capex | Input | £000s | 36.8314 | 36.8314 | 36.8314 | 36.8314 | 36.8314 | 44.5762 | 49.4518 | 54.1506 | 59.1494 | 64.5264 | 68.8293 | 74.3701 | 80.5039 | 87.3514 | 95.1098 | 98.8622 | 105.643 | 113.8733 | 124.2091 | 138.2888 | 164.6968 | 173.6994 | 183.6039 | 194.5351 | 206.6511 | 206.6511 | 206.6511 | 206.6511 | 206.6511 | 206.6511 | 206.6511 | 206.6511 | 206.6511 | 206.6511 | 206.6511 | 206.6511 | 206.6511 | 206.6511 | 206.6511 | 206.6511 | 206.6511 | 206.6511 | 206.6511 | 206.6511 | 206.6511 | 206.6511 | 206.6511 | 206.6511 | 206.6511 | 206.6511 | 206.6511 | 206.6511 | 206.6511 | 206.6511 | 206.6511 | 206.6511 | 206.6511 | 206.6511 | 206.6511 | 206.6511 | 206.6511 | 206.6511 | 206.6511 | 206.6511 | 206.6511 | 206.6511 | 206.6511 | 206.6511 | 206.6511 | 206.6511 | 206.6511 | 206.6511 | 206.6511 | 206.6511 | 206.6511 | 206.6511 | 206.6511 | 206.6511 | 206.6511 | 206.6511
[19 empty] | Financing costs | Input | £000s
[19 empty] | Fixed opex | Input | £000s
[19 empty] | Variable opex | Input | £000s | 4.0924 | 4.0924 | 4.0924 | 4.0924 | 4.0924 | 4.5961 | 4.7231 | 4.8085 | 4.9018 | 5.0065 | 5.0323 | 5.1543 | 5.2932 | 5.4518 | 5.6365 | 5.5756 | 5.7634 | 5.9961 | 6.2942 | 6.716 | 7.6847 | 7.8324 | 7.9927 | 8.1682 | 8.3615 | 8.3615 | 8.3615 | 8.3615 | 8.3615 | 8.3615 | 8.3615 | 8.3615 | 8.3615 | 8.3615 | 8.3615 | 8.3615 | 8.3615 | 8.3615 | 8.3615 | 8.3615 | 8.3615 | 8.3615 | 8.3615 | 8.3615 | 8.3615 | 8.3615 | 8.3615 | 8.3615 | 8.3615 | 8.3615 | 8.3615 | 8.3615 | 8.3615 | 8.3615 | 8.3615 | 8.3615 | 8.3615 | 8.3615 | 8.3615 | 8.3615 | 8.3615 | 8.3615 | 8.3615 | 8.3615 | 8.3615 | 8.3615 | 8.3615 | 8.3615 | 8.3615 | 8.3615 | 8.3615 | 8.3615 | 8.3615 | 8.3615 | 8.3615 | 8.3615 | 8.3615 | 8.3615 | 8.3615 | 8.3615
[19 empty] | Opex savings | Input | £000s | 0 | 0 | 0 | 0 | 0 | 0 | 0.92065 | 1.9427 | 2.9647 | 3.9868 | 5.0118 | 5.895 | 6.798 | 7.7197 | 8.659 | 9.6147 | 10.2275 | 10.8893 | 11.5999 | 12.3588 | 13.1655 | 13.9702 | 14.8212 | 15.7183 | 16.6611 | 17.6492 | 17.6492 | 17.6492 | 17.6492 | 17.6492 | 17.6492 | 17.6492 | 17.6492 | 17.6492 | 17.6492 | 17.6492 | 17.6492 | 17.6492 | 17.6492 | 17.6492 | 17.6492 | 17.6492 | 17.6492 | 17.6492 | 17.6492 | 17.6492 | 17.6492 | 17.6492 | 17.6492 | 17.6492 | 17.6492 | 17.6492 | 17.6492 | 17.6492 | 17.6492 | 17.6492 | 17.6492 | 17.6492 | 17.6492 | 17.6492 | 17.6492 | 17.6492 | 17.6492 | 17.6492 | 17.6492 | 17.6492 | 17.6492 | 17.6492 | 17.6492 | 17.6492 | 17.6492 | 17.6492 | 17.6492 | 17.6492 | 17.6492 | 17.6492 | 17.6492 | 17.6492 | 17.6492 | 17.6492
[19 empty] | Fixed env & social | Input | £000s
[19 empty] | Variable env & social | Input | £000s | 0 | 0 | 0 | 0 | 0 | 2.0959 | 4.5317 | 7.0972 | 9.8113 | 12.7059 | 15.3625 | 18.2619 | 21.4491 | 24.9865 | 28.9652 | 31.7722 | 35.0943 | 39.0991 | 44.0935 | 50.8051 | 62.3505 | 67.3586 | 72.8807 | 78.9845 | 85.7566 | 85.7566 | 85.7566 | 85.7566 | 85.7566 | 85.7566 | 85.7566 | 85.7566 | 85.7566 | 85.7566 | 85.7566 | 85.7566 | 85.7566 | 85.7566 | 85.7566 | 85.7566 | 85.7566 | 85.7566 | 85.7566 | 85.7566 | 85.7566 | 85.7566 | 85.7566 | 85.7566 | 85.7566 | 85.7566 | 85.7566 | 85.7566 | 85.7566 | 85.7566 | 85.7566 | 85.7566 | 85.7566 | 85.7566 | 85.7566 | 85.7566 | 85.7566 | 85.7566 | 85.7566 | 85.7566 | 85.7566 | 85.7566 | 85.7566 | 85.7566 | 85.7566 | 85.7566 | 85.7566 | 85.7566 | 85.7566 | 85.7566 | 85.7566 | 85.7566 | 85.7566 | 85.7566 | 85.7566 | 85.7566
[19 empty] | Fixed carbon costs | Input | £000s
[19 empty] | Variable carbon costs | Input | £000s | 0.030539 | 0.029507 | 0.028509 | 0.027545 | 0.026613 | 0.028878 | 0.028673 | 0.028204 | 0.027779 | 0.027413 | 0.026622 | 0.026346 | 0.026141 | 0.026014 | 0.025986 | 0.024835 | 0.024804 | 0.024933 | 0.025287 | 0.026069 | 0.028821 | 0.028381 | 0.027983 | 0.02763 | 0.027327 | 0.026403 | 0.02551 | 0.024648 | 0.023814 | 0.023009 | 0.025707 | 0.024958 | 0.024231 | 0.023525 | 0.02284 | 0.022175 | 0.021529 | 0.020902 | 0.020293 | 0.019702 | 0.019128 | 0.018571 | 0.01803 | 0.017505 | 0.016995 | 0.0165 | 0.01602 | 0.015553 | 0.0151 | 0.01466 | 0.014233 | 0.013819 | 0.013416 | 0.013025 | 0.012646 | 0.012278 | 0.01192 | 0.011573 | 0.011236 | 0.010909 | 0.010591 | 0.010282 | 0.0099829 | 0.0096922 | 0.0094099 | 0.0091358 | 0.0088697 | 0.0086114 | 0.0083606 | 0.008117 | 0.0078806 | 0.0076511 | 0.0074282 | 0.0072119 | 0.0070018 | 0.0097921 | 0.0095533 | 0.0093203 | 0.009093 | 0.0088712
[19 empty] | Customer willingness to pay | Input | £000s
[19 empty] | Total | Sum of above (excl WAFU) | £000s | 42.683 | 42.682 | 42.681 | 42.68 | 42.6791 | 53.2385 | 61.651 | 70.0582 | 78.9256 | 88.3678 | 96.3882 | 105.8849 | 116.3063 | 127.8383 | 140.7774 | 148.2047 | 159.1874 | 172.4156 | 188.8809 | 211.0316 | 251.1724 | 266.1973 | 282.7027 | 300.8839 | 320.9895 | 321.9768 | 321.9759 | 321.975 | 321.9742 | 321.9734 | 321.9761 | 321.9753 | 321.9746 | 321.9739 | 321.9732 | 321.9725 | 321.9719 | 321.9712 | 321.9706 | 321.97 | 321.9695 | 321.9689 | 321.9684 | 321.9679 | 321.9673 | 321.9668 | 321.9664 | 321.9659 | 321.9654 | 321.965 | 321.9646 | 321.9642 | 321.9638 | 321.9634 | 321.963 | 321.9626 | 321.9623 | 321.9619 | 321.9616 | 321.9613 | 321.9609 | 321.9606 | 321.9603 | 321.96 | 321.9598 | 321.9595 | 321.9592 | 321.959 | 321.9587 | 321.9585 | 321.9582 | 321.958 | 321.9578 | 321.9576 | 321.9573 | 321.9601 | 321.9599 | 321.9597 | 321.9594 | 321.9592 | 0 | 0 | 0 | 0 | 0 | 0 | 0 | 0 | 0 | 0 | 0 | 0 | 0 | 0 | 0 | 0 | 0 | 0 | 0 | 0 | 0 | 0 | 0 | 0
59.2a | Options to reduce Distribution System Operating Use (DSOU) losses | [20 empty] | 0 | 0 | 0 | 0 | 0 | 0 | 0 | 0 | 0 | 0 | 0 | 0 | 0 | 0 | 0 | 0 | 0 | 0 | 0 | 0 | 0 | 0 | 0 | 0 | 0 | 0 | 0 | 0 | 0 | 0 | 0 | 0 | 0 | 0 | 0 | 0 | 0 | 0 | 0 | 0 | 0 | 0 | 0 | 0 | 0 | 0 | 0 | 0 | 0 | 0 | 0 | 0 | 0 | 0 | 0 | 0 | 0 | 0 | 0 | 0 | 0 | 0 | 0 | 0 | 0 | 0 | 0 | 0 | 0 | 0 | 0 | 0 | 0 | 0 | 0 | 0 | 0 | 0 | 0 | 0 | 0 | 0 | 0 | 0 | 0 | 0 | 0 | 0 | 0 | 0 | 0 | 0 | 0 | 0 | 0 | 0 | 0 | 0 | 0 | 0 | 0 | 0 | 0 | 0
60a | PRODUCTION SIDE | bar: 1 Year 1 to 80 Year 80
60.1a | Options to reduce treatment works losses | [20 empty] | 0 | 0 | 0 | 0 | 0 | 0 | 0 | 0 | 0 | 0 | 0 | 0 | 0 | 0 | 0 | 0 | 0 | 0 | 0 | 0 | 0 | 0 | 0 | 0 | 0 | 0 | 0 | 0 | 0 | 0 | 0 | 0 | 0 | 0 | 0 | 0 | 0 | 0 | 0 | 0 | 0 | 0 | 0 | 0 | 0 | 0 | 0 | 0 | 0 | 0 | 0 | 0 | 0 | 0 | 0 | 0 | 0 | 0 | 0 | 0 | 0 | 0 | 0 | 0 | 0 | 0 | 0 | 0 | 0 | 0 | 0 | 0 | 0 | 0 | 0 | 0 | 0 | 0 | 0 | 0 | 0 | 0 | 0 | 0 | 0 | 0 | 0 | 0 | 0 | 0 | 0 | 0 | 0 | 0 | 0 | 0 | 0 | 0 | 0 | 0 | 0 | 0 | 0 | 0
60.2a | Options to reduce outage | [20 empty] | 0 | 0 | 0 | 0 | 0 | 0 | 0 | 0 | 0 | 0 | 0 | 0 | 0 | 0 | 0 | 0 | 0 | 0 | 0 | 0 | 0 | 0 | 0 | 0 | 0 | 0 | 0 | 0 | 0 | 0 | 0 | 0 | 0 | 0 | 0 | 0 | 0 | 0 | 0 | 0 | 0 | 0 | 0 | 0 | 0 | 0 | 0 | 0 | 0 | 0 | 0 | 0 | 0 | 0 | 0 | 0 | 0 | 0 | 0 | 0 | 0 | 0 | 0 | 0 | 0 | 0 | 0 | 0 | 0 | 0 | 0 | 0 | 0 | 0 | 0 | 0 | 0 | 0 | 0 | 0 | 0 | 0 | 0 | 0 | 0 | 0 | 0 | 0 | 0 | 0 | 0 | 0 | 0 | 0 | 0 | 0 | 0 | 0 | 0 | 0 | 0 | 0 | 0 | 0
61a | CUSTOMER SIDE | bar: 1 Year 1 to 80 Year 80
61.1a | Options to change volume delivered to measured non households | [20 empty] | 0 | 0 | 0 | 0 | 0 | 0 | 0 | 0 | 0 | 0 | 0 | 0 | 0 | 0 | 0 | 0 | 0 | 0 | 0 | 0 | 0 | 0 | 0 | 0 | 0 | 0 | 0 | 0 | 0 | 0 | 0 | 0 | 0 | 0 | 0 | 0 | 0 | 0 | 0 | 0 | 0 | 0 | 0 | 0 | 0 | 0 | 0 | 0 | 0 | 0 | 0 | 0 | 0 | 0 | 0 | 0 | 0 | 0 | 0 | 0 | 0 | 0 | 0 | 0 | 0 | 0 | 0 | 0 | 0 | 0 | 0 | 0 | 0 | 0 | 0 | 0 | 0 | 0 | 0 | 0 | 0 | 0 | 0 | 0 | 0 | 0 | 0 | 0 | 0 | 0 | 0 | 0 | 0 | 0 | 0 | 0 | 0 | 0 | 0 | 0 | 0 | 0 | 0 | 0
61.2a | Options to change volume delivered to unmeasured non households | [20 empty] | 0 | 0 | 0 | 0 | 0 | 0 | 0 | 0 | 0 | 0 | 0 | 0 | 0 | 0 | 0 | 0 | 0 | 0 | 0 | 0 | 0 | 0 | 0 | 0 | 0 | 0 | 0 | 0 | 0 | 0 | 0 | 0 | 0 | 0 | 0 | 0 | 0 | 0 | 0 | 0 | 0 | 0 | 0 | 0 | 0 | 0 | 0 | 0 | 0 | 0 | 0 | 0 | 0 | 0 | 0 | 0 | 0 | 0 | 0 | 0 | 0 | 0 | 0 | 0 | 0 | 0 | 0 | 0 | 0 | 0 | 0 | 0 | 0 | 0 | 0 | 0 | 0 | 0 | 0 | 0 | 0 | 0 | 0 | 0 | 0 | 0 | 0 | 0 | 0 | 0 | 0 | 0 | 0 | 0 | 0 | 0 | 0 | 0 | 0 | 0 | 0 | 0 | 0 | 0
61.3a | Options to change volume delivered to measured households | [20 empty] | 0 | 0 | 0 | 0 | 0 | 0 | 0 | 0 | 0 | 0 | 0 | 0 | 0 | 0 | 0 | 0 | 0 | 0 | 0 | 0 | 0 | 0 | 0 | 0 | 0 | 0 | 0 | 0 | 0 | 0 | 0 | 0 | 0 | 0 | 0 | 0 | 0 | 0 | 0 | 0 | 0 | 0 | 0 | 0 | 0 | 0 | 0 | 0 | 0 | 0 | 0 | 0 | 0 | 0 | 0 | 0 | 0 | 0 | 0 | 0 | 0 | 0 | 0 | 0 | 0 | 0 | 0 | 0 | 0 | 0 | 0 | 0 | 0 | 0 | 0 | 0 | 0 | 0 | 0 | 0 | 0 | 0 | 0 | 0 | 0 | 0 | 0 | 0 | 0 | 0 | 0 | 0 | 0 | 0 | 0 | 0 | 0 | 0 | 0 | 0 | 0 | 0 | 0 | 0
58.1x | Home water efficiency audits | WE001 | Retrofitting indoor water efficiency devices | Y | 2020-21 | Capacity | 9.5178 | 21686.0142 | 9412.4049 | 0 | -2844.1287 | 3741.2665 | 0 | 10309.5426 | 30.2881 | 47.5401 | 3 | 3 | Gains in WAFU / Savings in demand | Input | Ml/d | 0.50606 | 1.0401 | 1.639 | 2.0421 | 2.6219 | 3.3073 | 4.1775 | 4.9969 | 5.7684 | 6.4948 | 7.1789 | 7.8188 | 8.2431 | 8.8334 | 9.3245 | 9.5178 | 0 | 0 | 0 | 0 | 0 | 0 | 0 | 0 | 0 | 0 | 0 | 0 | 0 | 0 | 0 | 0 | 0 | 0 | 0 | 0 | 0 | 0 | 0 | 0 | 0 | 0 | 0 | 0 | 0 | 0 | 0 | 0 | 0 | 0 | 0 | 0 | 0 | 0 | 0 | 0 | 0 | 0 | 0 | 0 | 0 | 0 | 0 | 0 | 0 | 0 | 0 | 0 | 0 | 0 | 0 | 0 | 0 | 0 | 0 | 0 | 0 | 0 | 0 | 0 | 0 | 0 | 0 | 0 | 0 | 0 | 0 | 0 | 0 | 0 | 0 | 0 | 0 | 0 | 0 | 0 | 0 | 0 | 0 | 0 | 0 | 0 | 0 | 0
| This is a company wide decision, and the AIC reflects the company wide costs and demand benefits for measured and unmeasured water efficiency programmes | [17 empty] | Fixed capex | Input | £000s | 879.7305 | 906.12 | 775.5 | 852.4787 | 775.5 | 775.5 | 775.5 | 775.5 | 775.5 | 775.5 | 775.5 | 765.7906 | 503.6798 | 772.1474 | 630.403 | 245.432 | 0 | 0 | 0 | 0 | 0 | 0 | 0 | 0 | 0 | 0 | 0 | 0 | 0 | 0 | 0 | 0 | 0 | 0 | 0 | 0 | 0 | 0 | 0 | 0 | 0 | 0 | 0 | 0 | 0 | 0 | 0 | 0 | 0 | 0 | 0 | 0 | 0 | 0 | 0 | 0 | 0 | 0 | 0 | 0 | 0 | 0 | 0 | 0 | 0 | 0 | 0 | 0 | 0 | 0 | 0 | 0 | 0 | 0 | 0 | 0 | 0 | 0 | 0 | 0 | 0 | 0 | 0 | 0 | 0 | 0 | 0 | 0 | 0 | 0 | 0 | 0 | 0 | 0 | 0 | 0 | 0 | 0 | 0 | 0 | 0 | 0 | 0 | 0
[19 empty] | Variable capex | Input | £000s | 81 Year 81: 0; 82 Year 82: 0; 83 Year 83: 0; 84 Year 84: 0; 85 Year 85: 0; 86 Year 86: 0; 87 Year 87: 0; 88 Year 88: 0; 89 Year 89: 0; 90 Year 90: 0; 91 Year 91: 0; 92 Year 92: 0; 93 Year 93: 0; 94 Year 94: 0; 95 Year 95: 0; 96 Year 96: 0; 97 Year 97: 0; 98 Year 98: 0; 99 Year 99: 0; 100 Year 100: 0; 101 Year 101: 0; 102 Year 102: 0; 103 Year 103: 0; 104 Year 104: 0
[19 empty] | Financing costs | Input | £000s
[12 empty] | 0 | [6 empty] | Fixed opex | Input | £000s | 81 Year 81: 0; 82 Year 82: 0; 83 Year 83: 0; 84 Year 84: 0; 85 Year 85: 0; 86 Year 86: 0; 87 Year 87: 0; 88 Year 88: 0; 89 Year 89: 0; 90 Year 90: 0; 91 Year 91: 0; 92 Year 92: 0; 93 Year 93: 0; 94 Year 94: 0; 95 Year 95: 0; 96 Year 96: 0; 97 Year 97: 0; 98 Year 98: 0; 99 Year 99: 0; 100 Year 100: 0; 101 Year 101: 0; 102 Year 102: 0; 103 Year 103: 0; 104 Year 104: 0
[19 empty] | Variable opex | Input | £000s | 81 Year 81: 0; 82 Year 82: 0; 83 Year 83: 0; 84 Year 84: 0; 85 Year 85: 0; 86 Year 86: 0; 87 Year 87: 0; 88 Year 88: 0; 89 Year 89: 0; 90 Year 90: 0; 91 Year 91: 0; 92 Year 92: 0; 93 Year 93: 0; 94 Year 94: 0; 95 Year 95: 0; 96 Year 96: 0; 97 Year 97: 0; 98 Year 98: 0; 99 Year 99: 0; 100 Year 100: 0; 101 Year 101: 0; 102 Year 102: 0; 103 Year 103: 0; 104 Year 104: 0
[19 empty] | Opex savings | Input | £000s | 24.2249 | 49.7889 | 78.4583 | 97.7572 | 125.5097 | 158.3215 | 199.9744 | 239.1996 | 276.133 | 310.9031 | 343.6511 | 374.2849 | 394.5956 | 422.8543 | 446.3606 | 455.6147 | 0 | 0 | 0 | 0 | 0 | 0 | 0 | 0 | 0 | 0 | 0 | 0 | 0 | 0 | 0 | 0 | 0 | 0 | 0 | 0 | 0 | 0 | 0 | 0 | 0 | 0 | 0 | 0 | 0 | 0 | 0 | 0 | 0 | 0 | 0 | 0 | 0 | 0 | 0 | 0 | 0 | 0 | 0 | 0 | 0 | 0 | 0 | 0 | 0 | 0 | 0 | 0 | 0 | 0 | 0 | 0 | 0 | 0 | 0 | 0 | 0 | 0 | 0 | 0 | 0 | 0 | 0 | 0 | 0 | 0 | 0 | 0 | 0 | 0 | 0 | 0 | 0 | 0 | 0 | 0 | 0 | 0 | 0 | 0 | 0 | 0 | 0 | 0
[19 empty] | Fixed env & social | Input | £000s | 81 Year 81: 0; 82 Year 82: 0; 83 Year 83: 0; 84 Year 84: 0; 85 Year 85: 0; 86 Year 86: 0; 87 Year 87: 0; 88 Year 88: 0; 89 Year 89: 0; 90 Year 90: 0; 91 Year 91: 0; 92 Year 92: 0; 93 Year 93: 0; 94 Year 94: 0; 95 Year 95: 0; 96 Year 96: 0; 97 Year 97: 0; 98 Year 98: 0; 99 Year 99: 0; 100 Year 100: 0; 101 Year 101: 0; 102 Year 102: 0; 103 Year 103: 0; 104 Year 104: 0
[19 empty] | Variable env & social | Input | £000s | 81 Year 81: 0; 82 Year 82: 0; 83 Year 83: 0; 84 Year 84: 0; 85 Year 85: 0; 86 Year 86: 0; 87 Year 87: 0; 88 Year 88: 0; 89 Year 89: 0; 90 Year 90: 0; 91 Year 91: 0; 92 Year 92: 0; 93 Year 93: 0; 94 Year 94: 0; 95 Year 95: 0; 96 Year 96: 0; 97 Year 97: 0; 98 Year 98: 0; 99 Year 99: 0; 100 Year 100: 0; 101 Year 101: 0; 102 Year 102: 0; 103 Year 103: 0; 104 Year 104: 0
[19 empty] | Fixed carbon costs | Input | £000s | 1.454 | 1.454 | 1.454 | 1.454 | 1.454 | 1.3078 | 1.3078 | 1.3078 | 1.3078 | 1.3078 | 0.4195 | 0.4195 | 0.4195 | 0.4195 | 0.4195 | 0 | 0 | 0 | 0 | 0 | 0 | 0 | 0 | 0 | 0 | 0 | 0 | 0 | 0 | 0 | 0 | 0 | 0 | 0 | 0 | 0 | 0 | 0 | 0 | 0 | 0 | 0 | 0 | 0 | 0 | 0 | 0 | 0 | 0 | 0 | 0 | 0 | 0 | 0 | 0 | 0 | 0 | 0 | 0 | 0 | 0 | 0 | 0 | 0 | 0 | 0 | 0 | 0 | 0 | 0 | 0 | 0 | 0 | 0 | 0 | 0 | 0 | 0 | 0 | 0 | 0 | 0 | 0 | 0 | 0 | 0 | 0 | 0 | 0 | 0 | 0 | 0 | 0 | 0 | 0 | 0 | 0 | 0 | 0 | 0 | 0 | 0 | 0 | 0
[19 empty] | Variable carbon costs | Input | £000s | 406.6361 | 406.6361 | 406.6361 | 406.6361 | 406.6361 | 365.737 | 365.737 | 365.737 | 365.737 | 365.737 | 117.3202 | 117.3202 | 117.3202 | 117.3202 | 117.3202 | 0 | 0 | 0 | 0 | 0 | 0 | 0 | 0 | 0 | 0 | 0 | 0 | 0 | 0 | 0 | 0 | 0 | 0 | 0 | 0 | 0 | 0 | 0 | 0 | 0 | 0 | 0 | 0 | 0 | 0 | 0 | 0 | 0 | 0 | 0 | 0 | 0 | 0 | 0 | 0 | 0 | 0 | 0 | 0 | 0 | 0 | 0 | 0 | 0 | 0 | 0 | 0 | 0 | 0 | 0 | 0 | 0 | 0 | 0 | 0 | 0 | 0 | 0 | 0 | 0 | 0 | 0 | 0 | 0 | 0 | 0 | 0 | 0 | 0 | 0 | 0 | 0 | 0 | 0 | 0 | 0 | 0 | 0 | 0 | 0 | 0 | 0 | 0 | 0
[19 empty] | Customer willingness to pay | Input | £000s | 81 Year 81: 0; 82 Year 82: 0; 83 Year 83: 0; 84 Year 84: 0; 85 Year 85: 0; 86 Year 86: 0; 87 Year 87: 0; 88 Year 88: 0; 89 Year 89: 0; 90 Year 90: 0; 91 Year 91: 0; 92 Year 92: 0; 93 Year 93: 0; 94 Year 94: 0; 95 Year 95: 0; 96 Year 96: 0; 97 Year 97: 0; 98 Year 98: 0; 99 Year 99: 0; 100 Year 100: 0; 101 Year 101: 0; 102 Year 102: 0; 103 Year 103: 0; 104 Year 104: 0
[19 empty] | Total | Sum of above (excl WAFU) | £000s | 1312.0456 | 1363.999 | 1262.0484 | 1358.326 | 1309.0999 | 1300.8662 | 1342.5191 | 1381.7443 | 1418.6778 | 1453.4478 | 1236.8908 | 1257.8152 | 1016.0152 | 1312.7414 | 1194.5033 | 701.0467 | 0 | 0 | 0 | 0 | 0 | 0 | 0 | 0 | 0 | 0 | 0 | 0 | 0 | 0 | 0 | 0 | 0 | 0 | 0 | 0 | 0 | 0 | 0 | 0 | 0 | 0 | 0 | 0 | 0 | 0 | 0 | 0 | 0 | 0 | 0 | 0 | 0 | 0 | 0 | 0 | 0 | 0 | 0 | 0 | 0 | 0 | 0 | 0 | 0 | 0 | 0 | 0 | 0 | 0 | 0 | 0 | 0 | 0 | 0 | 0 | 0 | 0 | 0 | 0 | 0 | 0 | 0 | 0 | 0 | 0 | 0 | 0 | 0 | 0 | 0 | 0 | 0 | 0 | 0 | 0 | 0 | 0 | 0 | 0 | 0 | 0 | 0 | 0
61.4a | Options to change volume delivered to unmeasured households | [20 empty] | 0 | 0 | 0 | 0 | 0 | 0 | 0 | 0 | 0 | 0 | 0 | 0 | 0 | 0 | 0 | 0 | 0 | 0 | 0 | 0 | 0 | 0 | 0 | 0 | 0 | 0 | 0 | 0 | 0 | 0 | 0 | 0 | 0 | 0 | 0 | 0 | 0 | 0 | 0 | 0 | 0 | 0 | 0 | 0 | 0 | 0 | 0 | 0 | 0 | 0 | 0 | 0 | 0 | 0 | 0 | 0 | 0 | 0 | 0 | 0 | 0 | 0 | 0 | 0 | 0 | 0 | 0 | 0 | 0 | 0 | 0 | 0 | 0 | 0 | 0 | 0 | 0 | 0 | 0 | 0 | 0 | 0 | 0 | 0 | 0 | 0 | 0 | 0 | 0 | 0 | 0 | 0 | 0 | 0 | 0 | 0 | 0 | 0 | 0 | 0 | 0 | 0 | 0 | 0
58.1x | Enhanced Metering | EM001 | Metering other selective | Y | 2020-21 | Capacity | 41.54 | 260373.7353 | 439070.7084 | 328248.2635 | -30851.6277 | 11101.6008 | 185038.0241 | 932606.9691 | 282.8501 | 358.1801 | 3 | 3 | Gains in WAFU / Savings in demand | Input | Ml/d | 1.51 | 3.54 | 5.74 | 8.29 | 11.37 | 15.38 | 19.56 | 23.95 | 28.2 | 32.15 | 36.75 | 39.71 | 41.54 | 41.39 | 40.01 | 38.4 | 36.85 | 35.36 | 33.88 | 32.42 | 30.98 | 29.61 | 28.26 | 26.93 | 25.75 | 25.75 | 25.75 | 25.75 | 25.75 | 25.75 | 25.75 | 25.75 | 25.75 | 25.75 | 25.75 | 25.75 | 25.75 | 25.75 | 25.75 | 25.75 | 25.75 | 25.75 | 25.75 | 25.75 | 25.75 | 25.75 | 25.75 | 25.75 | 25.75 | 25.75 | 25.75 | 25.75 | 25.75 | 25.75 | 25.75 | 25.75 | 25.75 | 25.75 | 25.75 | 25.75 | 25.75 | 25.75 | 25.75 | 25.75 | 25.75 | 25.75 | 25.75 | 25.75 | 25.75 | 25.75 | 25.75 | 25.75 | 25.75 | 25.75 | 25.75 | 25.75 | 25.75 | 25.75 | 25.75 | 25.75 | 0 | 0 | 0 | 0 | 0 | 0 | 0 | 0 | 0 | 0 | 0 | 0 | 0 | 0 | 0 | 0 | 0 | 0 | 0 | 0 | 0 | 0 | 0 | 0
| This is a company wide decision, and the AIC reflects the company wide costs and demand benefits | [17 empty] | Fixed capex | Input | £000s | 9026.9182 | 12461.6058 | 14080.5498 | 16727.1383 | 21293.654 | 25773.6826 | 26309.1372 | 28939.3516 | 29699.7874 | 30103.8717 | 36925.224 | 27676.4247 | 19952.7624 | 15944.2652 | 5189.7767 | 6281.6677 | 6412.1709 | 7053.2176 | 7238.5541 | 7337.0392 | 13391.5289 | 12808.4884 | 11713.7277 | 12024.4329 | 11625.0999 | 14070.9357 | 14363.2628 | 15799.2073 | 16214.3611 | 16434.9677 | 21157.9932 | 16488.7846 | 12451.2733 | 10555.7507 | 5189.7767 | 6281.6677 | 6412.1709 | 7053.2176 | 7238.5541 | 7337.0392 | 13391.5289 | 12808.4884 | 11713.7277 | 12024.4329 | 11625.0999 | 14070.9357 | 14363.2628 | 15799.2073 | 16214.3611 | 16434.9677 | 21157.9932 | 16488.7846 | 12451.2733 | 10555.7507 | 5189.7767 | 6281.6677 | 6412.1709 | 7053.2176 | 7238.5541 | 7337.0392 | 13391.5289 | 12808.4884 | 11713.7277 | 12024.4329 | 11625.0999 | 14070.9357 | 14363.2628 | 15799.2073 | 16214.3611 | 16434.9677 | 21157.9932 | 16488.7846 | 12451.2733 | 10555.7507 | 5189.7767 | 6281.6677 | 6412.1709 | 7053.2176 | 7238.5541 | 7337.0392 | 0 | 0 | 0 | 0 | 0 | 0 | 0 | 0 | 0 | 0 | 0 | 0 | 0 | 0 | 0 | 0 | 0 | 0 | 0 | 0 | 0 | 0 | 0 | 0
[19 empty] | Variable capex | Input | £000s | 0 | 0 | 0 | 0 | 0 | 0 | 0 | 0 | 0 | 0 | 0 | 0 | 0 | 0 | 0 | 0 | 0 | 0 | 0 | 0 | 0 | 0 | 0 | 0 | 0 | 0 | 0 | 0 | 0 | 0 | 0 | 0 | 0 | 0 | 0 | 0 | 0 | 0 | 0 | 0 | 0 | 0 | 0 | 0 | 0 | 0 | 0 | 0 | 0 | 0 | 0 | 0 | 0 | 0 | 0 | 0 | 0 | 0 | 0 | 0 | 0 | 0 | 0 | 0 | 0 | 0 | 0 | 0 | 0 | 0 | 0 | 0 | 0 | 0 | 0 | 0 | 0 | 0 | 0 | 0 | 0 | 0 | 0 | 0 | 0 | 0 | 0 | 0 | 0 | 0 | 0 | 0 | 0 | 0 | 0 | 0 | 0 | 0 | 0 | 0 | 0 | 0 | 0 | 0
[19 empty] | Financing costs | Input | £000s | 0 | 0 | 0 | 0 | 0 | 0 | 0 | 0 | 0 | 0 | 0 | 0 | 0 | 0 | 0 | 0 | 0 | 0 | 0 | 0 | 0 | 0 | 0 | 0 | 0 | 0 | 0 | 0 | 0 | 0 | 0 | 0 | 0 | 0 | 0 | 0 | 0 | 0 | 0 | 0 | 0 | 0 | 0 | 0 | 0 | 0 | 0 | 0 | 0 | 0 | 0 | 0 | 0 | 0 | 0 | 0 | 0 | 0 | 0 | 0 | 0 | 0 | 0 | 0 | 0 | 0 | 0 | 0 | 0 | 0 | 0 | 0 | 0 | 0 | 0 | 0 | 0 | 0 | 0 | 0
[19 empty] | Fixed opex | Input | £000s | 440.0155 | 1047.4543 | 1733.8081 | 2549.1695 | 3587.1248 | 4843.4584 | 6125.8926 | 7536.5361 | 8984.2469 | 10451.6547 | 12144.3258 | 13345.3607 | 14150.6735 | 14729.1506 | 14729.1506 | 14729.1506 | 14729.1506 | 14729.1506 | 14729.1506 | 14729.1506 | 14729.1506 | 14729.1506 | 14729.1506 | 14729.1506 | 14729.1506 | 14729.1506 | 14729.1506 | 14729.1506 | 14729.1506 | 14729.1506 | 14729.1506 | 14729.1506 | 14729.1506 | 14729.1506 | 14729.1506 | 14729.1506 | 14729.1506 | 14729.1506 | 14729.1506 | 14729.1506 | 14729.1506 | 14729.1506 | 14729.1506 | 14729.1506 | 14729.1506 | 14729.1506 | 14729.1506 | 14729.1506 | 14729.1506 | 14729.1506 | 14729.1506 | 14729.1506 | 14729.1506 | 14729.1506 | 14729.1506 | 14729.1506 | 14729.1506 | 14729.1506 | 14729.1506 | 14729.1506 | 14729.1506 | 14729.1506 | 14729.1506 | 14729.1506 | 14729.1506 | 14729.1506 | 14729.1506 | 14729.1506 | 14729.1506 | 14729.1506 | 14729.1506 | 14729.1506 | 14729.1506 | 14729.1506 | 14729.1506 | 14729.1506 | 14729.1506 | 14729.1506 | 14729.1506 | 14729.1506 | 0 | 0 | 0 | 0 | 0 | 0 | 0 | 0 | 0 | 0 | 0 | 0 | 0 | 0 | 0 | 0 | 0 | 0 | 0 | 0 | 0 | 0 | 0 | 0
[19 empty] | Variable opex | Input | £000s | 0 | 0 | 0 | 0 | 0 | 0 | 0 | 0 | 0 | 0 | 0 | 0 | 0 | 0 | 0 | 0 | 0 | 0 | 0 | 0 | 0 | 0 | 0 | 0 | 0 | 0 | 0 | 0 | 0 | 0 | 0 | 0 | 0 | 0 | 0 | 0 | 0 | 0 | 0 | 0 | 0 | 0 | 0 | 0 | 0 | 0 | 0 | 0 | 0 | 0 | 0 | 0 | 0 | 0 | 0 | 0 | 0 | 0 | 0 | 0 | 0 | 0 | 0 | 0 | 0 | 0 | 0 | 0 | 0 | 0 | 0 | 0 | 0 | 0 | 0 | 0 | 0 | 0 | 0 | 0 | 0 | 0 | 0 | 0 | 0 | 0 | 0 | 0 | 0 | 0 | 0 | 0 | 0 | 0 | 0 | 0 | 0 | 0 | 0 | 0 | 0 | 0 | 0 | 0
[19 empty] | Opex savings | Input | £000s | 41.2634 | 96.7366 | 156.7524 | 226.1633 | 329.6961 | 506.5882 | 756.9333 | 1036.2784 | 1289.7335 | 1486.8235 | 1666.9931 | 1774.5092 | 1835.9327 | 1818.4685 | 1757.8706 | 1687.0088 | 1619.3199 | 1553.9397 | 1489.4924 | 1424.4339 | 1361.9009 | 1302.561 | 1242.4513 | 1184.9365 | 1133.9368 | 1133.9368 | 1133.9368 | 1133.9368 | 1133.9368 | 1133.9368 | 1133.9368 | 1133.9368 | 1133.9368 | 1133.9368 | 1133.9368 | 1133.9368 | 1133.9368 | 1133.9368 | 1133.9368 | 1133.9368 | 1133.9368 | 1133.9368 | 1133.9368 | 1133.9368 | 1133.9368 | 1133.9368 | 1133.9368 | 1133.9368 | 1133.9368 | 1133.9368 | 1133.9368 | 1133.9368 | 1133.9368 | 1133.9368 | 1133.9368 | 1133.9368 | 1133.9368 | 1133.9368 | 1133.9368 | 1133.9368 | 1133.9368 | 1133.9368 | 1133.9368 | 1133.9368 | 1133.9368 | 1133.9368 | 1133.9368 | 1133.9368 | 1133.9368 | 1133.9368 | 1133.9368 | 1133.9368 | 1133.9368 | 1133.9368 | 1133.9368 | 1133.9368 | 1133.9368 | 1133.9368 | 1133.9368 | 1133.9368 | 0 | 0 | 0 | 0 | 0 | 0 | 0 | 0 | 0 | 0 | 0 | 0 | 0 | 0 | 0 | 0 | 0 | 0 | 0 | 0 | 0 | 0 | 0 | 0
[19 empty] | Fixed env & social | Input | £000s | 4360.9937 | 6020.3254 | 6802.4533 | 8081.0465 | 10287.1755 | 12451.5217 | 12710.2051 | 13980.8878 | 14348.2619 | 14543.479 | 16776.0627 | 11903.4569 | 7981.4556 | 5733.2869 | 0 | 0 | 0 | 0 | 0 | 0 | 2813.4592 | 3883.9633 | 4388.5467 | 5213.4205 | 6636.6865 | 8032.9967 | 8199.8841 | 9019.6546 | 9256.663 | 9382.6057 | 10822.9386 | 7679.4172 | 5149.1703 | 3698.7828 | 0 | 0 | 0 | 0 | 0 | 0 | 2813.4592 | 3883.9633 | 4388.5467 | 5213.4205 | 6636.6865 | 8032.9967 | 8199.8841 | 9019.6546 | 9256.663 | 9382.6057 | 10822.9386 | 7679.4172 | 5149.1703 | 3698.7828 | 0 | 0 | 0 | 0 | 0 | 0 | 2813.4592 | 3883.9633 | 4388.5467 | 5213.4205 | 6636.6865 | 8032.9967 | 8199.8841 | 9019.6546 | 9256.663 | 9382.6057 | 10822.9386 | 7679.4172 | 5149.1703 | 3698.7828 | 0 | 0 | 0 | 0 | 0 | 0 | 0 | 0 | 0 | 0 | 0 | 0 | 0 | 0 | 0 | 0 | 0 | 0 | 0 | 0 | 0 | 0 | 0 | 0 | 0 | 0 | 0 | 0 | 0 | 0
[19 empty] | Variable env & social | Input | £000s | 0 | 1 | 2 | 3 | 4 | 5 | 6 | 7 | 8 | 9 | 10 | 11 | 12 | 13 | 14 | 15 | 16 | 17 | 18 | 19 | 20 | 21 | 22 | 23 | 24 | 25 | 26 | 27 | 28 | 29 | 30 | 31 | 32 | 33 | 34 | 35 | 36 | 37 | 38 | 39 | 40 | 41 | 42 | 43 | 44 | 45 | 46 | 47 | 48 | 49 | 50 | 51 | 52 | 53 | 54 | 55 | 56 | 57 | 58 | 59 | 60 | 61 | 62 | 63 | 64 | 65 | 66 | 67 | 68 | 69 | 70 | 71 | 72 | 73 | 74 | 75 | 76 | 77 | 78 | 79 | 0 | 0 | 0 | 0 | 0 | 0 | 0 | 0 | 0 | 0 | 0 | 0 | 0 | 0 | 0 | 0 | 0 | 0 | 0 | 0 | 0 | 0 | 0 | 0
[19 empty] | Fixed carbon costs | Input | £000s | 264.7566 | 365.4949 | 412.978 | 490.6016 | 624.5361 | 755.9339 | 771.6386 | 848.7819 | 871.0853 | 882.9369 | 1018.4775 | 722.6608 | 484.5555 | 348.0688 | 0 | 0 | 0 | 0 | 0 | 0 | 167.1357 | 230.7298 | 260.7049 | 309.7072 | 394.2574 | 477.2062 | 487.1203 | 535.8194 | 549.8991 | 557.3808 | 642.9448 | 456.2016 | 305.8904 | 219.729 | 0 | 0 | 0 | 0 | 0 | 0 | 167.1357 | 230.7298 | 260.7049 | 309.7072 | 394.2574 | 477.2062 | 487.1203 | 535.8194 | 549.8991 | 557.3808 | 642.9448 | 456.2016 | 305.8904 | 219.729 | 0 | 0 | 0 | 0 | 0 | 0 | 167.1357 | 230.7298 | 260.7049 | 309.7072 | 394.2574 | 477.2062 | 487.1203 | 535.8194 | 549.8991 | 557.3808 | 642.9448 | 456.2016 | 305.8904 | 219.729 | 0 | 0 | 0 | 0 | 0 | 0 | 0 | 0 | 0 | 0 | 0 | 0 | 0 | 0 | 0 | 0 | 0 | 0 | 0 | 0 | 0 | 0 | 0 | 0 | 0 | 0 | 0 | 0 | 0 | 0
[19 empty] | Variable carbon costs | Input | £000s | 0 | 0 | 0 | 0 | 0 | 0 | 0 | 0 | 0 | 0 | 0 | 0 | 0 | 0 | 0 | 0 | 0 | 0 | 0 | 0 | 0 | 0 | 0 | 0 | 0 | 0 | 0 | 0 | 0 | 0 | 0 | 0 | 0 | 0 | 0 | 0 | 0 | 0 | 0 | 0 | 0 | 0 | 0 | 0 | 0 | 0 | 0 | 0 | 0 | 0 | 0 | 0 | 0 | 0 | 0 | 0 | 0 | 0 | 0 | 0 | 0 | 0 | 0 | 0 | 0 | 0 | 0 | 0 | 0 | 0 | 0 | 0 | 0 | 0 | 0 | 0 | 0 | 0 | 0 | 0 | 0 | 0 | 0 | 0 | 0 | 0 | 0 | 0 | 0 | 0 | 0 | 0 | 0 | 0 | 0 | 0 | 0 | 0 | 0 | 0 | 0 | 0 | 0 | 0
[19 empty] | Customer willingness to pay | Input | £000s | 0 | 0 | 0 | 0 | 0 | 0 | 0 | 0 | 0 | 0 | 0 | 0 | 0 | 0 | 0 | 0 | 0 | 0 | 0 | 0 | 0 | 0 | 0 | 0 | 0 | 0 | 0 | 0 | 0 | 0 | 0 | 0 | 0 | 0 | 0 | 0 | 0 | 0 | 0 | 0 | 0 | 0 | 0 | 0 | 0 | 0 | 0 | 0 | 0 | 0 | 0 | 0 | 0 | 0 | 0 | 0 | 0 | 0 | 0 | 0 | 0 | 0 | 0 | 0 | 0 | 0 | 0 | 0 | 0 | 0 | 0 | 0 | 0 | 0 | 0 | 0 | 0 | 0 | 0 | 0 | 0 | 0 | 0 | 0 | 0 | 0 | 0 | 0 | 0 | 0 | 0 | 0 | 0 | 0 | 0 | 0 | 0 | 0 | 0 | 0 | 0 | 0 | 0 | 0
[19 empty] | Total | Sum of above (excl WAFU) | £000s | 14133.9474 | 19992.617 | 23188.5417 | 28077.1192 | 36126.1865 | 44336.1848 | 46679.8067 | 52348.8359 | 55201.115 | 57477.7659 | 68541.083 | 55433.4123 | 44417.3798 | 38586.24 | 21690.798 | 22712.8271 | 22776.6415 | 23353.3079 | 23475.1972 | 23509.6237 | 32483.1753 | 32975.8931 | 32356.5813 | 33484.6478 | 34543.1312 | 38469.226 | 38939.3547 | 41244.7688 | 41912.0106 | 42267.0416 | 48516.9641 | 40518.4908 | 33801.4214 | 30370.3499 | 21086.8642 | 22179.7551 | 22311.2583 | 22953.305 | 23139.6415 | 23239.1266 | 32275.2112 | 32827.269 | 32268.0668 | 33453.6481 | 34563.1312 | 38489.226 | 38959.3547 | 41264.7688 | 41932.0106 | 42287.0416 | 48536.9641 | 40538.4908 | 33821.4214 | 30390.3499 | 21106.8642 | 22199.7551 | 22331.2583 | 22973.305 | 23159.6415 | 23259.1266 | 32295.2112 | 32847.269 | 32288.0668 | 33473.6481 | 34583.1312 | 38509.226 | 38979.3547 | 41284.7688 | 41952.0106 | 42307.0416 | 48556.9641 | 40558.4908 | 33841.4214 | 30410.3499 | 21126.8642 | 22219.7551 | 22351.2583 | 22993.305 | 23179.6415 | 23279.1266 | 0 | 0 | 0 | 0 | 0 | 0 | 0 | 0 | 0 | 0 | 0 | 0 | 0 | 0 | 0 | 0 | 0 | 0 | 0 | 0 | 0 | 0 | 0 | 0
61.5a | Options to reduce water taken unbilled | [20 empty] | 0 | 0 | 0 | 0 | 0 | 0 | 0 | 0 | 0 | 0 | 0 | 0 | 0 | 0 | 0 | 0 | 0 | 0 | 0 | 0 | 0 | 0 | 0 | 0 | 0 | 0 | 0 | 0 | 0 | 0 | 0 | 0 | 0 | 0 | 0 | 0 | 0 | 0 | 0 | 0 | 0 | 0 | 0 | 0 | 0 | 0 | 0 | 0 | 0 | 0 | 0 | 0 | 0 | 0 | 0 | 0 | 0 | 0 | 0 | 0 | 0 | 0 | 0 | 0 | 0 | 0 | 0 | 0 | 0 | 0 | 0 | 0 | 0 | 0 | 0 | 0 | 0 | 0 | 0 | 0 | 0 | 0 | 0 | 0 | 0 | 0 | 0 | 0 | 0 | 0 | 0 | 0 | 0 | 0 | 0 | 0 | 0 | 0 | 0 | 0 | 0 | 0 | 0 | 0
61.6a | Options impacting on measured Non Household - USPL | [20 empty] | 0 | 0 | 0 | 0 | 0 | 0 | 0 | 0 | 0 | 0 | 0 | 0 | 0 | 0 | 0 | 0 | 0 | 0 | 0 | 0 | 0 | 0 | 0 | 0 | 0 | 0 | 0 | 0 | 0 | 0 | 0 | 0 | 0 | 0 | 0 | 0 | 0 | 0 | 0 | 0 | 0 | 0 | 0 | 0 | 0 | 0 | 0 | 0 | 0 | 0 | 0 | 0 | 0 | 0 | 0 | 0 | 0 | 0 | 0 | 0 | 0 | 0 | 0 | 0 | 0 | 0 | 0 | 0 | 0 | 0 | 0 | 0 | 0 | 0 | 0 | 0 | 0 | 0 | 0 | 0 | 0 | 0 | 0 | 0 | 0 | 0 | 0 | 0 | 0 | 0 | 0 | 0 | 0 | 0 | 0 | 0 | 0 | 0 | 0 | 0 | 0 | 0 | 0 | 0
61.7a | Options impacting on unmeasured Non Household - USPL | [20 empty] | 0 | 0 | 0 | 0 | 0 | 0 | 0 | 0 | 0 | 0 | 0 | 0 | 0 | 0 | 0 | 0 | 0 | 0 | 0 | 0 | 0 | 0 | 0 | 0 | 0 | 0 | 0 | 0 | 0 | 0 | 0 | 0 | 0 | 0 | 0 | 0 | 0 | 0 | 0 | 0 | 0 | 0 | 0 | 0 | 0 | 0 | 0 | 0 | 0 | 0 | 0 | 0 | 0 | 0 | 0 | 0 | 0 | 0 | 0 | 0 | 0 | 0 | 0 | 0 | 0 | 0 | 0 | 0 | 0 | 0 | 0 | 0 | 0 | 0 | 0 | 0 | 0 | 0 | 0 | 0 | 0 | 0 | 0 | 0 | 0 | 0 | 0 | 0 | 0 | 0 | 0 | 0 | 0 | 0 | 0 | 0 | 0 | 0 | 0 | 0 | 0 | 0 | 0 | 0
61.8a | Options impacting on measured Household - USPL | [20 empty] | 0 | 0 | 0 | 0 | 0 | 0 | 0 | 0 | 0 | 0 | 0 | 0 | 0 | 0 | 0 | 0 | 0 | 0 | 0 | 0 | 0 | 0 | 0 | 0 | 0 | 0 | 0 | 0 | 0 | 0 | 0 | 0 | 0 | 0 | 0 | 0 | 0 | 0 | 0 | 0 | 0 | 0 | 0 | 0 | 0 | 0 | 0 | 0 | 0 | 0 | 0 | 0 | 0 | 0 | 0 | 0 | 0 | 0 | 0 | 0 | 0 | 0 | 0 | 0 | 0 | 0 | 0 | 0 | 0 | 0 | 0 | 0 | 0 | 0 | 0 | 0 | 0 | 0 | 0 | 0 | 0 | 0 | 0 | 0 | 0 | 0 | 0 | 0 | 0 | 0 | 0 | 0 | 0 | 0 | 0 | 0 | 0 | 0 | 0 | 0 | 0 | 0 | 0 | 0
61.9a | Options impacting on unmeasured Household - USPL | [20 empty] | 0 | 0 | 0 | 0 | 0 | 0 | 0 | 0 | 0 | 0 | 0 | 0 | 0 | 0 | 0 | 0 | 0 | 0 | 0 | 0 | 0 | 0 | 0 | 0 | 0 | 0 | 0 | 0 | 0 | 0 | 0 | 0 | 0 | 0 | 0 | 0 | 0 | 0 | 0 | 0 | 0 | 0 | 0 | 0 | 0 | 0 | 0 | 0 | 0 | 0 | 0 | 0 | 0 | 0 | 0 | 0 | 0 | 0 | 0 | 0 | 0 | 0 | 0 | 0 | 0 | 0 | 0 | 0 | 0 | 0 | 0 | 0 | 0 | 0 | 0 | 0 | 0 | 0 | 0 | 0 | 0 | 0 | 0 | 0 | 0 | 0 | 0 | 0 | 0 | 0 | 0 | 0 | 0 | 0 | 0 | 0 | 0 | 0 | 0 | 0 | 0 | 0 | 0 | 0
58.1x | Enhanced Metering | EM001 | Metering other selective | Y | 2020-21 | Capacity | 3.1036 | 24424.3228 | 32540.7368 | 27932.6092 | -3181.6271 | 441.8786 | 19235.4332 | 76969.0307 | 234.5683 | 315.1327 | 3 | 3 | Gains in WAFU / Savings in demand | Input | Ml/d | 0.11209 | 0.26496 | 0.43539 | 0.63586 | 0.87186 | 0.74608 | 1.0158 | 1.3619 | 1.676 | 1.9984 | 2.619 | 2.8846 | 3.0446 | 3.1036 | 3.0862 | 3.0745 | 3.0631 | 3.0521 | 3.0414 | 3.0311 | 3.0212 | 3.0115 | 3.0022 | 2.9932 | 2.9844 | 2.9844 | 2.9844 | 2.9844 | 2.9844 | 2.9844 | 2.9844 | 2.9844 | 2.9844 | 2.9844 | 2.9844 | 2.9844 | 2.9844 | 2.9844 | 2.9844 | 2.9844 | 2.9844 | 2.9844 | 2.9844 | 2.9844 | 2.9844 | 2.9844 | 2.9844 | 2.9844 | 2.9844 | 2.9844 | 2.9844 | 2.9844 | 2.9844 | 2.9844 | 2.9844 | 2.9844 | 2.9844 | 2.9844 | 2.9844 | 2.9844 | 2.9844 | 2.9844 | 2.9844 | 2.9844 | 2.9844 | 2.9844 | 2.9844 | 2.9844 | 2.9844 | 2.9844 | 2.9844 | 2.9844 | 2.9844 | 2.9844 | 2.9844 | 2.9844 | 2.9844 | 2.9844 | 2.9844 | 2.9844 | 0 | 0 | 0 | 0 | 0 | 0 | 0 | 0 | 0 | 0 | 0 | 0 | 0 | 0 | 0 | 0 | 0 | 0 | 0 | 0 | 0 | 0 | 0 | 0
| This is a company wide decision, and the AIC reflects the company wide costs and demand benefits | [17 empty] | Fixed capex | Input | £000s | 456.0506 | 629.5752 | 636.6518 | 646.0003 | 1008.2386 | 2426.7119 | 1954.7485 | 2216.6715 | 2370.8476 | 2622.496 | 3396.6618 | 1972.9778 | 1322.9127 | 950.2826 | 0 | 118.9238 | 164.1735 | 166.0189 | 168.4567 | 262.9172 | 879.4674 | 850.2455 | 922.3743 | 967.6347 | 1229.1747 | 2198.2397 | 1571.7241 | 1543.8695 | 1530.0859 | 1418.3869 | 1956.0212 | 1231.266 | 881.5212 | 682.4206 | 262.9172 | 632.8107 | 509.7374 | 578.0387 | 618.2431 | 683.8651 | 1132.4001 | 854.9991 | 689.3099 | 597.1957 | 545.3096 | 1431.4201 | 1221.4066 | 1364.9141 | 1450.7386 | 1681.304 | 2469.9081 | 1576.8299 | 1293.5411 | 1132.207 | 683.8651 | 885.7434 | 514.491 | 344.9743 | 247.804 | 0 | 365.5805 | 504.6816 | 510.3544 | 517.8484 | 808.2268 | 1945.307 | 1566.9705 | 1776.9339 | 1900.525 | 2102.2519 | 2722.8408 | 1581.5835 | 1060.4767 | 761.7679 | 0 | 118.9238 | 164.1735 | 166.0189 | 168.4567 | 262.9172 | 0 | 0 | 0 | 0 | 0 | 0 | 0 | 0 | 0 | 0 | 0 | 0 | 0 | 0 | 0 | 0 | 0 | 0 | 0 | 0 | 0 | 0 | 0 | 0
[19 empty] | Variable capex | Input | £000s | 0 | 0 | 0 | 0 | 0 | 0 | 0 | 0 | 0 | 0 | 0 | 0 | 0 | 0 | 0 | 0 | 0 | 0 | 0 | 0 | 0 | 0 | 0 | 0 | 0 | 0 | 0 | 0 | 0 | 0 | 0 | 0 | 0 | 0 | 0 | 0 | 0 | 0 | 0 | 0 | 0 | 0 | 0 | 0 | 0 | 0 | 0 | 0 | 0 | 0 | 0 | 0 | 0 | 0 | 0 | 0 | 0 | 0 | 0 | 0 | 0 | 0 | 0 | 0 | 0 | 0 | 0 | 0 | 0 | 0 | 0 | 0 | 0 | 0 | 0 | 0 | 0 | 0 | 0 | 0 | 0 | 0 | 0 | 0 | 0 | 0 | 0 | 0 | 0 | 0 | 0 | 0 | 0 | 0 | 0 | 0 | 0 | 0 | 0 | 0 | 0 | 0 | 0 | 0
[19 empty] | Financing costs | Input | £000s | 0 | 0 | 0 | 0 | 0 | 0 | 0 | 0 | 0 | 0 | 0 | 0 | 0 | 0 | 0 | 0 | 0 | 0 | 0 | 0 | 0 | 0 | 0 | 0 | 0 | 0 | 0 | 0 | 0 | 0 | 0 | 0 | 0 | 0 | 0 | 0 | 0 | 0 | 0 | 0 | 0 | 0 | 0 | 0 | 0 | 0 | 0 | 0 | 0 | 0 | 0 | 0 | 0 | 0 | 0 | 0 | 0 | 0 | 0 | 0 | 0 | 0 | 0 | 0 | 0 | 0 | 0 | 0 | 0 | 0 | 0 | 0 | 0 | 0 | 0 | 0 | 0 | 0 | 0 | 0
[19 empty] | Fixed opex | Input | £000s | 10.6424 | 45.8585 | 90.6175 | 138.5505 | 190.2813 | 224.1065 | 359.8673 | 481.4673 | 611.9054 | 750.1349 | 928.1011 | 1107.5069 | 1212.2583 | 1277.9096 | 1319.3941 | 1318.2778 | 1317.1973 | 1316.1514 | 1315.139 | 1314.1622 | 1313.2167 | 1312.3015 | 1311.4156 | 1310.5581 | 1309.7313 | 1309.7313 | 1309.7313 | 1309.7313 | 1309.7313 | 1309.7313 | 1309.7313 | 1309.7313 | 1309.7313 | 1309.7313 | 1309.7313 | 1309.7313 | 1309.7313 | 1309.7313 | 1309.7313 | 1309.7313 | 1309.7313 | 1309.7313 | 1309.7313 | 1309.7313 | 1309.7313 | 1309.7313 | 1309.7313 | 1309.7313 | 1309.7313 | 1309.7313 | 1309.7313 | 1309.7313 | 1309.7313 | 1309.7313 | 1309.7313 | 1309.7313 | 1309.7313 | 1309.7313 | 1309.7313 | 1309.7313 | 1309.7313 | 1309.7313 | 1309.7313 | 1309.7313 | 1309.7313 | 1309.7313 | 1309.7313 | 1309.7313 | 1309.7313 | 1309.7313 | 1309.7313 | 1309.7313 | 1309.7313 | 1309.7313 | 1309.7313 | 1309.7313 | 1309.7313 | 1309.7313 | 1309.7313 | 1309.7313 | 0 | 0 | 0 | 0 | 0 | 0 | 0 | 0 | 0 | 0 | 0 | 0 | 0 | 0 | 0 | 0 | 0 | 0 | 0 | 0 | 0 | 0 | 0 | 0
[19 empty] | Variable opex | Input | £000s | 0 | 0 | 0 | 0 | 0 | 0 | 0 | 0 | 0 | 0 | 0 | 0 | 0 | 0 | 0 | 0 | 0 | 0 | 0 | 0 | 0 | 0 | 0 | 0 | 0 | 0 | 0 | 0 | 0 | 0 | 0 | 0 | 0 | 0 | 0 | 0 | 0 | 0 | 0 | 0 | 0 | 0 | 0 | 0 | 0 | 0 | 0 | 0 | 0 | 0 | 0 | 0 | 0 | 0 | 0 | 0 | 0 | 0 | 0 | 0 | 0 | 0 | 0 | 0 | 0 | 0 | 0 | 0 | 0 | 0 | 0 | 0 | 0 | 0 | 0 | 0 | 0 | 0 | 0 | 0 | 0 | 0 | 0 | 0 | 0 | 0 | 0 | 0 | 0 | 0 | 0 | 0 | 0 | 0 | 0 | 0 | 0 | 0 | 0 | 0 | 0 | 0 | 0 | 0
[19 empty] | Opex savings | Input | £000s | 3.0631 | 7.2406 | 14.1561 | 25.6154 | 38.1358 | 28.179 | 45.6541 | 66.4173 | 84.469 | 98.7841 | 135.3593 | 144.8853 | 150.3589 | 151.957 | 150.6298 | 149.5429 | 148.4909 | 147.4726 | 146.4869 | 145.5358 | 144.6153 | 143.7243 | 142.8617 | 142.0269 | 141.2219 | 141.2219 | 141.2219 | 141.2219 | 141.2219 | 141.2219 | 141.2219 | 141.2219 | 141.2219 | 141.2219 | 141.2219 | 141.2219 | 141.2219 | 141.2219 | 141.2219 | 141.2219 | 141.2219 | 141.2219 | 141.2219 | 141.2219 | 141.2219 | 141.2219 | 141.2219 | 141.2219 | 141.2219 | 141.2219 | 141.2219 | 141.2219 | 141.2219 | 141.2219 | 141.2219 | 141.2219 | 141.2219 | 141.2219 | 141.2219 | 141.2219 | 141.2219 | 141.2219 | 141.2219 | 141.2219 | 141.2219 | 141.2219 | 141.2219 | 141.2219 | 141.2219 | 141.2219 | 141.2219 | 141.2219 | 141.2219 | 141.2219 | 141.2219 | 141.2219 | 141.2219 | 141.2219 | 141.2219 | 141.2219 | 0 | 0 | 0 | 0 | 0 | 0 | 0 | 0 | 0 | 0 | 0 | 0 | 0 | 0 | 0 | 0 | 0 | 0 | 0 | 0 | 0 | 0 | 0 | 0
[19 empty] | Fixed env & social | Input | £000s | 0 | 0 | 0 | 0 | 0 | 0 | 0 | 0 | 0 | 0 | 0 | 0 | 0 | 0 | 0 | 0 | 0 | 0 | 0 | 0 | 0 | 0 | 0 | 0 | 0 | 0 | 0 | 0 | 0 | 0 | 0 | 0 | 0 | 0 | 0 | 0 | 0 | 0 | 0 | 0 | 0 | 0 | 0 | 0 | 0 | 0 | 0 | 0 | 0 | 0 | 0 | 0 | 0 | 0 | 0 | 0 | 0 | 0 | 0 | 0 | 0 | 0 | 0 | 0 | 0 | 0 | 0 | 0 | 0 | 0 | 0 | 0 | 0 | 0 | 0 | 0 | 0 | 0 | 0 | 0 | 0 | 0 | 0 | 0 | 0 | 0 | 0 | 0 | 0 | 0 | 0 | 0 | 0 | 0 | 0 | 0 | 0 | 0 | 0 | 0 | 0 | 0 | 0 | 0
[19 empty] | Variable env & social | Input | £000s | 365.3709 | 505.8322 | 501.2014 | 490.4115 | 766.0016 | 1837.1893 | 1521.124 | 1730.4865 | 1851.3685 | 2070.9453 | 2663.621 | 1550.85 | 1054.367 | 769.3464 | 40.3001 | 40.1465 | 39.9979 | 39.854 | 39.7147 | 39.5803 | 182.1588 | 236.3326 | 233.5458 | 228.2316 | 335.0335 | 755.6185 | 630.2829 | 710.5896 | 756.3815 | 840.838 | 1070.081 | 632.3503 | 436.8411 | 324.7713 | 38.9707 | 38.9707 | 38.9707 | 38.9707 | 38.9707 | 38.9707 | 181.6792 | 235.979 | 233.314 | 228.1178 | 335.0335 | 755.6185 | 630.2829 | 710.5896 | 756.3815 | 840.838 | 1070.081 | 632.3503 | 436.8411 | 324.7713 | 38.9707 | 38.9707 | 38.9707 | 38.9707 | 38.9707 | 38.9707 | 181.6792 | 235.979 | 233.314 | 228.1178 | 335.0335 | 755.6185 | 630.2829 | 710.5896 | 756.3815 | 840.838 | 1070.081 | 632.3503 | 436.8411 | 324.7713 | 38.9707 | 38.9707 | 38.9707 | 38.9707 | 38.9707 | 38.9707 | 0 | 0 | 0 | 0 | 0 | 0 | 0 | 0 | 0 | 0 | 0 | 0 | 0 | 0 | 0 | 0 | 0 | 0 | 0 | 0 | 0 | 0 | 0 | 0
[19 empty] | Fixed carbon costs | Input | £000s | 8.6436 | 11.5792 | 11.8285 | 12.3844 | 20.8836 | 67.8135 | 46.4416 | 51.2174 | 52.4355 | 66.7498 | 63.7598 | 39.2088 | 25.7823 | 18.198 | 0.98936 | 0.95259 | 0.91728 | 0.88336 | 0.85078 | 0.81949 | 1.8688 | 2.2002 | 2.2497 | 2.3692 | 3.7555 | 12.3679 | 8.4346 | 9.2197 | 9.3391 | 12.5096 | 12.2971 | 8.0542 | 5.4419 | 3.9602 | 0.56863 | 0.55206 | 0.53599 | 0.52037 | 0.50522 | 0.4905 | 1.1346 | 1.3448 | 1.3832 | 1.4652 | 2.3356 | 7.7291 | 5.2966 | 5.8178 | 5.9217 | 7.9706 | 6.8086 | 4.4594 | 3.0131 | 2.1927 | 0.31483 | 0.30566 | 0.29676 | 0.28812 | 0.27973 | 0.27158 | 0.6282 | 0.74457 | 0.76586 | 0.81124 | 1.2932 | 4.2794 | 2.9326 | 3.2212 | 3.2787 | 4.4131 | 3.7698 | 2.4691 | 1.6683 | 1.214 | 0.17432 | 0.24378 | 0.23784 | 0.23204 | 0.22638 | 0.22086 | 0 | 0 | 0 | 0 | 0 | 0 | 0 | 0 | 0 | 0 | 0 | 0 | 0 | 0 | 0 | 0 | 0 | 0 | 0 | 0 | 0 | 0 | 0 | 0
[19 empty] | Variable carbon costs | Input | £000s | 0 | 0 | 0 | 0 | 0 | 0 | 0 | 0 | 0 | 0 | 0 | 0 | 0 | 0 | 0 | 0 | 0 | 0 | 0 | 0 | 0 | 0 | 0 | 0 | 0 | 0 | 0 | 0 | 0 | 0 | 0 | 0 | 0 | 0 | 0 | 0 | 0 | 0 | 0 | 0 | 0 | 0 | 0 | 0 | 0 | 0 | 0 | 0 | 0 | 0 | 0 | 0 | 0 | 0 | 0 | 0 | 0 | 0 | 0 | 0 | 0 | 0 | 0 | 0 | 0 | 0 | 0 | 0 | 0 | 0 | 0 | 0 | 0 | 0 | 0 | 0 | 0 | 0 | 0 | 0 | 0 | 0 | 0 | 0 | 0 | 0 | 0 | 0 | 0 | 0 | 0 | 0 | 0 | 0 | 0 | 0 | 0 | 0 | 0 | 0 | 0 | 0 | 0 | 0
[19 empty] | Customer willingness to pay | Input | £000s | 0 | 0 | 0 | 0 | 0 | 0 | 0 | 0 | 0 | 0 | 0 | 0 | 0 | 0 | 0 | 0 | 0 | 0 | 0 | 0 | 0 | 0 | 0 | 0 | 0 | 0 | 0 | 0 | 0 | 0 | 0 | 0 | 0 | 0 | 0 | 0 | 0 | 0 | 0 | 0 | 0 | 0 | 0 | 0 | 0 | 0 | 0 | 0 | 0 | 0 | 0 | 0 | 0 | 0 | 0 | 0 | 0 | 0 | 0 | 0 | 0 | 0 | 0 | 0 | 0 | 0 | 0 | 0 | 0 | 0 | 0 | 0 | 0 | 0 | 0 | 0 | 0 | 0 | 0 | 0 | 0 | 0 | 0 | 0 | 0 | 0 | 0 | 0 | 0 | 0 | 0 | 0 | 0 | 0 | 0 | 0 | 0 | 0 | 0 | 0 | 0 | 0 | 0 | 0
[19 empty] | Total | Sum of above (excl WAFU) | £000s | 843.7707 | 1200.0856 | 1254.4553 | 1312.962 | 2023.5408 | 4584.0003 | 3927.8355 | 4546.26 | 4971.026 | 5609.1101 | 7187.5031 | 4815.4288 | 3765.6792 | 3167.6935 | 1511.3134 | 1627.8437 | 1670.7769 | 1670.3802 | 1670.648 | 1763.015 | 2521.327 | 2544.804 | 2612.4471 | 2650.8205 | 3018.917 | 4417.1792 | 3661.3948 | 3714.632 | 3746.7597 | 3722.6876 | 4489.3525 | 3322.6237 | 2774.7575 | 2462.1053 | 1753.4097 | 2123.2867 | 2000.1973 | 2068.483 | 2108.6722 | 2174.2795 | 2766.1671 | 2543.276 | 2374.9603 | 2277.7319 | 2333.632 | 3645.7208 | 3307.9394 | 3532.2746 | 3663.995 | 3981.0658 | 4997.7509 | 3664.5928 | 3184.3484 | 2910.1242 | 2174.1038 | 2375.9729 | 2004.7117 | 1835.1864 | 1738.0077 | 1490.1955 | 1998.8411 | 2192.3584 | 2195.3875 | 2197.7306 | 2595.5067 | 4156.1581 | 3651.1392 | 3941.6978 | 4111.1383 | 4398.4562 | 5247.6447 | 3667.3561 | 2949.9392 | 2538.7065 | 1490.0982 | 1609.0915 | 1654.3353 | 1656.1748 | 1658.607 | 1753.0619 | 0 | 0 | 0 | 0 | 0 | 0 | 0 | 0 | 0 | 0 | 0 | 0 | 0 | 0 | 0 | 0 | 0 | 0 | 0 | 0 | 0 | 0 | 0 | 0
61.10a | Options impacting on Void properties - USPL | [20 empty] | 0 | 0 | 0 | 0 | 0 | 0 | 0 | 0 | 0 | 0 | 0 | 0 | 0 | 0 | 0 | 0 | 0 | 0 | 0 | 0 | 0 | 0 | 0 | 0 | 0 | 0 | 0 | 0 | 0 | 0 | 0 | 0 | 0 | 0 | 0 | 0 | 0 | 0 | 0 | 0 | 0 | 0 | 0 | 0 | 0 | 0 | 0 | 0 | 0 | 0 | 0 | 0 | 0 | 0 | 0 | 0 | 0 | 0 | 0 | 0 | 0 | 0 | 0 | 0 | 0 | 0 | 0 | 0 | 0 | 0 | 0 | 0 | 0 | 0 | 0 | 0 | 0 | 0 | 0 | 0 | 0 | 0 | 0 | 0 | 0 | 0 | 0 | 0 | 0 | 0 | 0 | 0 | 0 | 0 | 0 | 0 | 0 | 0 | 0 | 0 | 0 | 0 | 0 | 0
RZCOSTSHERE
| Company: | Severn Trent Water
| Resource Zone Name: | Kinsall
| Resource Zone Number: | 3
| Planning Scenario Name: | Dry Year Annual Average
| Chosen Level of Service: | No more than 3 in 100 Temporary Use Bans
Start dates | Option Categories
2020-21 | Aquifer recharge
2021-22 | Bulk supply
2022-23 | Conjunctive use
2023-24 | Desalination
2024-25 | Effluent reuse
2025-26 | GW enhancement
2026-27 | GW new
2027-28 | Reservoir enlargement
2028-29 | New reservoir
2029-30 | SW enhancement
2030-31 | SW new
2031-32
2032-33
2033-34 | Active leakage management
2034-35 | Mains repair
2035-36 | Mains replacement (not trunk mains)
2036-37 | Pressure management
2037-38 | Other leakage control
2038-39 | Trunk mains renewal
2039-40 | Pumps
2040-41 | Service reservoir
2041-42
2042-43
2043-44 | Water treatment works loss recovery
2044-45 | Water treatment works capacity increase
Cistern displacement device
Household water audit
Commercial water audit
Customer education / awareness
Other water efficiency
Metering optants
Metering change of occupancy
Metering compulsory
Metering other selective
Supply pipe repairs / replacement
Outdoor water efficiency devices
Retrofitting indoor water efficiency devices
Alternative tariffs
Collaborative R&D
Note on DW1: Author: At year 126 this drops to 2%
Note on V2: The original formulae assumed 80 whatever number was put here. The formulae in this sheet will take account of the number.
Note on X2: Cells X2:CY2 contain a factor to calculate NPV based on variable discount rate - please do not adjust
Note on CY2: Formula can be copied across to the right if appraisal period extends beyond 80 years

## 6. Preferred (Scenario Yr)
Table 6: Preferred list of water management options
DRY YEAR PLANNED GAINS IN WAFU OR SAVINGS IN DEMAND (Ml/d) - TO BE COMPLETED FOR ALL PREFERRED OPTIONS (WAFU gains for each year are individual year gains and not cumulative gains)
Row Ref | Option Name [Insert / delete non-numbered lines to suit] | Option Reference No. | Unit | Decimal places | 2016-17 | For info 2017-18 | For info 2018-19 | For info 2019-20 | 2020-21 | 2021-22 | 2022-23 | 2023-24 | 2024-25 | 2025-26 | 2026-27 | 2027-28 | 2028-29 | 2029-30 | 2030-31 | 2031-32 | 2032-33 | 2033-34 | 2034-35 | 2035-36 | 2036-37 | 2037-38 | 2038-39 | 2039-40 | 2040-41 | 2041-42 | 2042-43 | 2043-44 | 2044-45
58 | Resource Management | - | Ml/d | 2 | 0 | 0 | 0 | 0 | 0 | 0 | 0 | 0 | 0 | 0 | 0 | 0 | 0 | 0 | 0 | 0 | 0 | 0 | 0 | 0 | 0 | 0 | 0 | 0 | 0 | 0 | 0 | 0 | 0
58.1 | Increase raw water abstractions | - | Ml/d | 2 | 0 | 0 | 0 | 0 | 0 | 0 | 0 | 0 | 0 | 0 | 0 | 0 | 0 | 0 | 0 | 0 | 0 | 0 | 0 | 0 | 0 | 0 | 0 | 0 | 0 | 0 | 0 | 0 | 0
- |  |  | Ml/d | 2
- | (insert row above) | - | - |  | - | - | - | - | bar: 2020-21 to 2044-45
58.2 | Raw water imports | - | Ml/d | 2 | 0 | 0 | 0 | 0 | 0 | 0 | 0 | 0 | 0 | 0 | 0 | 0 | 0 | 0 | 0 | 0 | 0 | 0 | 0 | 0 | 0 | 0 | 0 | 0 | 0 | 0 | 0 | 0 | 0
- |  |  | Ml/d | 2
- | (insert row above) | - | - |  | - | - | - | - | bar: 2020-21 to 2044-45
58.3 | Potable water Imports (input reductions as -ve) | - | Ml/d | 2 | 0 | 0 | 0 | 0 | 0 | 0 | 0 | 0 | 0 | 0 | 0 | 0 | 0 | 0 | 0 | 0 | 0 | 0 | 0 | 0 | 0 | 0 | 0 | 0 | 0 | 0 | 0 | 0 | 0
- |  |  | Ml/d | 2
- | (insert row above) | - | - |  | - | - | - | - | bar: 2020-21 to 2044-45
58.4 | Reduce raw water losses and operational use (input as -ve) | - | Ml/d | 2 | 0 | 0 | 0 | 0 | 0 | 0 | 0 | 0 | 0 | 0 | 0 | 0 | 0 | 0 | 0 | 0 | 0 | 0 | 0 | 0 | 0 | 0 | 0 | 0 | 0 | 0 | 0 | 0 | 0
- |  |  | Ml/d | 2
- | (insert row above) | - | - |  | - | - | - | - | bar: 2020-21 to 2044-45
58.5 | Reduced raw water export (including non potable supplies) |  | Ml/d | 2 | 0 | 0 | 0 | 0 | 0 | 0 | 0 | 0 | 0 | 0 | 0 | 0 | 0 | 0 | 0 | 0 | 0 | 0 | 0 | 0 | 0 | 0 | 0 | 0 | 0 | 0 | 0 | 0 | 0
58.51 | Reduce raw water exports (input as -ve) | - | Ml/d | 2 | 0 | 0 | 0 | 0 | 0 | 0 | 0 | 0 | 0 | 0 | 0 | 0 | 0 | 0 | 0 | 0 | 0 | 0 | 0 | 0 | 0 | 0 | 0 | 0 | 0 | 0 | 0 | 0 | 0
- |  |  | Ml/d | 2
- | (insert row above) | - | - |  | - | - | - | - | bar: 2020-21 to 2044-45
58.52 | Reduce non potable supplies (input as -ve) | - | Ml/d | 2 | 0 | 0 | 0 | 0 | 0 | 0 | 0 | 0 | 0 | 0 | 0 | 0 | 0 | 0 | 0 | 0 | 0 | 0 | 0 | 0 | 0 | 0 | 0 | 0 | 0 | 0 | 0 | 0 | 0
- |  |  | Ml/d | 2
- | (insert row above) | - | - |  | - | - | - | - | bar: 2020-21 to 2044-45
58.6 | Reduce potable water exports (input as -ve) | - | Ml/d |  | 0 | 0 | 0 | 0 | 0 | 0 | 0 | 0 | 0 | 0 | 0 | 0 | 0 | 0 | 0 | 0 | 0 | 0 | 0 | 0 | 0 | 0 | 0 | 0 | 0 | 0 | 0 | 0 | 0
- |  |  | Ml/d | 2
- | (insert row above) | - | - |  | - | - | - | - | bar: 2020-21 to 2044-45
58.7 | Other options to increase deployable output | - | Ml/d |  | 0 | 0 | 0 | 0 | 0 | 0 | 0 | 0 | 0 | 0 | 0 | 0 | 0 | 0 | 0 | 0 | 0 | 0 | 0 | 0 | 0 | 0 | 0 | 0 | 0 | 0 | 0 | 0 | 0
- |  |  | Ml/d | 2
- | (insert row above) | - | - |  | - | - | - | - | bar: 2020-21 to 2044-45
59 | Distribution Side Management | - |  |  | 0 | 0 | 0 | 0 | -0.00033463 | -0.00041123 | -0.00048638 | -0.00056006 | -0.00063234 | -0.034303 | -0.067973 | -0.10164 | -0.13531 | -0.16366 | -0.19238 | -0.221 | -0.24962 | -0.27825 | -0.30686 | -0.32311 | -0.33935 | -0.35559 | -0.37183 | -0.38807 | -0.40269 | -0.41799 | -0.43329 | -0.44857 | -0.46384
59.1 | Reduce distribution losses (input as -ve) | - | Ml/d | 2 | 0 | 0 | 0 | 0 | -0.00033463 | -0.00041123 | -0.00048638 | -0.00056006 | -0.00063234 | -0.034303 | -0.067973 | -0.10164 | -0.13531 | -0.16366 | -0.19238 | -0.221 | -0.24962 | -0.27825 | -0.30686 | -0.32311 | -0.33935 | -0.35559 | -0.37183 | -0.38807 | -0.40269 | -0.41799 | -0.43329 | -0.44857 | -0.46384
| Leakage Reduction | ALC2 | Ml/d | 2 |  |  |  |  | -0.00033463 | -0.00041123 | -0.00048638 | -0.00056006 | -0.00063234 | -0.034303 | -0.067973 | -0.10164 | -0.13531 | -0.16366 | -0.19238 | -0.221 | -0.24962 | -0.27825 | -0.30686 | -0.32311 | -0.33935 | -0.35559 | -0.37183 | -0.38807 | -0.40269 | -0.41799 | -0.43329 | -0.44857 | -0.46384
- | (insert row above) | - | - |  | - | - | - | - | bar: 2020-21 to 2044-45
59.2 | Reduce distribution system operational use (DSOU) (input as -ve) | - | Ml/d | 2 | 0 | 0 | 0 | 0 | 0 | 0 | 0 | 0 | 0 | 0 | 0 | 0 | 0 | 0 | 0 | 0 | 0 | 0 | 0 | 0 | 0 | 0 | 0 | 0 | 0 | 0 | 0 | 0 | 0
- |  |  | Ml/d | 2
- | (insert row above) | - | - |  | - | - | - | - | bar: 2020-21 to 2044-45
60 | Production Side Management, Specify Below.... | - |  | 2 | 0 | 0 | 0 | 0 | 0 | 0 | 0 | 0 | 0 | 0 | 0 | 0 | 0 | 0 | 0 | 0 | 0 | 0 | 0 | 0 | 0 | 0 | 0 | 0 | 0 | 0 | 0 | 0 | 0
60.1 | Reduce treatment works losses (input as -ve) | - | Ml/d | 2 | 0 | 0 | 0 | 0 | 0 | 0 | 0 | 0 | 0 | 0 | 0 | 0 | 0 | 0 | 0 | 0 | 0 | 0 | 0 | 0 | 0 | 0 | 0 | 0 | 0 | 0 | 0 | 0 | 0
- |  |  | Ml/d | 2
- | (insert row above) | - | - |  | - | - | - | - | bar: 2020-21 to 2044-45
60.2 | Reduce outages (input as -ve) | - | Ml/d | 2 | 0 | 0 | 0 | 0 | 0 | 0 | 0 | 0 | 0 | 0 | 0 | 0 | 0 | 0 | 0 | 0 | 0 | 0 | 0 | 0 | 0 | 0 | 0 | 0 | 0 | 0 | 0 | 0 | 0
- |  |  | Ml/d | 2
- | (insert row above) | - | - |  | - | - | - | - | bar: 2020-21 to 2044-45
61 | Customer Side Management | - |  | 2 | 0 | 0 | 0 | 0 | 0 | 0 | 0 | 0 | 0 | 0 | 0 | 0 | 0 | -0.046924 | -0.04624 | -0.046658 | -0.046117 | -0.036621 | -0.053367 | -0.077527 | -0.067614 | -0.066742 | -0.0659 | -0.065109 | -0.064354 | -0.063636 | -0.053962 | -0.028645 | -0.019041
61.1 | Change volume delivered to measured non households (input reductions as -ve) | - | Ml/d | 2 | 0 | 0 | 0 | 0 | 0 | 0 | 0 | 0 | 0 | 0 | 0 | 0 | 0 | 0 | 0 | 0 | 0 | 0 | 0 | 0 | 0 | 0 | 0 | 0 | 0 | 0 | 0 | 0 | 0
- |  |  | Ml/d | 2
- | (insert row above) | - | - |  | - | - | - | - | bar: 2020-21 to 2044-45
61.2 | Change volume delivered to unmeasured non households (input reductions as -ve) | - | Ml/d | 2 | 0 | 0 | 0 | 0 | 0 | 0 | 0 | 0 | 0 | 0 | 0 | 0 | 0 | 0 | 0 | 0 | 0 | 0 | 0 | 0 | 0 | 0 | 0 | 0 | 0 | 0 | 0 | 0 | 0
- |  |  | Ml/d | 2
- | (insert row above) | - | - |  | - | - | - | - | bar: 2020-21 to 2044-45
61.3 | Change volume delivered to measured households (input reductions as -ve) | - | Ml/d | 2 | 0 | 0 | 0 | 0 | 0 | 0 | 0 | 0 | 0 | 0 | 0 | 0 | 0 | 0.60447 | 0.58919 | 0.57295 | 0.55809 | 0.55262 | 0.52119 | 0.4831 | 0.4794 | 0.46698 | 0.45473 | 0.44284 | 0.4312 | 0.41979 | 0.41769 | 0.4315 | 0.42965
| Home water efficiency checks | WE001 | Ml/d | 2 |  |  |  |  | 0 | 0 | 0 | 0 | 0 | 0 | 0 | 0 | 0 | 0 | 0 | 0 | 0 | 0 | -0.007215 | -0.031768 | -0.031216 | -0.030673 | -0.030141 | -0.029617 | -0.029102 | -0.028597 | -0.0281 | -0.0029339 | 0.006525
| Enhanced metering |  | Ml/d | 2 |  |  |  |  | 0 | 0 | 0 | 0 | 0 | 0 | 0 | 0 | 0 | 0.60447 | 0.58919 | 0.57295 | 0.55809 | 0.55262 | 0.5284 | 0.51486 | 0.51062 | 0.49765 | 0.48487 | 0.47246 | 0.4603 | 0.44839 | 0.44579 | 0.43443 | 0.42313
- | (insert row above) | - | - |  | - | - | - | - | bar: 2020-21 to 2044-45
61.4 | Change volume delivered to unmeasured households (input reductions as -ve) | - | Ml/d | 2 | 0 | 0 | 0 | 0 | 0 | 0 | 0 | 0 | 0 | 0 | 0 | 0 | 0 | -0.64608 | -0.63022 | -0.61439 | -0.59899 | -0.58403 | -0.56934 | -0.5554 | -0.5418 | -0.5285 | -0.51541 | -0.50273 | -0.49033 | -0.47821 | -0.46643 | -0.45492 | -0.44347
| Enhanced metering |  | Ml/d | 2 |  |  |  |  | 0 | 0 | 0 | 0 | 0 | 0 | 0 | 0 | 0 | -0.64608 | -0.63022 | -0.61439 | -0.59899 | -0.58403 | -0.56934 | -0.5554 | -0.5418 | -0.5285 | -0.51541 | -0.50273 | -0.49033 | -0.47821 | -0.46643 | -0.45492 | -0.44347
- | (insert row above) | - | - |  | - | - | - | - | bar: 2020-21 to 2044-45
61.5 | Options to reduce water taken unbilled (input as -ve) | - | Ml/d | 2 | 0 | 0 | 0 | 0 | 0 | 0 | 0 | 0 | 0 | 0 | 0 | 0 | 0 | 0 | 0 | 0 | 0 | 0 | 0 | 0 | 0 | 0 | 0 | 0 | 0 | 0 | 0 | 0 | 0
- |  |  | Ml/d | 2
- | (insert row above) | - | - |  | - | - | - | - | bar: 2020-21 to 2044-45
61.6 | Options impacting on measured Non Household - USPL (input reductions as -ve) |  | l/pr | 2 | 0 | 0 | 0 | 0 | 0 | 0 | 0 | 0 | 0 | 0 | 0 | 0 | 0 | 0 | 0 | 0 | 0 | 0 | 0 | 0 | 0 | 0 | 0 | 0 | 0 | 0 | 0 | 0 | 0
- |  |  | Ml/d | 2
- | (insert row above) | - | - |  | - | - | - | - | bar: 2020-21 to 2044-45
61.7 | Options impacting on unmeasured Non Household - USPL (input reductions as -ve) |  | l/pr | 2 | 0 | 0 | 0 | 0 | 0 | 0 | 0 | 0 | 0 | 0 | 0 | 0 | 0 | 0 | 0 | 0 | 0 | 0 | 0 | 0 | 0 | 0 | 0 | 0 | 0 | 0 | 0 | 0 | 0
- |  |  | Ml/d | 2
- | (insert row above) | - | - |  | - | - | - | - | bar: 2020-21 to 2044-45
61.8 | Options impacting on measured Household - USPL (input reductions as -ve) |  | l/pr | 2 | 0 | 0 | 0 | 0 | 0 | 0 | 0 | 0 | 0 | 0 | 0 | 0 | 0 | 0.050963 | 0.050024 | 0.049007 | 0.048009 | 0.047029 | 0.046067 | 0.045122 | 0.044195 | 0.043284 | 0.04239 | 0.041512 | 0.04065 | 0.039803 | 0.038972 | 0.038156 | 0.037354
- | Enhanced metering |  | Ml/d | 2 |  |  |  |  | 0 | 0 | 0 | 0 | 0 | 0 | 0 | 0 | 0 | 0.050963 | 0.050024 | 0.049007 | 0.048009 | 0.047029 | 0.046067 | 0.045122 | 0.044195 | 0.043284 | 0.04239 | 0.041512 | 0.04065 | 0.039803 | 0.038972 | 0.038156 | 0.037354
- | (insert row above) | - | - |  | - | - | - | - | bar: 2020-21 to 2044-45
61.9 | Options impacting on unmeasured Household - USPL (input reductions as -ve) |  | l/pr | 2 | 0 | 0 | 0 | 0 | 0 | 0 | 0 | 0 | 0 | 0 | 0 | 0 | 0 | -0.056278 | -0.055243 | -0.054226 | -0.053228 | -0.052248 | -0.051286 | -0.050341 | -0.049413 | -0.048503 | -0.047609 | -0.046731 | -0.045869 | -0.045022 | -0.044191 | -0.043375 | -0.042573
- | Enhanced metering |  | Ml/d | 2 |  |  |  |  | 0 | 0 | 0 | 0 | 0 | 0 | 0 | 0 | 0 | -0.056278 | -0.055243 | -0.054226 | -0.053228 | -0.052248 | -0.051286 | -0.050341 | -0.049413 | -0.048503 | -0.047609 | -0.046731 | -0.045869 | -0.045022 | -0.044191 | -0.043375 | -0.042573
- | (insert row above) | - | - |  | - | - | - | - | bar: 2020-21 to 2044-45
61.1 | Options impacting on Void properties - USPL (input reductions as -ve) |  | l/pr | 2 | 0 | 0 | 0 | 0 | 0 | 0 | 0 | 0 | 0 | 0 | 0 | 0 | 0 | 0 | 0 | 0 | 0 | 0 | 0 | 0 | 0 | 0 | 0 | 0 | 0 | 0 | 0 | 0 | 0
- |  |  | Ml/d | 2
- | (insert row above) | - | - |  | - | - | - | - | bar: 2020-21 to 2044-45
| Company: | Severn Trent Water
| Resource Zone Name: | Kinsall
| Resource Zone Number: | 3
| Planning Scenario Name: | Dry Year Annual Average
| Chosen Level of Service: | No more than 3 in 100 Temporary Use Bans

## 7. FP Supply
Table 7: Final planning water supply
| Row Ref | Component | Derivation | Unit | Decimal places | 2016-17 | For info 2017-18 | For info 2018-19 | For info 2019-20 | 2020-21 | 2021-22 | 2022-23 | 2023-24 | 2024-25 | 2025-26 | 2026-27 | 2027-28 | 2028-29 | 2029-30 | 2030-31 | 2031-32 | 2032-33 | 2033-34 | 2034-35 | 2035-36 | 2036-37 | 2037-38 | 2038-39 | 2039-40 | 2040-41 | 2041-42 | 2042-43 | 2043-44 | 2044-45
Resources | 1FP | Raw Water Abstracted | 1BL | Ml/d | 2 | 5 | 5 | 5 | 5 | 5 | 5 | 5 | 5 | 5 | 5 | 5 | 5 | 5 | 5 | 5 | 5 | 5 | 5 | 5 | 5 | 5 | 5 | 5 | 5 | 5 | 5 | 5 | 5 | 5
| 2FP | Raw Water Imported | 2BL+ (6. Preferred scenario ref 58.2) | Ml/d | 2 | 0 | 0 | 0 | 0 | 0 | 0 | 0 | 0 | 0 | 0 | 0 | 0 | 0 | 0 | 0 | 0 | 0 | 0 | 0 | 0 | 0 | 0 | 0 | 0 | 0 | 0 | 0 | 0 | 0
| - | - | - | - | 2 | - | - | - | - | bar: 2020-21 to 2044-45
| - | - | - | - | 2 | - | - | - | - | bar: 2020-21 to 2044-45
| - | - | - | - | 2 | - | - | - | - | bar: 2020-21 to 2044-45
| 3FP | Potable Water Imported | 3BL+ (6. Preferred scenario ref 58.3) | Ml/d | 2 | 0 | 0 | 0 | 0 | 0 | 0 | 0 | 0 | 0 | 0 | 0 | 0 | 0 | 0 | 0 | 0 | 0 | 0 | 0 | 0 | 0 | 0 | 0 | 0 | 0 | 0 | 0 | 0 | 0
| - | - | - | - | 2 | - | - | - | - | bar: 2020-21 to 2044-45
| - | - | - | - | 2 | - | - | - | - | bar: 2020-21 to 2044-45
| - | - | - | - | 2 | - | - | - | - | bar: 2020-21 to 2044-45
| - | - | - | - | 2 | - | - | - | - | bar: 2020-21 to 2044-45
Resource (and process) losses | 5FP | Raw Water Exported (raw exports and non potable uses) | 5BL+ (6. Preferred scenario ref 58.5) | Ml/d | 2 | 0 | 0 | 0 | 0 | 0 | 0 | 0 | 0 | 0 | 0 | 0 | 0 | 0 | 0 | 0 | 0 | 0 | 0 | 0 | 0 | 0 | 0 | 0 | 0 | 0 | 0 | 0 | 0 | 0
| - | - | - | - | 2 | - | - | - | - | bar: 2020-21 to 2044-45
| - | - | - | - | 2 | - | - | - | - | bar: 2020-21 to 2044-45
| - | - | - | - | 2 | - | - | - | - | bar: 2020-21 to 2044-45
| 6FP | Potable Water Exported | 6BL+ (6. Preferred scenario ref 58.6) | Ml/d | 2 | 0 | 0 | 0 | 0 | 0 | 0 | 0 | 0 | 0 | 0 | 0 | 0 | 0 | 0 | 0 | 0 | 0 | 0 | 0 | 0 | 0 | 0 | 0 | 0 | 0 | 0 | 0 | 0 | 0
| - | - | - | - | 2 | - | - | - | - | bar: 2020-21 to 2044-45
| - | - | - | - | 2 | - | - | - | - | bar: 2020-21 to 2044-45
| - | - | - | - | 2 | - | - | - | - | bar: 2020-21 to 2044-45
| 7FP | Deployable Output | 7BL+ 8BL+ (6. Preferred scenario ref 58.7) + (6. Preferred scenario ref 58.1) |  | 2 | 5 | 5 | 5 | 5 | 5 | 5 | 5 | 5 | 5 | 5 | 5 | 5 | 5 | 5 | 4.49 | 4.49 | 4.49 | 4.49 | 4.49 | 4.49 | 4.49 | 4.49 | 4.49 | 4.49 | 4.49 | 4.49 | 4.49 | 4.49 | 4.49
| - | - | - | - | 2 | bar: 2020-21 to 2044-45
| - | - | - | - | 2 | - | - | - | - | bar: 2020-21 to 2044-45
| - | - | - | - | 2 | - | - | - | - | bar: 2020-21 to 2044-45
| - | - | - | - | 2 | - | - | - | - | bar: 2020-21 to 2044-45
| - | - | - | - | 2 | - | - | - | - | bar: 2020-21 to 2044-45
| 9FP | Raw water losses, treatment works losses and operational use | 9BL+ (6. Preferred scenario ref 60.1+ 6. Preferred scenario ref 58.4) | Ml/d | 2 | 0 | 0 | 0 | 0 | 0 | 0 | 0 | 0 | 0 | 0 | 0 | 0 | 0 | 0 | 0 | 0 | 0 | 0 | 0 | 0 | 0 | 0 | 0 | 0 | 0 | 0 | 0 | 0 | 0
| 10FP | Outage allowance | 10BL+ (6. Preferred scenario ref 60.2) | Ml/d | 2 | 0.1864 | 0.1864 | 0.1864 | 0.1864 | 0.1864 | 0.1864 | 0.1864 | 0.1864 | 0.1864 | 0.1864 | 0.1864 | 0.1864 | 0.1864 | 0.1864 | 0.1864 | 0.1864 | 0.1864 | 0.1864 | 0.1864 | 0.1864 | 0.1864 | 0.1864 | 0.1864 | 0.1864 | 0.1864 | 0.1864 | 0.1864 | 0.1864 | 0.1864
|  | Company: | Severn Trent Water
|  | Resource Zone Name: | Kinsall
|  | Resource Zone Number: | 3
|  | Planning Scenario Name: | Dry Year Annual Average
|  | Chosen Level of Service: | No more than 3 in 100 Temporary Use Bans

## 8. FP Demand
Table 8: Final planning water demand
| Row Ref | Component | Derivation / Impact of preferred options | Unit | Decimal places | 2016-17 | For info 2017-18 | For info 2018-19 | For info 2019-20 | 2020-21 | 2021-22 | 2022-23 | 2023-24 | 2024-25 | 2025-26 | 2026-27 | 2027-28 | 2028-29 | 2029-30 | 2030-31 | 2031-32 | 2032-33 | 2033-34 | 2034-35 | 2035-36 | 2036-37 | 2037-38 | 2038-39 | 2039-40 | 2040-41 | 2041-42 | 2042-43 | 2043-44 | 2044-45
Consumption | 19FP | Water Delivered Measured Non Household | Calculated BL+Preferred options | Ml/d | 2 | 1.4436 | 1.4473 | 1.4474 | 1.45 | 1.4489 | 1.4569 | 1.4631 | 1.4693 | 1.4697 | 1.4755 | 1.477 | 1.4784 | 1.4759 | 1.4812 | 1.4828 | 1.4845 | 1.4819 | 1.487 | 1.4878 | 1.4884 | 1.4846 | 1.4895 | 1.4905 | 1.4916 | 1.4887 | 1.494 | 1.4952 | 1.4965 | 1.4938
| 20FP | Water Delivered Unmeasured Non Household | Calculated BL+Preferred options | Ml/d | 2 | 0.012443 | 0.012443 | 0.012443 | 0.012443 | 0.012443 | 0.012443 | 0.012443 | 0.012443 | 0.012443 | 0.012443 | 0.012443 | 0.012443 | 0.012443 | 0.012443 | 0.012443 | 0.012443 | 0.012443 | 0.012443 | 0.012443 | 0.012443 | 0.012443 | 0.012443 | 0.012443 | 0.012443 | 0.012443 | 0.012443 | 0.012443 | 0.012443 | 0.012443
| 21FP | Water Delivered Measured Household | Calculated BL+Preferred options | Ml/d | 2 | 0.80869 | 0.83343 | 0.85849 | 0.88438 | 0.90856 | 0.93397 | 0.95943 | 0.9846 | 1.0095 | 1.0345 | 1.0581 | 1.0818 | 1.1051 | 1.7839 | 1.7865 | 1.7877 | 1.79 | 1.8013 | 1.7861 | 1.7647 | 1.7778 | 1.7818 | 1.7853 | 1.7891 | 1.7928 | 1.7963 | 1.8091 | 1.8374 | 1.85
| 22FP | Water Delivered Unmeasured Household | Calculated BL+Preferred options | Ml/d | 2 | 0.95659 | 0.93339 | 0.91088 | 0.88946 | 0.86796 | 0.84698 | 0.82681 | 0.80714 | 0.78799 | 0.76946 | 0.75184 | 0.73475 | 0.71801 | -0.0006243 | -4.4549e-06 | 0.001008 | 0.0020018 | 0.0029776 | 0.0039356 | 0.0048763 | 0.0057997 | 0.0067064 | 0.0075967 | 0.0084708 | 0.0093291 | 0.01017 | 0.010996 | 0.011807 | 0.012604
| 23FP | Measured Non Household - Consumption | 19FP-34FP | Ml/d | 2 | 1.4338 | 1.4376 | 1.4377 | 1.4402 | 1.4392 | 1.4472 | 1.4534 | 1.4596 | 1.46 | 1.4658 | 1.4673 | 1.4687 | 1.4661 | 1.4715 | 1.4731 | 1.4747 | 1.4722 | 1.4773 | 1.4781 | 1.4786 | 1.4749 | 1.4797 | 1.4808 | 1.4819 | 1.479 | 1.4843 | 1.4855 | 1.4868 | 1.484
| 24FP | Unmeasured Non Household - Consumption | 20FP-35FP | Ml/d | 2 | 0.012055 | 0.012055 | 0.012055 | 0.012055 | 0.012055 | 0.012055 | 0.012055 | 0.012055 | 0.012055 | 0.012055 | 0.012055 | 0.012055 | 0.012055 | 0.012055 | 0.012055 | 0.012055 | 0.012055 | 0.012055 | 0.012055 | 0.012055 | 0.012055 | 0.012055 | 0.012055 | 0.012055 | 0.012055 | 0.012055 | 0.012055 | 0.012055 | 0.012055
| 25FP | Measured Household - Consumption | 21FP-36FP | Ml/d | 2 | 0.7448 | 0.76844 | 0.79239 | 0.81719 | 0.84032 | 0.8647 | 0.88915 | 0.91333 | 0.93731 | 0.96126 | 0.984 | 1.0067 | 1.0292 | 1.6561 | 1.6588 | 1.6602 | 1.6626 | 1.6741 | 1.659 | 1.6378 | 1.6511 | 1.6552 | 1.6589 | 1.6629 | 1.6667 | 1.6704 | 1.6833 | 1.7117 | 1.7244
| 26FP | Unmeasured Household - Consumption | 22FP-37FP | Ml/d | 2 | 0.88494 | 0.86303 | 0.84182 | 0.8217 | 0.80145 | 0.7817 | 0.76273 | 0.74423 | 0.72624 | 0.70885 | 0.69234 | 0.67635 | 0.66067 | -0.0006243 | -4.4549e-06 | 0.001008 | 0.0020018 | 0.0029776 | 0.0039356 | 0.0048763 | 0.0057997 | 0.0067064 | 0.0075967 | 0.0084708 | 0.0093291 | 0.01017 | 0.010996 | 0.011807 | 0.012604
| 27 - | Percentage of consumption driven by climate change | n/a in FP | - | 1 | - | - | - | - | bar: 2020-21 to 2044-45
| 28 - | Volume of consumption driven by climate change | n/a in FP | - | 1 | - | - | - | - | bar: 2020-21 to 2044-45
PCC and consumption by component | 29FP | Measured Household - PCC | (25FP*1,000,000)/(51FP*1,000) | l/h/d | 1 | 129.2 | 128.9 | 128.6 | 128.5 | 128.2 | 128.2 | 128.2 | 128.3 | 128.5 | 128.7 | 128.9 | 129.1 | 129.5 | 130.1 | 129.9 | 129.6 | 129.4 | 129.9 | 128.4 | 126.4 | 127.2 | 127.2 | 127.2 | 127.2 | 127.2 | 127.2 | 127.9 | 129.7 | 130.4
| 29.1FP | Measured toilet flushing | Input brief explanation here | l/h/d | 1 | 29.0234 | 28.1888 | 27.3965 | 26.642 | 25.9262 | 25.2464 | 24.5974 | 23.9768 | 23.3824 | 22.8106 | 22.2556 | 21.7172 | 21.197 | 21.0218 | 21.0199 | 21.017 | 21.0135 | 21.0088 | 21.0054 | 21.0028 | 21.0007 | 20.9978 | 20.9958 | 20.9909 | 20.9855 | 20.9795 | 20.9722 | 20.9642 | 20.9551
| 29.2FP | Measured personal washing | Input brief explanation here | l/h/d | 1 | 55.0356 | 56.0781 | 57.1145 | 58.1452 | 59.178 | 60.2361 | 61.2952 | 62.3579 | 63.4265 | 64.4986 | 65.557 | 66.6168 | 67.6879 | 68.6936 | 68.814 | 68.9314 | 69.047 | 69.1585 | 69.2746 | 69.3937 | 69.5148 | 69.6335 | 69.755 | 69.8675 | 69.9785 | 70.0875 | 70.1924 | 70.295 | 70.394
| 29.3FP | Measured clothes washing | Input brief explanation here | l/h/d | 1 | 16.0566 | 15.9714 | 15.8884 | 15.8075 | 15.7302 | 15.6611 | 15.5948 | 15.5317 | 15.472 | 15.415 | 15.3564 | 15.2993 | 15.2458 | 15.3502 | 15.2532 | 15.1552 | 15.0563 | 14.9562 | 14.8567 | 14.7574 | 14.6581 | 14.558 | 14.458 | 14.3557 | 14.2527 | 14.149 | 14.044 | 13.9383 | 13.8314
| 29.4FP | Measured dish washing | Input brief explanation here | l/h/d | 1 | 12.6777 | 12.691 | 12.7028 | 12.7134 | 12.7243 | 12.7405 | 12.7567 | 12.7734 | 12.7911 | 12.8091 | 12.824 | 12.8389 | 12.8556 | 12.99 | 13.0021 | 13.0137 | 13.0249 | 13.0353 | 13.0466 | 13.0583 | 13.0704 | 13.0821 | 13.0942 | 13.1046 | 13.1147 | 13.1244 | 13.1332 | 13.1416 | 13.1494
| 29.5FP | Measured miscellaneous internal use | Input brief explanation here | l/h/d | 1 | 14.9412 | 14.8653 | 14.7949 | 14.7293 | 14.6711 | 14.6202 | 14.5746 | 14.5344 | 14.4994 | 14.4687 | 14.4413 | 14.4167 | 14.3966 | 13.9203 | 13.9327 | 13.9446 | 13.9564 | 13.9676 | 13.9798 | 13.9928 | 14.0061 | 14.019 | 14.0326 | 14.0447 | 14.0565 | 14.0681 | 14.079 | 14.0897 | 14.0997
| 29.6FP | Measured external use | Input brief explanation here | l/h/d | 1 | 1.4491 | 1.4938 | 1.538 | 1.5818 | 1.6254 | 1.6693 | 1.7132 | 1.7569 | 1.8007 | 1.8445 | 1.888 | 1.9316 | 1.9754 | 2.0586 | 2.1005 | 2.1419 | 2.183 | 2.2237 | 2.264 | 2.304 | 2.3436 | 2.3828 | 2.4216 | 2.46 | 2.4979 | 2.5354 | 2.5725 | 2.6092 | 2.6454
| 29.7FP | Measured water efficiency savings | Input brief explanation here | l/h/d | 1 | 0.016318 | -0.38836 | -0.83504 | -1.1191 | -1.6553 | -1.9737 | -2.3319 | -2.6312 | -2.8721 | -3.1465 | -3.4224 | -3.7205 | -3.8582 | -3.9343 | -4.2224 | -4.6039 | -4.8811 | -4.4501 | -6.0271 | -8.1091 | -7.3938 | -7.4731 | -7.5572 | -7.6234 | -7.6858 | -7.7439 | -7.0934 | -5.338 | -4.6751
| 30FP | Unmeasured Household - PCC | (26FP*1,000,000)/(52FP*1,000) | l/h/d | 1 | 140.2 | 140 | 139.9 | 139.8 | 139.5 | 139.5 | 139.4 | 139.4 | 139.4 | 139.4 | 139.3 | 139.3 | 139.3 | - | - | - | - | - | - | - | - | - | - | - | - | - | - | - | -
| 30.1FP | Unmeasured toilet flushing | Input brief explanation here | l/h/d | 1 | 31.8728 | 31.1187 | 30.3551 | 29.5828 | 28.8074 | 28.0419 | 27.2713 | 26.4968 | 25.7195 | 24.9381 | 24.1443 | 23.3463 | 22.5481 | - | - | - | - | - | - | - | - | - | - | - | - | - | - | - | -
| 30.2FP | Unmeasured personal washing | Input brief explanation here | l/h/d | 1 | 58.0561 | 59.0331 | 60.0022 | 60.9638 | 61.928 | 62.9244 | 63.9213 | 64.9215 | 65.9276 | 66.9364 | 67.9247 | 68.9128 | 69.9123 | - | - | - | - | - | - | - | - | - | - | - | - | - | - | - | -
| 30.3FP | Unmeasured clothes washing | Input brief explanation here | l/h/d | 1 | 16.8816 | 16.8168 | 16.7484 | 16.6766 | 16.6043 | 16.5393 | 16.4729 | 16.406 | 16.3391 | 16.2715 | 16.1977 | 16.1227 | 16.0493 | - | - | - | - | - | - | - | - | - | - | - | - | - | - | - | -
| 30.4FP | Unmeasured dish washing | Input brief explanation here | l/h/d | 1 | 13.3267 | 13.3454 | 13.3615 | 13.3752 | 13.3887 | 13.4084 | 13.4273 | 13.4461 | 13.4652 | 13.4841 | 13.4981 | 13.5115 | 13.5264 | - | - | - | - | - | - | - | - | - | - | - | - | - | - | - | -
| 30.5FP | Unmeasured miscellaneous internal use | Input brief explanation here | l/h/d | 1 | 18.5466 | 18.5873 | 18.6244 | 18.6582 | 18.6919 | 18.7342 | 18.7755 | 18.8167 | 18.8585 | 18.9 | 18.9347 | 18.9684 | 19.0045 | - | - | - | - | - | - | - | - | - | - | - | - | - | - | - | -
| 30.6FP | Unmeasured external use | Input brief explanation here | l/h/d | 1 | 1.4953 | 1.5438 | 1.5918 | 1.6395 | 1.687 | 1.7349 | 1.7827 | 1.8302 | 1.8775 | 1.9247 | 1.9712 | 2.0175 | 2.0637 | - | - | - | - | - | - | - | - | - | - | - | - | - | - | - | -
| 30.7FP | Unmeasured water efficiency savings | Input brief explanation here | l/h/d | 1 | 0.020899 | -0.44509 | -0.78348 | -1.096 | -1.6072 | -1.8831 | -2.2508 | -2.5173 | -2.7875 | -3.0548 | -3.3707 | -3.5792 | -3.8042 | - | - | - | - | - | - | - | - | - | - | - | - | - | - | - | -
| 31FP | Average Household - PCC | ((25FP+26FP)*1,000,000))/(51FP+52FP*1,000) | l/h/d | 1 | 134.9306 | 134.5279 | 134.1615 | 133.9101 | 133.5232 | 133.312 | 133.1694 | 133.0581 | 132.9992 | 132.9957 | 133.0017 | 133.0429 | 133.1424 | 130.0075 | 129.8758 | 129.6725 | 129.5518 | 130.1296 | 128.6904 | 126.8179 | 127.6037 | 127.6875 | 127.7716 | 127.8377 | 127.8986 | 127.954 | 128.6959 | 130.616 | 131.3358
| 32FP | Water Taken Unbilled | Calculated BL+Preferred options | Ml/d | 1 | 0.097074 | 0.097074 | 0.097074 | 0.097074 | 0.097074 | 0.097074 | 0.097074 | 0.097074 | 0.097074 | 0.097074 | 0.097074 | 0.097074 | 0.097074 | 0.097074 | 0.097074 | 0.097074 | 0.097074 | 0.097074 | 0.097074 | 0.097074 | 0.097074 | 0.097074 | 0.097074 | 0.097074 | 0.097074 | 0.097074 | 0.097074 | 0.097074 | 0.097074
| 33FP | Distribution System Operational Use | Calculated BL+Preferred options | Ml/d | 1 | 0.013623 | 0.013623 | 0.013623 | 0.013623 | 0.013623 | 0.013623 | 0.013623 | 0.013623 | 0.013623 | 0.013623 | 0.013623 | 0.013623 | 0.013623 | 0.013623 | 0.013623 | 0.013623 | 0.013623 | 0.013623 | 0.013623 | 0.013623 | 0.013623 | 0.013623 | 0.013623 | 0.013623 | 0.013623 | 0.013623 | 0.013623 | 0.013623 | 0.013623
Leakage | 34FP | Measured Non Household - USPL | Calculated BL+Preferred options | Ml/d | 2 | 0.0097366 | 0.0097366 | 0.0097366 | 0.0097366 | 0.0097366 | 0.0097366 | 0.0097366 | 0.0097366 | 0.0097366 | 0.0097366 | 0.0097366 | 0.0097366 | 0.0097366 | 0.0097366 | 0.0097366 | 0.0097366 | 0.0097366 | 0.0097366 | 0.0097366 | 0.0097366 | 0.0097366 | 0.0097366 | 0.0097366 | 0.0097366 | 0.0097366 | 0.0097366 | 0.0097366 | 0.0097366 | 0.0097366
| 35FP | Unmeasured Non Household - USPL | Calculated BL+Preferred options | Ml/d | 2 | 0.00038806 | 0.00038806 | 0.00038806 | 0.00038806 | 0.00038806 | 0.00038806 | 0.00038806 | 0.00038806 | 0.00038806 | 0.00038806 | 0.00038806 | 0.00038806 | 0.00038806 | 0.00038806 | 0.00038806 | 0.00038806 | 0.00038806 | 0.00038806 | 0.00038806 | 0.00038806 | 0.00038806 | 0.00038806 | 0.00038806 | 0.00038806 | 0.00038806 | 0.00038806 | 0.00038806 | 0.00038806 | 0.00038806
| 36FP | Measured Household - USPL | Calculated BL+Preferred options | Ml/d | 2 | 0.063895 | 0.064994 | 0.066092 | 0.067189 | 0.06824 | 0.06927 | 0.070279 | 0.071269 | 0.072239 | 0.07319 | 0.074122 | 0.075036 | 0.075931 | 0.12777 | 0.12769 | 0.12752 | 0.12735 | 0.12718 | 0.12701 | 0.12684 | 0.12668 | 0.12652 | 0.12635 | 0.12619 | 0.12604 | 0.12593 | 0.12583 | 0.12573 | 0.12563
| 37FP | Unmeasured Household - USPL | Calculated BL+Preferred options | Ml/d | 2 | 0.071654 | 0.070355 | 0.069056 | 0.067758 | 0.066511 | 0.065288 | 0.064087 | 0.062909 | 0.061752 | 0.060617 | 0.059502 | 0.058407 | 0.057333 | 0 | 0 | 0 | 0 | 0 | 0 | 0 | 0 | 0 | 0 | 0 | 0 | 0 | 0 | 0 | 0
| 38FP | Void Properties - USPL | Calculated BL+Preferred options | Ml/d | 2 | 0.0097366 | 0.0097366 | 0.0097366 | 0.0097366 | 0.0097366 | 0.0097366 | 0.0097366 | 0.0097366 | 0.0097366 | 0.0097366 | 0.0097366 | 0.0097366 | 0.0097366 | 0.0097366 | 0.0097366 | 0.0097366 | 0.0097366 | 0.0097366 | 0.0097366 | 0.0097366 | 0.0097366 | 0.0097366 | 0.0097366 | 0.0097366 | 0.0097366 | 0.0097366 | 0.0097366 | 0.0097366 | 0.0097366
| 39FP | Distribution Losses | Calculated BL+Preferred options | Ml/d | 2 | 1.0146 | 0.99486 | 0.98514 | 0.96545 | 0.96539 | 0.96558 | 0.96577 | 0.96596 | 0.96615 | 0.93273 | 0.89931 | 0.8659 | 0.83247 | 0.80437 | 0.77589 | 0.7475 | 0.71911 | 0.69072 | 0.66233 | 0.64631 | 0.63029 | 0.61427 | 0.59825 | 0.58222 | 0.56782 | 0.55336 | 0.53889 | 0.52443 | 0.50996
| 40FP | Total Leakage | Sum(34FP:39FP) | Ml/d | 2 | 1.17 | 1.1501 | 1.1402 | 1.1203 | 1.12 | 1.12 | 1.12 | 1.12 | 1.12 | 1.0864 | 1.0528 | 1.0192 | 0.9856 | 0.952 | 0.92344 | 0.89488 | 0.86632 | 0.83776 | 0.8092 | 0.79302 | 0.77683 | 0.76065 | 0.74446 | 0.72828 | 0.71371 | 0.69915 | 0.68458 | 0.67002 | 0.65545
| 41FP | Total Leakage | (40FP*1,000,000)/(48FP*1,000) | l/prop/d | 2 | 194.8623 | 189.8021 | 186.4718 | 181.5831 | 179.936 | 178.1974 | 176.492 | 174.8189 | 173.1773 | 166.4193 | 159.9386 | 153.5642 | 147.2936 | 141.1242 | 135.771 | 130.505 | 125.3242 | 120.2264 | 115.2095 | 112.0199 | 108.8544 | 105.7394 | 102.6739 | 99.6565 | 96.906 | 94.198 | 91.5315 | 88.9057 | 86.3195
Customer: Properties | 42FP | Measured Non Household - Properties | Input (total, excluding voids) | 000's | 2 | 0.49143 | 0.49328 | 0.49512 | 0.49697 | 0.49881 | 0.50066 | 0.5025 | 0.50435 | 0.50619 | 0.50803 | 0.50988 | 0.51172 | 0.51356 | 0.5154 | 0.51724 | 0.51908 | 0.52092 | 0.52276 | 0.5246 | 0.52644 | 0.52828 | 0.53012 | 0.53196 | 0.53379 | 0.53563 | 0.53747 | 0.5393 | 0.54114 | 0.54297
| 43FP | Unmeasured Non Household - Properties | Input (total, excluding voids) | 000's | 2 | 0.01467 | 0.014428 | 0.014186 | 0.013944 | 0.013702 | 0.013459 | 0.013217 | 0.012975 | 0.012733 | 0.012491 | 0.012249 | 0.012007 | 0.011765 | 0.011523 | 0.011281 | 0.011038 | 0.010796 | 0.010554 | 0.010312 | 0.01007 | 0.0098279 | 0.0095858 | 0.0093437 | 0.0091015 | 0.0088594 | 0.0086173 | 0.0083752 | 0.0081331 | 0.007891
| 44FP | All void non-households - properties | Input (voids in each year) | 000's | 2 | 0.08698 | 0.08698 | 0.08698 | 0.08698 | 0.08698 | 0.08698 | 0.08698 | 0.08698 | 0.08698 | 0.08698 | 0.08698 | 0.08698 | 0.08698 | 0.08698 | 0.08698 | 0.08698 | 0.08698 | 0.08698 | 0.08698 | 0.08698 | 0.08698 | 0.08698 | 0.08698 | 0.08698 | 0.08698 | 0.08698 | 0.08698 | 0.08698 | 0.08698
| 45FP | Measured Household - Properties (excl voids) | Pre-plan year = input. Forecast years = Previous year 45FP + sum(45.1FP:45.6FP) | 000's | 2 | 2.4871 | 2.5888 | 2.6904 | 2.7919 | 2.8915 | 2.9958 | 3.0993 | 3.2019 | 3.3036 | 3.4046 | 3.4984 | 3.5915 | 3.6838 | 5.8587 | 5.9127 | 5.9667 | 6.0207 | 6.0746 | 6.1286 | 6.1825 | 6.2381 | 6.2937 | 6.3492 | 6.4048 | 6.4603 | 6.5158 | 6.5713 | 6.6268 | 6.6822
| 45.1FP | New properties | Input (new builds in each year) | 000's | 2 | 0.056444 | 0.056379 | 0.056316 | 0.056255 | 0.056196 | 0.061809 | 0.061748 | 0.06169 | 0.061633 | 0.061578 | 0.05526 | 0.055213 | 0.055168 | 0.055124 | 0.055081 | 0.055039 | 0.054998 | 0.054959 | 0.054921 | 0.054883 | 0.056539 | 0.056503 | 0.056468 | 0.056433 | 0.0564 | 0.056367 | 0.056336 | 0.056305 | 0.056275
| 45.2FP | Meter optants - properties | Input (meter optants in each year) | 000's | 2 | 0.038 | 0.046694 | 0.04664 | 0.046588 | 0.044667 | 0.043799 | 0.042949 | 0.042118 | 0.041306 | 0.040509 | 0.039727 | 0.038963 | 0.038217 | 0.037484 | 0 | 0 | 0 | 0 | 0 | 0 | 0 | 0 | 0 | 0 | 0 | 0 | 0 | 0 | 0
| 45.3FP | Compulsory metering - properties | Input (compulsory meters in each year) | 000's | 2 | 0 | 0 | 0 | 0 | 0 | 0 | 0 | 0 | 0 | 0 | 0 | 0 | 0 | 2.0834 | 0 | 0 | 0 | 0 | 0 | 0 | 0 | 0 | 0 | 0 | 0 | 0 | 0 | 0 | 0
| 45.4FP | Metering on change of occupancy - properties | Input (change of occupancy meters in each year) | 000's | 2 | 0 | 0 | 0 | 0 | 0 | 0 | 0 | 0 | 0 | 0 | 0 | 0 | 0 | 0 | 0 | 0 | 0 | 0 | 0 | 0 | 0 | 0 | 0 | 0 | 0 | 0 | 0 | 0 | 0
| 45.5FP | Selective metering properties | Input (selective meters in each year) | 000's | 2 | 0 | 0 | 0 | 0 | 0 | 0 | 0 | 0 | 0 | 0 | 0 | 0 | 0 | 0 | 0 | 0 | 0 | 0 | 0 | 0 | 0 | 0 | 0 | 0 | 0 | 0 | 0 | 0 | 0
| 45.6FP | Other changes to existing metering - properties | Input (other changes to meters in each year) | 000's | 2 | 0 | -0.0013819 | -0.0013522 | -0.0013234 | -0.0012955 | -0.0012616 | -0.0012331 | -0.0012055 | -0.0011788 | -0.001153 | -0.0011417 | -0.0011197 | -0.0010983 | -0.0010775 | -0.0010573 | -0.0010376 | -0.0010185 | -0.00099994 | -0.00098187 | -0.00096427 | -0.00094096 | -0.0009239 | -0.0009073 | -0.00089115 | -0.00087542 | -0.0008601 | -0.00084519 | -0.00083065 | -0.00081649
| 45.7FP | Measured void households - properties | Input (voids in each year) | 000's | 2 | 0.15142 | 0.15142 | 0.15142 | 0.15142 | 0.15142 | 0.15142 | 0.15142 | 0.15142 | 0.15142 | 0.15142 | 0.15142 | 0.15142 | 0.15142 | 0.27325 | 0.27325 | 0.27325 | 0.27325 | 0.27325 | 0.27325 | 0.27325 | 0.27325 | 0.27325 | 0.27325 | 0.27325 | 0.27325 | 0.27325 | 0.27325 | 0.27325 | 0.27325
| 46FP | Unmeasured households - properties (excl void) | Input (total) | 000's | 2 | 2.6508 | 2.6026 | 2.5544 | 2.5063 | 2.4602 | 2.415 | 2.3707 | 2.3272 | 2.2846 | 2.2428 | 2.2017 | 2.1615 | 2.1221 | 0 | 0 | 0 | 0 | 0 | 0 | 0 | 0 | 0 | 0 | 0 | 0 | 0 | 0 | 0 | 0
| 47FP | Unmeasured void households - properties | Input (voids in each year) | 000's | 2 | 0.12183 | 0.12183 | 0.12183 | 0.12183 | 0.12183 | 0.12183 | 0.12183 | 0.12183 | 0.12183 | 0.12183 | 0.12183 | 0.12183 | 0.12183 | 0 | 0 | 0 | 0 | 0 | 0 | 0 | 0 | 0 | 0 | 0 | 0 | 0 | 0 | 0 | 0
| 48FP | Total Resource Zone Properties (incl voids) | SUM(42FP:45FP)+45.7FP+46FP+47FP | 000's | 2 | 6.0042 | 6.0593 | 6.1143 | 6.1694 | 6.2244 | 6.2852 | 6.3459 | 6.4066 | 6.4674 | 6.5281 | 6.5825 | 6.637 | 6.6914 | 6.7458 | 6.8015 | 6.8571 | 6.9126 | 6.9682 | 7.0237 | 7.0792 | 7.1364 | 7.1936 | 7.2508 | 7.3079 | 7.365 | 7.4221 | 7.4792 | 7.5363 | 7.5933
Customer: Population | 49FP | Measured Non Household - Population | Input (total) | 000's | 2 | 0.289 | 0.289 | 0.289 | 0.289 | 0.289 | 0.289 | 0.289 | 0.289 | 0.289 | 0.289 | 0.289 | 0.289 | 0.289 | 0.289 | 0.289 | 0.289 | 0.289 | 0.289 | 0.289 | 0.289 | 0.289 | 0.289 | 0.289 | 0.289 | 0.289 | 0.289 | 0.289 | 0.289 | 0.289
| 50FP | Unmeasured Non Household - Population | Input (total) | 000's | 2 | 0 | 0 | 0 | 0 | 0 | 0 | 0 | 0 | 0 | 0 | 0 | 0 | 0 | 0 | 0 | 0 | 0 | 0 | 0 | 0 | 0 | 0 | 0 | 0 | 0 | 0 | 0 | 0 | 0
| 51FP | Measured Household - Population | Input (total) | 000's | 2 | 5.7654 | 5.9638 | 6.1621 | 6.3605 | 6.5525 | 6.745 | 6.9338 | 7.1179 | 7.2968 | 7.4715 | 7.6351 | 7.796 | 7.9505 | 12.7339 | 12.7724 | 12.8109 | 12.849 | 12.8878 | 12.9223 | 12.9534 | 12.9847 | 13.0158 | 13.0431 | 13.0743 | 13.1046 | 13.1343 | 13.1648 | 13.195 | 13.2257
| 52FP | Unmeasured Household - Population | Input (total) | 000's | 2 | 6.3129 | 6.1636 | 6.0189 | 5.8782 | 5.7433 | 5.6049 | 5.4706 | 5.3395 | 5.2112 | 5.0861 | 4.9687 | 4.8547 | 4.7418 | 0 | 0 | 0 | 0 | 0 | 0 | 0 | 0 | 0 | 0 | 0 | 0 | 0 | 0 | 0 | 0
| 53FP | Total Resource Zone Population | 49FP+Sum(50FP:52FP) | 000's | 2 | 12.3673 | 12.4164 | 12.4699 | 12.5277 | 12.5848 | 12.639 | 12.6933 | 12.7464 | 12.797 | 12.8466 | 12.8929 | 12.9397 | 12.9813 | 13.0229 | 13.0614 | 13.0999 | 13.138 | 13.1768 | 13.2113 | 13.2424 | 13.2737 | 13.3048 | 13.3321 | 13.3633 | 13.3936 | 13.4233 | 13.4538 | 13.484 | 13.5147
Occupancy | 54FP | Measured Household - Occupancy Rate (average) (excl voids) | 51FP/45FP | h/prop | 1 | 2.3181 | 2.3037 | 2.2904 | 2.2782 | 2.2661 | 2.2515 | 2.2372 | 2.223 | 2.2087 | 2.1945 | 2.1825 | 2.1707 | 2.1583 | 2.1735 | 2.1602 | 2.1471 | 2.1341 | 2.1216 | 2.1085 | 2.0952 | 2.0815 | 2.0681 | 2.0543 | 2.0413 | 2.0285 | 2.0158 | 2.0034 | 1.9912 | 1.9792
| 55FP | Unmeasured Household - Occupancy Rate | 52BL/46BL | h/prop | 1 | 2.3815 | 2.3683 | 2.3563 | 2.3453 | 2.3345 | 2.3209 | 2.3076 | 2.2944 | 2.281 | 2.2678 | 2.2567 | 2.246 | 2.2345 | - | - | - | - | - | - | - | - | - | - | - | - | - | - | - | -
Metering | 56FP | Total Household Metering penetration (excl. voids) | 45FP/45FP+46FP | % | 0 | 48.41% | 49.87% | 51.3% | 52.69% | 54.03% | 55.37% | 56.66% | 57.91% | 59.12% | 60.29% | 61.37% | 62.43% | 63.45% | 100% | 100% | 100% | 100% | 100% | 100% | 100% | 100% | 100% | 100% | 100% | 100% | 100% | 100% | 100% | 100%
| 57FP | Total Household Metering penetration (incl. voids) | 45FP/(45FP+45.7FP+46FP+47FP) | % | 0 | 45.96% | 47.37% | 48.76% | 50.11% | 51.4% | 52.71% | 53.96% | 55.18% | 56.36% | 57.5% | 58.57% | 59.6% | 60.6% | 95.54% | 95.58% | 95.62% | 95.66% | 95.7% | 95.73% | 95.77% | 95.8% | 95.84% | 95.87% | 95.91% | 95.94% | 95.98% | 96.01% | 96.04% | 96.07%
|  | Company: | Severn Trent Water
|  | Resource Zone Name: | Kinsall
|  | Resource Zone Number: | 3
|  | Planning Scenario Name: | Dry Year Annual Average
|  | Chosen Level of Service: | No more than 3 in 100 Temporary Use Bans
Note on U21: STW: 100% metering
Note on U60: STW: 100% metering

## 9. FP SDB
Table 9: Final planning water supply
| Row Ref | Component | Derivation | Unit | Decimal places | 2016-17 | For info 2017-18 | For info 2018-19 | For info 2019-20 | 2020-21 | 2021-22 | 2022-23 | 2023-24 | 2024-25 | 2025-26 | 2026-27 | 2027-28 | 2028-29 | 2029-30 | 2030-31 | 2031-32 | 2032-33 | 2033-34 | 2034-35 | 2035-36 | 2036-37 | 2037-38 | 2038-39 | 2039-40 | 2040-41 | 2041-42 | 2042-43 | 2043-44 | 2044-45
SDB | 11FP | Distribution Input | 19FP+20FP+21FP+22FP+32FP+33FP+38FP+39FP | Ml/d | 2 | 4.3563 | 4.3419 | 4.3348 | 4.3221 | 4.3237 | 4.3364 | 4.348 | 4.3599 | 4.3663 | 4.3451 | 4.3192 | 4.2937 | 4.2644 | 4.2017 | 4.1781 | 4.1536 | 4.1258 | 4.1149 | 4.073 | 4.0371 | 4.0313 | 4.0251 | 4.0146 | 4.0043 | 3.9915 | 3.9867 | 3.9871 | 4.003 | 3.9992
| 12FP | Water Available For Use (own sources) | 7FP-(9FP+10FP) | Ml/d | 2 | 4.8136 | 4.8136 | 4.8136 | 4.8136 | 4.8136 | 4.8136 | 4.8136 | 4.8136 | 4.8136 | 4.8136 | 4.8136 | 4.8136 | 4.8136 | 4.8136 | 4.3036 | 4.3036 | 4.3036 | 4.3036 | 4.3036 | 4.3036 | 4.3036 | 4.3036 | 4.3036 | 4.3036 | 4.3036 | 4.3036 | 4.3036 | 4.3036 | 4.3036
| 13FP | Total Water Available For Use | 12FP+(2FP+3FP)-(5FP+6FP) | Ml/d | 2 | 4.8136 | 4.8136 | 4.8136 | 4.8136 | 4.8136 | 4.8136 | 4.8136 | 4.8136 | 4.8136 | 4.8136 | 4.8136 | 4.8136 | 4.8136 | 4.8136 | 4.3036 | 4.3036 | 4.3036 | 4.3036 | 4.3036 | 4.3036 | 4.3036 | 4.3036 | 4.3036 | 4.3036 | 4.3036 | 4.3036 | 4.3036 | 4.3036 | 4.3036
| 14FP | Target headroom (climate change component) | Input | Ml/d | 2 | 0 | 0 | 0 | 0 | 0 | 0 | 0 | 0 | 0 | 0 | 0 | 0 | 0 | 0 | 0 | 0 | 0 | 0 | 0 | 0 | 0 | 0 | 0 | 0 | 0 | 0 | 0 | 0 | 0
| 15FP | Target headroom (All other components) | Input | Ml/d | 2 | 0.17171 | 0.16793 | 0.16584 | 0.15605 | 0.15134 | 0.1415 | 0.14139 | 0.13954 | 0.13721 | 0.10509 | 0.10596 | 0.1067 | 0.1022 | 0.10591 | 0.10626 | 0.10616 | 0.10929 | 0.10863 | 0.11161 | 0.1106 | 0.11573 | 0.11225 | 0.11461 | 0.11801 | 0.12164 | 0.118 | 0.12335 | 0.12421 | 0.13265
| 16FP | Target Headroom | 14FP+15FP | Ml/d | 2 | 0.17171 | 0.16793 | 0.16584 | 0.15605 | 0.15134 | 0.1415 | 0.14139 | 0.13954 | 0.13721 | 0.10509 | 0.10596 | 0.1067 | 0.1022 | 0.10591 | 0.10626 | 0.10616 | 0.10929 | 0.10863 | 0.11161 | 0.1106 | 0.11573 | 0.11225 | 0.11461 | 0.11801 | 0.12164 | 0.118 | 0.12335 | 0.12421 | 0.13265
| 17FP | Available Headroom | 13FP-11FP | Ml/d | 2 | 0.45728 | 0.47175 | 0.47883 | 0.49148 | 0.48989 | 0.47725 | 0.46557 | 0.45373 | 0.44731 | 0.46853 | 0.49442 | 0.51987 | 0.54922 | 0.61189 | 0.1255 | 0.15001 | 0.17775 | 0.18871 | 0.23057 | 0.26648 | 0.27226 | 0.2785 | 0.28905 | 0.29928 | 0.31208 | 0.31686 | 0.3165 | 0.30057 | 0.30435
| 18FP | Supply Demand Balance | 17FP-16FP | Ml/d | 2 | 0.28557 | 0.30382 | 0.31299 | 0.33544 | 0.33855 | 0.33575 | 0.32419 | 0.31419 | 0.31009 | 0.36343 | 0.38846 | 0.41318 | 0.44702 | 0.50598 | 0.019242 | 0.043842 | 0.068462 | 0.08008 | 0.11896 | 0.15588 | 0.15653 | 0.16625 | 0.17443 | 0.18127 | 0.19044 | 0.19886 | 0.19316 | 0.17636 | 0.1717
|  | Company: | Severn Trent Water
|  | Resource Zone Name: | Kinsall
|  | Resource Zone Number: | 3
|  | Planning Scenario Name: | Dry Year Annual Average
|  | Chosen Level of Service: | No more than 3 in 100 Temporary Use Bans

## 10. Drought plan links
Table 10: Drought plan links and Deployable Output Overview
10.1 Planning scenarios |  |  |  |  | 10.2 Water resources management plan | [7 empty] | 10.3 Drought plan | [5 empty] | 10.4 Demand
Drought Scenarios | Drought Description | Drought Severity | Plan in which scenario is used (highlights overlaps) |  | WRMP DO of Sources (not including drought measures) | WRMP Additional Yield from Drought Supply Measures (eg drought permits or orders) |  |  | WRMP Impact on DO of drought plan Demand Restrictions (eg TUBs) |  |  | WRMP DO Levels of Service | Drought Plan Additional Yield from Further Supply Measures (eg drought permits or orders) |  |  | Drought Plan Impact on DO of Further Demand Restrictions (eg TUBs) |  |  | Unrestricted Demand | Restricted Demand
|  |  | WRMP | Drought Plan | DO (Ml/d) | Description | Marginal Benefit (Ml/d) | DO (Ml/d) | Description | Marginal Benefit (Ml/d) | DO (Ml/d) | DO (Ml/d) | Description | Marginal Benefit (Ml/d) | DO (Ml/d) | Description | Marginal Benefit (Ml/d) | DO (Ml/d) | Ml/d | Ml/d
Historic Droughts | 0 | 0 | 0 | 0 | 0 | (6) | 0 | 0 | (6) | 0 | 0 | 0 | (6) | 0 | 0 | (6) | 0 | 0
| 0 | 0 | 0 | 0 | 0 | (6) | 0 | 0 | (6) | 0 | 0 | 0 | (6) | 0 | 0 | (6) | 0 | 0
Additional Drought Scenarios | 0 | 0 | 0 | 0 | 0 | (6) | 0 | 0 | (6) | 0 | 0 | 0 | (6) | 0 | 0 | (6) | 0 | 0
| 0 | 0 | 0 | 0 | 0 | (6) | 0 | 0 | (6) | 0 | 0 | 0 | (6) | 0 | 0 | (6) | 0 | 0
Reported DO for WRMP tables highlighted in yellow
10.5 Summary report
WRMP DO Overview | [8 empty] | Drought Plan Overview
No drought resilience narrative was carried out for this WRZ as identified under our drought vulnerability assessment see Appendix A9 in the narrative for more information. | [8 empty] | N/A
Additional Drought Scenarios | [8 empty] | Drought Supply Measures and Demand Restrictions Further Details
N/A | [8 empty] | List individual measures used in scenario e.g. (6) No data entered- N/A for WRZ
Impact on Supply Demand
N/A
Demands
N/A