## TITLE PAGE
Water Resources Planning Tables 2019
v11 - August 2016 integrating updates up to v15 - June 2018
All queries on the content of this workbook should be sent to:
water-company-plan@environment-agency.gov.uk
Water resource zone information
Company: |  | Severn Trent Water
Resource Zone Name: |  | Mardy |  |  |  | Data validation: Cell D20
Resource Zone Number: |  | 5 |  |  |  | Dry Year Annual Average
Planning Scenario Name: |  | Dry Year Annual Average | DYAA | Normal Year Annual Average |  | Dry Year Critical Period
Chosen Level of Service: |  | No more than 3 in 100 Temporary Use Bans |  |  |  | Dry Year Annual Average - benchmarking data
Base Year: |  | 2016-17 |  |  |  | Dry Year Critical Period - benchmarking data
Responsible Officer: |  | Marcus O'Kane | Signed: | Marcus O'Kane | Dated:
Version: |  | 1 |  | [Digital signature is acceptable]
Key to cells
Clear cells - indicate an input is required
Yellow shaded cells - indicates a formula.
Blue shaded cells - indicate base year data.
Light grey shaded cells - indicate preceding years.
Dark grey cells - indicate that no data entry is required.
Worksheet |  | Content
WRZ summary |  | Supply-Demand Balance and components
1. BL Licences |  | Baseline water resources
2. BL Supply |  | Baseline water supplies
3. BL Demand |  | Baseline demand
4. BL SDB |  | Baseline supply demand balance
5. Feasible options |  | Fixed and Variable costs, Net Present Value, AIC and AISC of all feasible options - confidential
6. Preferred options |  | High level costs of preferred options (Dry Year) - publicly available
7. FP Supply |  | Final Planning water supplies (impact of Scenario options)
8. FP Demand |  | Final Planning demand (impact of Scenario options)
9. FP SDB |  | Final Planning supply demand balance
10. Drought plan links |  | Drought plan links
11. Drought plan links graph |  | Drought plan links graph

## WRZ summary
Summary graphs of water resources planning tables data
DERIVATION | DESCRIPTION | UNITS | 2016-17 | For info 2017-18 | For info 2018-19 | For info 2019-20 | 2020-21 | 2021-22 | 2022-23 | 2023-24 | 2024-25 | 2025-26 | 2026-27 | 2027-28 | 2028-29 | 2029-30 | 2030-31 | 2031-32 | 2032-33 | 2033-34 | 2034-35 | 2035-36 | 2036-37 | 2037-38 | 2038-39 | 2039-40 | 2040-41 | 2041-42 | 2042-43 | 2043-44 | 2044-45
SUPPLY
13BL | Total water available for use | Ml/d | 3.7263 | 3.7263 | 3.7263 | 3.7263 | 3.7263 | 3.7263 | 3.7263 | 3.7263 | 3.7263 | 3.7263 | 3.7263 | 3.7263 | 3.7263 | 3.7263 | 3.1863 | 3.1863 | 3.1863 | 3.1863 | 3.1863 | 3.1863 | 3.1863 | 3.1863 | 3.1863 | 3.1863 | 3.1863 | 3.1863 | 3.1863 | 3.1863 | 3.1863
13FP | Total water available for use | Ml/d | 3.7263 | 3.7263 | 3.7263 | 3.7263 | 3.7263 | 3.7263 | 3.7263 | 3.7263 | 3.7263 | 3.7263 | 3.7263 | 3.7263 | 3.7263 | 3.7263 | 3.1863 | 3.1863 | 3.1863 | 3.1863 | 3.1863 | 3.1863 | 3.1863 | 3.1863 | 3.1863 | 3.1863 | 3.1863 | 3.1863 | 3.1863 | 3.1863 | 3.1863
| DEMAND |  | 0
26BL | Unmeasured household consumption | Ml/d | 0.57346 | 0.56003 | 0.54701 | 0.53465 | 0.52219 | 0.51003 | 0.49834 | 0.48695 | 0.47585 | 0.4651 | 0.45491 | 0.44501 | 0.4353 | 0.42587 | 0.41632 | 0.40704 | 0.398 | 0.38921 | 0.38059 | 0.3724 | 0.3644 | 0.35657 | 0.34886 | 0.3414 | 0.33409 | 0.32695 | 0.31999 | 0.3132 | 0.30611
26FP | Unmeasured household consumption | Ml/d | 0.57346 | 0.56003 | 0.54701 | 0.53465 | 0.52219 | 0.51003 | 0.49834 | 0.48695 | 0.47585 | 0.4651 | 0.45491 | 0.44501 | 0.4353 | 0 | 0 | 0 | 0 | 0 | 0 | 0 | 0 | 0 | 0 | 0 | 0 | 0 | 0 | 0 | 0
25BL | Measured household consumption | Ml/d | 0.4293 | 0.44277 | 0.45643 | 0.47061 | 0.48379 | 0.49771 | 0.51168 | 0.5255 | 0.5392 | 0.55286 | 0.56585 | 0.57883 | 0.59165 | 0.60447 | 0.61469 | 0.62473 | 0.63453 | 0.64417 | 0.65347 | 0.66309 | 0.67275 | 0.68218 | 0.69124 | 0.70028 | 0.70906 | 0.71764 | 0.72613 | 0.73444 | 0.74311
25FP | Measured household consumption | Ml/d | 0.4293 | 0.44277 | 0.45643 | 0.47061 | 0.48379 | 0.49771 | 0.51168 | 0.5255 | 0.5392 | 0.55286 | 0.56585 | 0.57883 | 0.59165 | 0.98975 | 1.0004 | 1.0011 | 1.0017 | 1.0025 | 1.0086 | 1.01 | 1.0025 | 1.004 | 1.0151 | 1.0165 | 1.0188 | 1.02 | 1.0213 | 1.0326 | 1.0286
23BL+24BL | Non-household consumption | Ml/d | 0.625 | 0.62779 | 0.62845 | 0.62933 | 0.62855 | 0.6314 | 0.63314 | 0.63467 | 0.634 | 0.63604 | 0.63638 | 0.63668 | 0.63531 | 0.63718 | 0.63751 | 0.63786 | 0.63649 | 0.63834 | 0.63842 | 0.63842 | 0.63666 | 0.63839 | 0.63853 | 0.63869 | 0.63719 | 0.63903 | 0.63922 | 0.63942 | 0.63797
23FP+24FP | Non-household consumption | Ml/d | 0.625 | 0.62779 | 0.62845 | 0.62933 | 0.62855 | 0.6314 | 0.63314 | 0.63467 | 0.634 | 0.63604 | 0.63638 | 0.63668 | 0.63531 | 0.63718 | 0.63751 | 0.63786 | 0.63649 | 0.63834 | 0.63842 | 0.63842 | 0.63666 | 0.63839 | 0.63853 | 0.63869 | 0.63719 | 0.63903 | 0.63922 | 0.63942 | 0.63797
40BL | Total leakage | Ml/d | 0.96 | 0.95004 | 0.94009 | 0.94015 | 0.9402 | 0.94025 | 0.94029 | 0.94034 | 0.94038 | 0.94042 | 0.94047 | 0.94051 | 0.94055 | 0.94059 | 0.94063 | 0.94066 | 0.9407 | 0.94074 | 0.94077 | 0.94081 | 0.94084 | 0.94088 | 0.94091 | 0.94094 | 0.94098 | 0.94142 | 0.94186 | 0.94229 | 0.94272
40FP | Total leakage | Ml/d | 0.96 | 0.95004 | 0.94009 | 0.94015 | 0.94 | 0.94 | 0.94 | 0.94 | 0.94 | 0.9118 | 0.8836 | 0.8554 | 0.8272 | 0.799 | 0.77503 | 0.75106 | 0.72709 | 0.70312 | 0.67915 | 0.66557 | 0.65198 | 0.6384 | 0.62482 | 0.61123 | 0.59901 | 0.58679 | 0.57456 | 0.56234 | 0.55011
11BL-(23BL:26BL)-40BL | Other components of demand | Ml/d | 0.094657 | 0.094657 | 0.094657 | 0.094657 | 0.094657 | 0.094657 | 0.094657 | 0.094657 | 0.094657 | 0.094657 | 0.094657 | 0.094657 | 0.094657 | 0.094657 | 0.094657 | 0.094657 | 0.094657 | 0.094657 | 0.094657 | 0.094657 | 0.094657 | 0.094657 | 0.094657 | 0.094657 | 0.094657 | 0.094657 | 0.094657 | 0.094657 | 0.094657
11FP-(23FP:26FP)-40FP | Other components of demand | Ml/d | 0.094657 | 0.094657 | 0.094657 | 0.094657 | 0.094657 | 0.094657 | 0.094657 | 0.094657 | 0.094657 | 0.094657 | 0.094657 | 0.094657 | 0.094657 | 0.094657 | 0.094657 | 0.094657 | 0.094657 | 0.094657 | 0.094657 | 0.094657 | 0.094657 | 0.094657 | 0.094657 | 0.094657 | 0.094657 | 0.094657 | 0.094657 | 0.094657 | 0.094657
| Total demand + target headroom (baseline) | Ml/d | 3.0828 | 3.0679 | 3.064 | 3.0644 | 3.0502 | 3.0629 | 3.0588 | 3.0782 | 3.0819 | 2.9788 | 2.9795 | 2.9849 | 2.9871 | 2.9892 | 2.991 | 2.9857 | 2.9947 | 2.9914 | 2.9897 | 2.9888 | 2.9968 | 2.996 | 2.9957 | 2.9973 | 2.9866 | 2.9998 | 3.003 | 3.0077 | 3.0106
| Total demand + target headroom (final plan) | Ml/d | 3.0828 | 3.0679 | 3.064 | 3.0644 | 3.05 | 3.0626 | 3.0585 | 3.0779 | 3.0815 | 2.9502 | 2.9226 | 2.8998 | 2.8737 | 2.807 | 2.7948 | 2.7653 | 2.7503 | 2.7228 | 2.7026 | 2.688 | 2.6733 | 2.6587 | 2.6546 | 2.6425 | 2.6203 | 2.6206 | 2.6109 | 2.6127 | 2.5973
SUPPLY-DEMAND BALANCE
16BL | Target headroom | Ml/d | 0.40035 | 0.39265 | 0.3974 | 0.39497 | 0.3808 | 0.38885 | 0.38063 | 0.39613 | 0.39777 | 0.2897 | 0.28721 | 0.28923 | 0.28959 | 0.28641 | 0.28723 | 0.2807 | 0.29032 | 0.28424 | 0.28175 | 0.2794 | 0.28748 | 0.2833 | 0.28145 | 0.28134 | 0.27063 | 0.28013 | 0.28111 | 0.28371 | 0.28599
16FP | Target headroom | Ml/d | 0.40035 | 0.39265 | 0.3974 | 0.39497 | 0.3808 | 0.38885 | 0.38063 | 0.39613 | 0.39777 | 0.2897 | 0.28721 | 0.28923 | 0.28959 | 0.28641 | 0.28723 | 0.2807 | 0.29032 | 0.28424 | 0.28175 | 0.2794 | 0.28748 | 0.2833 | 0.28145 | 0.28134 | 0.27063 | 0.28013 | 0.28111 | 0.28371 | 0.28599
17BL | Available headroom | Ml/d | 1.0439 | 1.051 | 1.0596 | 1.0569 | 1.0569 | 1.0522 | 1.0482 | 1.0442 | 1.0422 | 1.0372 | 1.034 | 1.0306 | 1.0288 | 1.0235 | 0.48246 | 0.48132 | 0.48189 | 0.47916 | 0.47837 | 0.4769 | 0.47697 | 0.4736 | 0.47207 | 0.47031 | 0.4703 | 0.46657 | 0.46441 | 0.46226 | 0.46171
17FP | Available headroom | Ml/d | 1.0439 | 1.051 | 1.0596 | 1.0569 | 1.0571 | 1.0525 | 1.0484 | 1.0445 | 1.0426 | 1.0658 | 1.0909 | 1.1157 | 1.1422 | 1.2057 | 0.67869 | 0.70163 | 0.7263 | 0.7477 | 0.76541 | 0.77767 | 0.80048 | 0.81087 | 0.81312 | 0.82515 | 0.83661 | 0.84577 | 0.8565 | 0.85727 | 0.87492
Baseline Supply-Demand Balance:
|  | 2020-21 | 2021-22 | 2022-23 | 2023-24 | 2024-25 | 2025-26 | 2026-27 | 2027-28 | 2028-29 | 2029-30 | 2030-31 | 2031-32 | 2032-33 | 2033-34 | 2034-35 | 2035-36 | 2036-37 | 2037-38 | 2038-39 | 2039-40 | 2040-41 | 2041-42 | 2042-43 | 2043-44 | 2044-45
| SDB (Ml/d) | 0.67608 | 0.66338 | 0.66752 | 0.64804 | 0.64442 | 0.74749 | 0.7468 | 0.74136 | 0.73922 | 0.73709 | 0.19523 | 0.20062 | 0.19157 | 0.19491 | 0.19661 | 0.1975 | 0.18949 | 0.1903 | 0.19062 | 0.18896 | 0.19968 | 0.18644 | 0.1833 | 0.17855 | 0.17572
Final Planning Supply-Demand Balance:
|  | 2020-21 | 2021-22 | 2022-23 | 2023-24 | 2024-25 | 2025-26 | 2026-27 | 2027-28 | 2028-29 | 2029-30 | 2030-31 | 2031-32 | 2032-33 | 2033-34 | 2034-35 | 2035-36 | 2036-37 | 2037-38 | 2038-39 | 2039-40 | 2040-41 | 2041-42 | 2042-43 | 2043-44 | 2044-45
| SDB (Ml/d) | 0.67629 | 0.66363 | 0.66781 | 0.64838 | 0.6448 | 0.77611 | 0.80367 | 0.82647 | 0.85256 | 0.91927 | 0.39146 | 0.42093 | 0.43598 | 0.46345 | 0.48366 | 0.49827 | 0.513 | 0.52757 | 0.53167 | 0.54381 | 0.56598 | 0.56564 | 0.57539 | 0.57355 | 0.58893
| Company: | 2026-27: Severn Trent Water
| Resource Zone Name | 2026-27: Mardy
| Resource Zone Number: | 2026-27: 5
| Planning Scenario Name: | 2026-27: Dry Year Annual Average
| Chosen Level of Service: | 2026-27: No more than 3 in 100 Temporary Use Bans

## 1. BL Licences (hidden)
Table 1: Baseline licences |  |  |  |  | deployable output (Ml/d)
Row ref | Derivation | Licence number | Source name | Source type | Deployable output (Ml/d) | Annual licensed quantity (Ml/d) | Constraints on deployable output
All individual licences:
0.1BL | Sum (0.1BL+...) | - | - | - | 3.84 | 3.84 | -
- | Input |  |  |  | 3.84 | 3.84
0.2BL | Sum (0.2BL+...) | - | Total | - | 0 | - | -
- | - | Group #: | [Enter name of group] | - | 0 | - | -
- | Input
- | Input
- | Input
- | Input
- | Input
Unused licences: | Derivation | Licence number | Source name | Source type | DYAA deployable output (Ml/d) | Annual licensed quantity (Ml/d) | Reason licence is unused
0.3BL | Sum (0.3BL+...) | - | - | - | 0 | 0 | -
Input
- | Input
New licences (within current AMP): | Derivation | Licence number | Source name | Source type | DYAA deployable output (Ml/d) | Annual licensed quantity (Ml/d) | Status of licence
0.4BL | Sum (0.4BL+...) | - | - | - | 0 | 0 | -
Input
- | Input
- | - | - | - | - | - | - | -
Company: |  | Severn Trent Water
Resource Zone Name: |  | Mardy
Resource Zone Number: |  | 5
Planning Scenario Name: |  | Dry Year Annual Average
Chosen Level of Service: |  | No more than 3 in 100 Temporary Use Bans
README

## 2. BL Supply
Table 2: Baseline supply
| Row ref | Component | Derivation | Unit | decimal places | 2016-17 | For info 2017-18 | For info 2018-19 | For info 2019-20 | 2020-21 | 2021-22 | 2022-23 | 2023-24 | 2024-25 | 2025-26 | 2026-27 | 2027-28 | 2028-29 | 2029-30 | 2030-31 | 2031-32 | 2032-33 | 2033-34 | 2034-35 | 2035-36 | 2036-37 | 2037-38 | 2038-39 | 2039-40 | 2040-41 | 2041-42 | 2042-43 | 2043-44 | 2044-45
| 1BL | Raw water abstracted | Input | Ml/d | 2 | 3.84 | 3.84 | 3.84 | 3.84 | 3.84 | 3.84 | 3.84 | 3.84 | 3.84 | 3.84 | 3.84 | 3.84 | 3.84 | 3.84 | 3.84 | 3.84 | 3.84 | 3.84 | 3.84 | 3.84 | 3.84 | 3.84 | 3.84 | 3.84 | 3.84 | 3.84 | 3.84 | 3.84 | 3.84
Resources | 2BL | Total raw water imported | sum(2.1BL+2.2BL+2.3BL...) | Ml/d | 2 | 0 | 0 | 0 | 0 | 0 | 0 | 0 | 0 | 0 | 0 | 0 | 0 | 0 | 0 | 0 | 0 | 0 | 0 | 0 | 0 | 0 | 0 | 0 | 0 | 0 | 0 | 0 | 0 | 0
| 2.1BL+ | Raw water imported from: None | Input | Ml/d | 2 | 0 | 0 | 0 | 0 | 0 | 0 | 0 | 0 | 0 | 0 | 0 | 0 | 0 | 0 | 0 | 0 | 0 | 0 | 0 | 0 | 0 | 0 | 0 | 0 | 0 | 0 | 0 | 0 | 0
| - | - | - | - | 2 | - | - | - | - | bar: 2021-22 to 2044-45
| 3BL | Total potable water imported | sum(3.1BL+3.2BL+3.3BL...) | Ml/d | 2 | 0 | 0 | 0 | 0 | 0 | 0 | 0 | 0 | 0 | 0 | 0 | 0 | 0 | 0 | 0 | 0 | 0 | 0 | 0 | 0 | 0 | 0 | 0 | 0 | 0 | 0 | 0 | 0 | 0
| 3.1BL+ | Potable water imported from: None | Input | Ml/d | 2 | 0 | 0 | 0 | 0 | 0 | 0 | 0 | 0 | 0 | 0 | 0 | 0 | 0 | 0 | 0 | 0 | 0 | 0 | 0 | 0 | 0 | 0 | 0 | 0 | 0 | 0 | 0 | 0 | 0
| - | - | - | - | 2 | - | - | - | - | bar: 2020-21 to 2044-45
| 5BL | Total raw water exported (raw exports and non potable uses) | sum(5.1BL+5.2BL+...) | Ml/d | 2 | 0 | 0 | 0 | 0 | 0 | 0 | 0 | 0 | 0 | 0 | 0 | 0 | 0 | 0 | 0 | 0 | 0 | 0 | 0 | 0 | 0 | 0 | 0 | 0 | 0 | 0 | 0 | 0 | 0
| 5.1BL | Non potable water supplied to: None | Input | Ml/d | 2 | 0 | 0 | 0 | 0 | 0 | 0 | 0 | 0 | 0 | 0 | 0 | 0 | 0 | 0 | 0 | 0 | 0 | 0 | 0 | 0 | 0 | 0 | 0 | 0 | 0 | 0 | 0 | 0 | 0
| 5.2BL+ | Raw water export to: None | Input | Ml/d | 2 | 0 | 0 | 0 | 0 | 0 | 0 | 0 | 0 | 0 | 0 | 0 | 0 | 0 | 0 | 0 | 0 | 0 | 0 | 0 | 0 | 0 | 0 | 0 | 0 | 0 | 0 | 0 | 0 | 0
| - |  | - | - | 2 | - | - | - | - | bar: 2020-21 to 2044-45
| 6BL | Total potable water exported | sum(6.1BL+6.2BL+6.3BL...) | Ml/d | 2 | 0 | 0 | 0 | 0 | 0 | 0 | 0 | 0 | 0 | 0 | 0 | 0 | 0 | 0 | 0 | 0 | 0 | 0 | 0 | 0 | 0 | 0 | 0 | 0 | 0 | 0 | 0 | 0 | 0
| 6.1BL+ | Potable water export to: None | Input | Ml/d | 2 | 0 | 0 | 0 | 0 | 0 | 0 | 0 | 0 | 0 | 0 | 0 | 0 | 0 | 0 | 0 | 0 | 0 | 0 | 0 | 0 | 0 | 0 | 0 | 0 | 0 | 0 | 0 | 0 | 0
| - |  | - | Ml/d | 2 | - | - | - | - | bar: 2020-21 to 2044-45
| 7BL | Deployable Output (baseline profile without reductions) | sum(0.1Bl+0.2BL+0.3BL+0.4BL) | Ml/d | 2 | 3.84 | 3.84 | 3.84 | 3.84 | 3.84 | 3.84 | 3.84 | 3.84 | 3.84 | 3.84 | 3.84 | 3.84 | 3.84 | 3.84 | 3.84 | 3.84 | 3.84 | 3.84 | 3.84 | 3.84 | 3.84 | 3.84 | 3.84 | 3.84 | 3.84 | 3.84 | 3.84 | 3.84 | 3.84
Resource (and process) Losses | 8BL | Baseline forecast changes to Deployable Output | sum(8.1BL+8.2BL+8.3BL) | Ml/d | 2 | 0 | 0 | 0 | 0 | 0 | 0 | 0 | 0 | 0 | 0 | 0 | 0 | 0 | 0 | -0.54 | -0.54 | -0.54 | -0.54 | -0.54 | -0.54 | -0.54 | -0.54 | -0.54 | -0.54 | -0.54 | -0.54 | -0.54 | -0.54 | -0.54
| 8.1BL | Change in DO due to climate change | Input (reductions must be expressed as -ve) | Ml/d | 2 | 0 | 0 | 0 | 0 | 0 | 0 | 0 | 0 | 0 | 0 | 0 | 0 | 0 | 0 | 0 | 0 | 0 | 0 | 0 | 0 | 0 | 0 | 0 | 0 | 0 | 0 | 0 | 0 | 0
| 8.2BL | Reductions to restore sustainable abstraction | sum(8.2BL sub components) | Ml/d | 2 | 0 | 0 | 0 | 0 | 0 | 0 | 0 | 0 | 0 | 0 | 0 | 0 | 0 | 0 | -0.54 | -0.54 | -0.54 | -0.54 | -0.54 | -0.54 | -0.54 | -0.54 | -0.54 | -0.54 | -0.54 | -0.54 | -0.54 | -0.54 | -0.54
| 8.2BL+ | Effects of WINEP3 | Input (zero or negative number) | Ml/d | 2 | 0 | 0 | 0 | 0 | 0 | 0 | 0 | 0 | 0 | 0 | 0 | 0 | 0 | 0 | -0.54 | -0.54 | -0.54 | -0.54 | -0.54 | -0.54 | -0.54 | -0.54 | -0.54 | -0.54 | -0.54 | -0.54 | -0.54 | -0.54 | -0.54
| - | - | Input (zero or negative number) | - | 2 | 0 | 0 | 0 | 0 | 0 | 0 | 0 | 0 | 0 | 0 | 0 | 0 | 0 | 0 | 0 | 0 | 0 | 0 | 0 | 0 | 0 | 0 | 0 | 0 | 0 | 0 | 0 | 0 | 0
| 8.3BL | Total other changes to DO (specify, e.g. nitrates): None | Input (reductions must be expressed as -ve) | Ml/d | 2 | 0 | 0 | 0 | 0 | 0 | 0 | 0 | 0 | 0 | 0 | 0 | 0 | 0 | 0 | 0 | 0 | 0 | 0 | 0 | 0 | 0 | 0 | 0 | 0 | 0 | 0 | 0 | 0 | 0
| 9BL | Raw water losses, treatment works losses and operational use | Input | Ml/d | 2 | 0 | 0 | 0 | 0 | 0 | 0 | 0 | 0 | 0 | 0 | 0 | 0 | 0 | 0 | 0 | 0 | 0 | 0 | 0 | 0 | 0 | 0 | 0 | 0 | 0 | 0 | 0 | 0 | 0
| 10BL | Outage allowance | Input | Ml/d | 2 | 0.11373 | 0.11373 | 0.11373 | 0.11373 | 0.11373 | 0.11373 | 0.11373 | 0.11373 | 0.11373 | 0.11373 | 0.11373 | 0.11373 | 0.11373 | 0.11373 | 0.11373 | 0.11373 | 0.11373 | 0.11373 | 0.11373 | 0.11373 | 0.11373 | 0.11373 | 0.11373 | 0.11373 | 0.11373 | 0.11373 | 0.11373 | 0.11373 | 0.11373
|  | Company: | Severn Trent Water
|  | Resource Zone Name: | Mardy
|  | Resource Zone Number: | 5
|  | Planning Scenario Name: | Dry Year Annual Average
|  | Chosen Level of Service: | No more than 3 in 100 Temporary Use Bans

## 3. BL Demand
Table 3: Baseline demand
| Row ref | Component | Derivation | Unit | Decimal places | 2016-17 | For info 2017-18 | For info 2018-19 | For info 2019-20 | 2020-21 | 2021-22 | 2022-23 | 2023-24 | 2024-25 | 2025-26 | 2026-27 | 2027-28 | 2028-29 | 2029-30 | 2030-31 | 2031-32 | 2032-33 | 2033-34 | 2034-35 | 2035-36 | 2036-37 | 2037-38 | 2038-39 | 2039-40 | 2040-41 | 2041-42 | 2042-43 | 2043-44 | 2044-45
Consumption | 19BL | Water delivered measured non-household | Input | Ml/d | 2 | 0.60201 | 0.6048 | 0.60546 | 0.60634 | 0.60556 | 0.60841 | 0.61015 | 0.61168 | 0.61101 | 0.61305 | 0.61339 | 0.61369 | 0.61232 | 0.61419 | 0.61452 | 0.61487 | 0.61351 | 0.61535 | 0.61543 | 0.61543 | 0.61367 | 0.6154 | 0.61554 | 0.6157 | 0.6142 | 0.61604 | 0.61623 | 0.61643 | 0.61498
| 20BL | Water delivered unmeasured non- household | Input | Ml/d | 2 | 0.032399 | 0.032399 | 0.032399 | 0.032399 | 0.032399 | 0.032399 | 0.032399 | 0.032399 | 0.032399 | 0.032399 | 0.032399 | 0.032399 | 0.032399 | 0.032399 | 0.032399 | 0.032399 | 0.032399 | 0.032399 | 0.032399 | 0.032399 | 0.032399 | 0.032399 | 0.032399 | 0.032399 | 0.032399 | 0.032399 | 0.032399 | 0.032399 | 0.032399
| 21BL | Water delivered measured household | Input | Ml/d | 2 | 0.47387 | 0.488 | 0.50232 | 0.51715 | 0.53096 | 0.5455 | 0.56008 | 0.57449 | 0.58877 | 0.603 | 0.61655 | 0.63007 | 0.64344 | 0.65678 | 0.66752 | 0.67806 | 0.68835 | 0.69847 | 0.70825 | 0.71833 | 0.72845 | 0.73832 | 0.74782 | 0.75729 | 0.76649 | 0.77552 | 0.78445 | 0.79319 | 0.80228
| 22BL | Water delivered unmeasured household | Input | Ml/d | 2 | 0.6228 | 0.60858 | 0.59478 | 0.58163 | 0.56842 | 0.55552 | 0.54311 | 0.531 | 0.5192 | 0.50777 | 0.49691 | 0.48634 | 0.47599 | 0.46592 | 0.45575 | 0.44586 | 0.43621 | 0.42683 | 0.41762 | 0.40887 | 0.40031 | 0.39193 | 0.38368 | 0.37569 | 0.36786 | 0.3602 | 0.35275 | 0.34546 | 0.33789
| 23BL | Measured Non Household - Consumption | 19BL-34BL | Ml/d | 2 | 0.59373 | 0.59652 | 0.59718 | 0.59807 | 0.59729 | 0.60014 | 0.60187 | 0.6034 | 0.60273 | 0.60477 | 0.60511 | 0.60542 | 0.60404 | 0.60592 | 0.60624 | 0.60659 | 0.60523 | 0.60707 | 0.60715 | 0.60716 | 0.60539 | 0.60712 | 0.60727 | 0.60742 | 0.60592 | 0.60776 | 0.60796 | 0.60815 | 0.6067
| 24BL | Unmeasured Non Household - Consumption | 20BL-35BL | Ml/d | 2 | 0.031267 | 0.031267 | 0.031267 | 0.031267 | 0.031267 | 0.031267 | 0.031267 | 0.031267 | 0.031267 | 0.031267 | 0.031267 | 0.031267 | 0.031267 | 0.031267 | 0.031267 | 0.031267 | 0.031267 | 0.031267 | 0.031267 | 0.031267 | 0.031267 | 0.031267 | 0.031267 | 0.031267 | 0.031267 | 0.031267 | 0.031267 | 0.031267 | 0.031267
| 25BL | Measured Household - Consumption | 21BL-36BL | Ml/d | 2 | 0.4293 | 0.44277 | 0.45643 | 0.47061 | 0.48379 | 0.49771 | 0.51168 | 0.5255 | 0.5392 | 0.55286 | 0.56585 | 0.57883 | 0.59165 | 0.60447 | 0.61469 | 0.62473 | 0.63453 | 0.64417 | 0.65347 | 0.66309 | 0.67275 | 0.68218 | 0.69124 | 0.70028 | 0.70906 | 0.71764 | 0.72613 | 0.73444 | 0.74311
| 26BL | Unmeasured Household - Consumption | 22BL-37BL | Ml/d | 2 | 0.57346 | 0.56003 | 0.54701 | 0.53465 | 0.52219 | 0.51003 | 0.49834 | 0.48695 | 0.47585 | 0.4651 | 0.45491 | 0.44501 | 0.4353 | 0.42587 | 0.41632 | 0.40704 | 0.398 | 0.38921 | 0.38059 | 0.3724 | 0.3644 | 0.35657 | 0.34886 | 0.3414 | 0.33409 | 0.32695 | 0.31999 | 0.3132 | 0.30611
| 27 - | Percentage of consumption driven by climate change | Input | % | 1 | 0 | 0.032311 | 0.064601 | 0.09687 | 0.12912 | 0.16135 | 0.19355 | 0.22574 | 0.2579 | 0.29005 | 0.32217 | 0.35428 | 0.38636 | 0.41842 | 0.45046 | 0.48248 | 0.51448 | 0.54646 | 0.57842 | 0.61036 | 0.64228 | 0.67417 | 0.70605 | 0.73791 | 0.76974 | 0.80156 | 0.83335 | 0.86513 | 0.89688
| 28 - | Volume of consumption driven by climate change |  | Ml/d | 1 | 0 | 0.00052686 | 0.0010542 | 0.0015834 | 0.0021105 | 0.0026447 | 0.0031804 | 0.0037182 | 0.004253 | 0.0047974 | 0.0053389 | 0.0058828 | 0.0064223 | 0.0069773 | 0.0075161 | 0.0080557 | 0.0085868 | 0.0091353 | 0.0096739 | 0.010217 | 0.01075 | 0.011307 | 0.011852 | 0.0124 | 0.012934 | 0.013495 | 0.014045 | 0.014595 | 0.015132
PCC and consumption by component | 29BL | Measured Household - PCC | (25BL*1,000,000)/(51BL*1,000) | l/h/d | 1 | 123.1 | 122.7 | 122.4 | 122.2 | 121.9 | 121.8 | 121.8 | 121.8 | 121.9 | 122 | 122.2 | 122.4 | 122.6 | 122.9 | 122.8 | 122.6 | 122.5 | 122.3 | 122.2 | 122.2 | 122.2 | 122.2 | 122.2 | 122.3 | 122.3 | 122.3 | 122.3 | 122.3 | 122.3
| 29.1BL | Measured toilet flushing | Input | l/h/d | 1 | 27.6932 | 26.8883 | 26.1252 | 25.3994 | 24.711 | 24.0551 | 23.4293 | 22.8314 | 22.259 | 21.709 | 21.177 | 20.6615 | 20.1633 | 19.6789 | 19.672 | 19.6642 | 19.6561 | 19.6469 | 19.6385 | 19.6308 | 19.6232 | 19.615 | 19.6073 | 19.5971 | 19.5866 | 19.5753 | 19.5631 | 19.55 | 19.5324
| 29.2BL | Measured personal washing | Input | l/h/d | 1 | 52.3543 | 53.3307 | 54.302 | 55.2687 | 56.2365 | 57.2247 | 58.2132 | 59.2043 | 60.2003 | 61.1993 | 62.1869 | 63.1765 | 64.1749 | 65.1757 | 65.2718 | 65.3647 | 65.4566 | 65.5448 | 65.6357 | 65.7291 | 65.8233 | 65.9155 | 66.0093 | 66.095 | 66.1797 | 66.2617 | 66.3407 | 66.4168 | 66.4774
| 29.3BL | Measured clothes washing | Input | l/h/d | 1 | 15.2976 | 15.211 | 15.1273 | 15.0461 | 14.9686 | 14.8979 | 14.8301 | 14.7657 | 14.7046 | 14.6462 | 14.5874 | 14.5303 | 14.4764 | 14.4241 | 14.3297 | 14.2342 | 14.1382 | 14.0411 | 13.9442 | 13.8475 | 13.7507 | 13.6531 | 13.5555 | 13.4559 | 13.3558 | 13.2548 | 13.153 | 13.0503 | 12.9444
| 29.4BL | Measured dish washing | Input | l/h/d | 1 | 12.0745 | 12.0835 | 12.0915 | 12.0986 | 12.106 | 12.1176 | 12.1292 | 12.1414 | 12.1544 | 12.1678 | 12.1789 | 12.1901 | 12.2028 | 12.2157 | 12.2243 | 12.2324 | 12.2401 | 12.2472 | 12.2547 | 12.2626 | 12.2707 | 12.2783 | 12.2862 | 12.2926 | 12.2987 | 12.3043 | 12.3093 | 12.3138 | 12.3153
| 29.5BL | Measured miscellaneous internal use | Input | l/h/d | 1 | 14.2643 | 14.1874 | 14.1161 | 14.0497 | 13.9903 | 13.9365 | 13.8878 | 13.8442 | 13.8057 | 13.7715 | 13.7414 | 13.7142 | 13.691 | 13.6703 | 13.6496 | 13.6303 | 13.6126 | 13.5959 | 13.5814 | 13.5689 | 13.5573 | 13.5466 | 13.5374 | 13.5278 | 13.519 | 13.5107 | 13.5027 | 13.495 | 13.485
| 29.6BL | Measured external use | Input | l/h/d | 1 | 1.3883 | 1.4305 | 1.4722 | 1.5136 | 1.5547 | 1.5958 | 1.6368 | 1.6777 | 1.7185 | 1.7592 | 1.7999 | 1.8407 | 1.8815 | 1.9224 | 1.9607 | 1.9987 | 2.0363 | 2.0735 | 2.1103 | 2.1467 | 2.1827 | 2.2182 | 2.2533 | 2.2879 | 2.3222 | 2.3559 | 2.3893 | 2.4223 | 2.455
| 29.7BL | Measured water efficiency savings | Input | l/h/d | 1 | 0.027767 | -0.4314 | -0.83432 | -1.1761 | -1.6672 | -2.0276 | -2.3264 | -2.6646 | -2.9425 | -3.2532 | -3.4715 | -3.7131 | -3.99 | -4.187 | -4.3081 | -4.5245 | -4.64 | -4.8493 | -4.9648 | -4.9857 | -5.0078 | -5.0267 | -5.0489 | -4.9563 | -4.9619 | -4.9629 | -4.9582 | -4.9482 | -4.9095
| 30BL | Unmeasured Household - PCC | (26BL*1,000,000)/(52BL*1,000) | l/h/d | 1 | 140.5 | 140.3 | 140.2 | 140.1 | 139.8 | 139.7 | 139.7 | 139.7 | 139.6 | 139.6 | 139.6 | 139.6 | 139.6 | 139.6 | 139.6 | 139.5 | 139.4 | 139.4 | 139.4 | 139.5 | 139.6 | 139.7 | 139.8 | 139.9 | 140 | 140.1 | 140.2 | 140.3 | 140.5
| 30.1BL | Unmeasured toilet flushing | Input | l/h/d | 1 | 31.494 | 30.7359 | 29.9685 | 29.1927 | 28.4153 | 27.6502 | 26.8805 | 26.1077 | 25.333 | 24.5551 | 23.7642 | 22.9704 | 22.1771 | 21.3807 | 21.3789 | 21.376 | 21.373 | 21.3687 | 21.3663 | 21.3657 | 21.3664 | 21.3668 | 21.3687 | 21.3671 | 21.3655 | 21.3634 | 21.3602 | 21.3563 | 21.3712
| 30.2BL | Unmeasured personal washing | Input | l/h/d | 1 | 59.0215 | 59.9891 | 60.9469 | 61.8948 | 62.8464 | 63.8341 | 64.8213 | 65.8115 | 66.8079 | 67.8072 | 68.7812 | 69.7557 | 70.7423 | 71.7294 | 71.8419 | 71.951 | 72.0603 | 72.1653 | 72.2773 | 72.3959 | 72.5192 | 72.6418 | 72.77 | 72.8863 | 73.0036 | 73.119 | 73.2317 | 73.3419 | 73.5172
| 30.3BL | Unmeasured clothes washing | Input | l/h/d | 1 | 16.9434 | 16.8713 | 16.7954 | 16.7157 | 16.6361 | 16.565 | 16.4925 | 16.4196 | 16.347 | 16.274 | 16.1939 | 16.113 | 16.034 | 15.9542 | 15.8512 | 15.7472 | 15.6428 | 15.537 | 15.4324 | 15.3288 | 15.2257 | 15.1221 | 15.0192 | 14.9134 | 14.8074 | 14.7005 | 14.5928 | 14.4841 | 14.3878
| 30.4BL | Unmeasured dish washing | Input | l/h/d | 1 | 13.417 | 13.4307 | 13.4415 | 13.4495 | 13.4578 | 13.4732 | 13.4877 | 13.5022 | 13.5173 | 13.5322 | 13.5415 | 13.5503 | 13.561 | 13.5712 | 13.5822 | 13.5924 | 13.6027 | 13.6121 | 13.6228 | 13.6348 | 13.6476 | 13.6602 | 13.6738 | 13.6852 | 13.6967 | 13.7078 | 13.7184 | 13.7284 | 13.7507
| 30.5BL | Unmeasured miscellaneous internal use | Input | l/h/d | 1 | 18.1798 | 18.2121 | 18.2405 | 18.2651 | 18.2902 | 18.325 | 18.3587 | 18.3923 | 18.4268 | 18.4611 | 18.4878 | 18.514 | 18.5426 | 18.5707 | 18.5998 | 18.6281 | 18.6564 | 18.6836 | 18.7126 | 18.7433 | 18.7752 | 18.8069 | 18.8401 | 18.8702 | 18.9006 | 18.9305 | 18.9596 | 18.9882 | 19.0336
| 30.6BL | Unmeasured external use | Input | l/h/d | 1 | 1.4368 | 1.4847 | 1.5322 | 1.5794 | 1.6265 | 1.6742 | 1.7218 | 1.7692 | 1.8167 | 1.864 | 1.9106 | 1.9571 | 2.0037 | 2.0502 | 2.0961 | 2.1418 | 2.1873 | 2.2325 | 2.2777 | 2.3227 | 2.3677 | 2.4124 | 2.457 | 2.5012 | 2.5452 | 2.5889 | 2.6325 | 2.6757 | 2.7195
| 30.7BL | Unmeasured water efficiency savings | Input | l/h/d | 1 | 0.0074631 | -0.42368 | -0.72499 | -0.99714 | -1.4723 | -1.8217 | -2.0625 | -2.3025 | -2.6486 | -2.8936 | -3.0793 | -3.2605 | -3.4607 | -3.6565 | -3.7501 | -3.9365 | -4.1225 | -4.1992 | -4.289 | -4.2912 | -4.3018 | -4.3101 | -4.3288 | -4.3233 | -4.319 | -4.3101 | -4.2951 | -4.2747 | -4.2799
| 31BL | Average Household - PCC | ((25BL+26BL)*1,000,000))/(51BL+52BL*1,000) | l/h/d | 1 | 132.4654 | 131.9509 | 131.4717 | 131.1038 | 130.6079 | 130.2806 | 130.0204 | 129.7916 | 129.615 | 129.4943 | 129.3862 | 129.3154 | 129.3013 | 129.3207 | 129.0346 | 128.7566 | 128.4902 | 128.2291 | 127.9868 | 127.8773 | 127.7921 | 127.7061 | 127.6249 | 127.5301 | 127.4364 | 127.3403 | 127.2534 | 127.1628 | 127.0775
| 32BL | Water Taken Unbilled | Input | Ml/d | 2 | 0.084208 | 0.084208 | 0.084208 | 0.084208 | 0.084208 | 0.084208 | 0.084208 | 0.084208 | 0.084208 | 0.084208 | 0.084208 | 0.084208 | 0.084208 | 0.084208 | 0.084208 | 0.084208 | 0.084208 | 0.084208 | 0.084208 | 0.084208 | 0.084208 | 0.084208 | 0.084208 | 0.084208 | 0.084208 | 0.084208 | 0.084208 | 0.084208 | 0.084208
| 33BL | Distribution System Operational Use | Input | Ml/d | 2 | 0.010449 | 0.010449 | 0.010449 | 0.010449 | 0.010449 | 0.010449 | 0.010449 | 0.010449 | 0.010449 | 0.010449 | 0.010449 | 0.010449 | 0.010449 | 0.010449 | 0.010449 | 0.010449 | 0.010449 | 0.010449 | 0.010449 | 0.010449 | 0.010449 | 0.010449 | 0.010449 | 0.010449 | 0.010449 | 0.010449 | 0.010449 | 0.010449 | 0.010449
Leakage | 34BL | Measured Non Household - USPL | Input | Ml/d | 2 | 0.0082779 | 0.0082779 | 0.0082779 | 0.0082779 | 0.0082779 | 0.0082779 | 0.0082779 | 0.0082779 | 0.0082779 | 0.0082779 | 0.0082779 | 0.0082779 | 0.0082779 | 0.0082779 | 0.0082779 | 0.0082779 | 0.0082779 | 0.0082779 | 0.0082779 | 0.0082779 | 0.0082779 | 0.0082779 | 0.0082779 | 0.0082779 | 0.0082779 | 0.0082779 | 0.0082779 | 0.0082779 | 0.0082779
| 35BL | Unmeasured Non Household - USPL | Input | Ml/d | 2 | 0.0011314 | 0.0011314 | 0.0011314 | 0.0011314 | 0.0011314 | 0.0011314 | 0.0011314 | 0.0011314 | 0.0011314 | 0.0011314 | 0.0011314 | 0.0011314 | 0.0011314 | 0.0011314 | 0.0011314 | 0.0011314 | 0.0011314 | 0.0011314 | 0.0011314 | 0.0011314 | 0.0011314 | 0.0011314 | 0.0011314 | 0.0011314 | 0.0011314 | 0.0011314 | 0.0011314 | 0.0011314 | 0.0011314
| 36BL | Measured Household - USPL | Input | Ml/d | 2 | 0.044573 | 0.045232 | 0.04589 | 0.046548 | 0.047178 | 0.047795 | 0.0484 | 0.048993 | 0.049574 | 0.050143 | 0.050701 | 0.051248 | 0.051783 | 0.052309 | 0.052823 | 0.053327 | 0.053821 | 0.054305 | 0.054779 | 0.055244 | 0.055699 | 0.056145 | 0.056582 | 0.057011 | 0.05743 | 0.057878 | 0.058317 | 0.058748 | 0.059171
| 37BL | Unmeasured Household - USPL | Input | Ml/d | 2 | 0.049337 | 0.048552 | 0.047767 | 0.046983 | 0.04623 | 0.045491 | 0.044766 | 0.044054 | 0.043356 | 0.04267 | 0.041997 | 0.041336 | 0.040688 | 0.040051 | 0.039426 | 0.038812 | 0.038209 | 0.037618 | 0.037037 | 0.036467 | 0.035907 | 0.035358 | 0.034818 | 0.034288 | 0.033768 | 0.033258 | 0.032756 | 0.032264 | 0.03178
| 38BL | Void Properties - USPL | Input | Ml/d | 2 | 0.0082779 | 0.0082779 | 0.0082779 | 0.0082779 | 0.0082779 | 0.0082779 | 0.0082779 | 0.0082779 | 0.0082779 | 0.0082779 | 0.0082779 | 0.0082779 | 0.0082779 | 0.0082779 | 0.0082779 | 0.0082779 | 0.0082779 | 0.0082779 | 0.0082779 | 0.0082779 | 0.0082779 | 0.0082779 | 0.0082779 | 0.0082779 | 0.0082779 | 0.0082779 | 0.0082779 | 0.0082779 | 0.0082779
| 39BL | Distribution Losses | Input | Ml/d | 2 | 0.8484 | 0.83857 | 0.82875 | 0.82894 | 0.82911 | 0.82927 | 0.82944 | 0.8296 | 0.82976 | 0.82992 | 0.83008 | 0.83024 | 0.83039 | 0.83054 | 0.83069 | 0.83084 | 0.83098 | 0.83113 | 0.83127 | 0.83141 | 0.83155 | 0.83169 | 0.83182 | 0.83196 | 0.83209 | 0.8326 | 0.8331 | 0.83359 | 0.83408
| 40BL | Total Leakage | sum(34BL:39BL) | Ml/d | 2 | 0.96 | 0.95004 | 0.94009 | 0.94015 | 0.9402 | 0.94025 | 0.94029 | 0.94034 | 0.94038 | 0.94042 | 0.94047 | 0.94051 | 0.94055 | 0.94059 | 0.94063 | 0.94066 | 0.9407 | 0.94074 | 0.94077 | 0.94081 | 0.94084 | 0.94088 | 0.94091 | 0.94094 | 0.94098 | 0.94142 | 0.94186 | 0.94229 | 0.94272
| 41BL | Total Leakage | (40BL*1,000,000)/(48BL*1,000) | l/prop/d | 2 | 261.7187 | 256.629 | 251.6297 | 249.3728 | 247.1518 | 244.7448 | 242.3828 | 240.0673 | 237.7948 | 235.5687 | 233.6038 | 231.6714 | 229.7706 | 227.9006 | 226.0607 | 224.2503 | 222.4685 | 220.7147 | 218.9883 | 217.2886 | 215.5631 | 213.8647 | 212.1927 | 210.5467 | 208.9259 | 207.4214 | 205.938 | 204.4753 | 203.0327
Customer: Properties | 42BL | Measured non-households - properties | Input (total, excluding voids) | 000's | 2 | 0.24872 | 0.25004 | 0.25136 | 0.25268 | 0.254 | 0.25532 | 0.25664 | 0.25796 | 0.25929 | 0.26062 | 0.26194 | 0.26327 | 0.2646 | 0.26593 | 0.26726 | 0.26859 | 0.26992 | 0.27126 | 0.27259 | 0.27393 | 0.27527 | 0.2766 | 0.27794 | 0.27928 | 0.28062 | 0.28196 | 0.28331 | 0.28465 | 0.286
| 43BL | Unmeasured non-households - properties | Input (total, excluding voids) | 000's | 2 | 0.03741 | 0.036793 | 0.036175 | 0.035558 | 0.03494 | 0.034323 | 0.033706 | 0.033088 | 0.032471 | 0.031853 | 0.031236 | 0.030619 | 0.030001 | 0.029384 | 0.028766 | 0.028149 | 0.027532 | 0.026914 | 0.026297 | 0.025679 | 0.025062 | 0.024445 | 0.023827 | 0.02321 | 0.022592 | 0.021975 | 0.021358 | 0.02074 | 0.020123
| 44BL | All void non-households - properties | Input (voids in each year) | 000's | 2 | 0.08863 | 0.08863 | 0.08863 | 0.08863 | 0.08863 | 0.08863 | 0.08863 | 0.08863 | 0.08863 | 0.08863 | 0.08863 | 0.08863 | 0.08863 | 0.08863 | 0.08863 | 0.08863 | 0.08863 | 0.08863 | 0.08863 | 0.08863 | 0.08863 | 0.08863 | 0.08863 | 0.08863 | 0.08863 | 0.08863 | 0.08863 | 0.08863 | 0.08863
| 45BL | Total measured households - properties (excl void) | Pre-plan year = input. Forecast years = Previous year 45BL + sum(45.1BL:45.6BL) | 000's | 2 | 1.5175 | 1.5799 | 1.6423 | 1.7047 | 1.7659 | 1.8301 | 1.8938 | 1.9569 | 2.0195 | 2.0816 | 2.1394 | 2.1967 | 2.2535 | 2.3099 | 2.3658 | 2.4213 | 2.4764 | 2.531 | 2.5853 | 2.6391 | 2.6936 | 2.7476 | 2.8014 | 2.8547 | 2.9077 | 2.9603 | 3.0126 | 3.0645 | 3.1161
| 45.1BL | New build properties - properties | Input (new builds in each year) | 000's | 2 | 0.035229 | 0.035193 | 0.035225 | 0.035234 | 0.035195 | 0.038677 | 0.038659 | 0.038594 | 0.038568 | 0.038466 | 0.034654 | 0.034622 | 0.034591 | 0.034561 | 0.034531 | 0.034503 | 0.034475 | 0.034449 | 0.034422 | 0.034397 | 0.035415 | 0.03539 | 0.035367 | 0.035343 | 0.035321 | 0.035299 | 0.035277 | 0.035257 | 0.035236
| 45.2BL | Meter optants - properties | Input (meter optants in each year) | 000's | 2 | 0.027 | 0.028116 | 0.028079 | 0.028043 | 0.026882 | 0.026355 | 0.02584 | 0.025337 | 0.024844 | 0.024363 | 0.023889 | 0.023427 | 0.022975 | 0.022533 | 0.022099 | 0.021675 | 0.02126 | 0.020854 | 0.020456 | 0.020066 | 0.019685 | 0.019311 | 0.018945 | 0.018586 | 0.018235 | 0.017891 | 0.017554 | 0.017223 | 0.016899
| 45.3BL | Compulsory metering - properties | Input (compulsory meters in each year) | 000's | 2 | 0 | 0 | 0 | 0 | 0 | 0 | 0 | 0 | 0 | 0 | 0 | 0 | 0 | 0 | 0 | 0 | 0 | 0 | 0 | 0 | 0 | 0 | 0 | 0 | 0 | 0 | 0 | 0 | 0
| 45.4BL | Metering on change of occupancy - properties | Input (change of occupancy meters in each year) | 000's | 2 | 0 | 0 | 0 | 0 | 0 | 0 | 0 | 0 | 0 | 0 | 0 | 0 | 0 | 0 | 0 | 0 | 0 | 0 | 0 | 0 | 0 | 0 | 0 | 0 | 0 | 0 | 0 | 0 | 0
| 45.5BL | Selective metering - properties | Input (selective meters in each year) | 000's | 2 | 0 | 0 | 0 | 0 | 0 | 0 | 0 | 0 | 0 | 0 | 0 | 0 | 0 | 0 | 0 | 0 | 0 | 0 | 0 | 0 | 0 | 0 | 0 | 0 | 0 | 0 | 0 | 0 | 0
| 45.6BL | Other changes to existing metering - properties | Input (other changes to meters in each year) | 000's | 2 | 0 | -0.00092423 | -0.00090374 | -0.00088387 | -0.00086466 | -0.00084134 | -0.00082166 | -0.00080274 | -0.00078441 | -0.00076685 | -0.00075886 | -0.00074375 | -0.00072909 | -0.00071485 | -0.00070103 | -0.0006876 | -0.00067456 | -0.00066188 | -0.00064956 | -0.00063758 | -0.00062176 | -0.00061017 | -0.0005989 | -0.00058794 | -0.00057727 | -0.0005669 | -0.0005568 | -0.00054697 | -0.00053739
| 45.7BL | Measured void households - properties | Input (voids in each year) | 000's | 2 | 0.10374 | 0.10374 | 0.10374 | 0.10374 | 0.10374 | 0.10374 | 0.10374 | 0.10374 | 0.10374 | 0.10374 | 0.10374 | 0.10374 | 0.10374 | 0.10374 | 0.10374 | 0.10374 | 0.10374 | 0.10374 | 0.10374 | 0.10374 | 0.10374 | 0.10374 | 0.10374 | 0.10374 | 0.10374 | 0.10374 | 0.10374 | 0.10374 | 0.10374
| 46BL | Unmeasured households - properties (excl void) | Input (total) | 000's | 2 | 1.5964 | 1.5673 | 1.5382 | 1.5092 | 1.4813 | 1.454 | 1.4273 | 1.401 | 1.3753 | 1.3501 | 1.3254 | 1.3011 | 1.2773 | 1.254 | 1.2311 | 1.2087 | 1.1867 | 1.1651 | 1.1439 | 1.1231 | 1.1027 | 1.0827 | 1.0631 | 1.0439 | 1.025 | 1.0065 | 0.98831 | 0.97047 | 0.95297
| 47BL | Unmeasured void households - properties | Input (voids in each year) | 000's | 2 | 0.075601 | 0.075601 | 0.075601 | 0.075601 | 0.075601 | 0.075601 | 0.075601 | 0.075601 | 0.075601 | 0.075601 | 0.075601 | 0.075601 | 0.075601 | 0.075601 | 0.075601 | 0.075601 | 0.075601 | 0.075601 | 0.075601 | 0.075601 | 0.075601 | 0.075601 | 0.075601 | 0.075601 | 0.075601 | 0.075601 | 0.075601 | 0.075601 | 0.075601
| 48BL | Total Resource Zone Properties (incl voids) | SUM(42BL:45BL)+45.7BL+46BL+47BL | 000's | 2 | 3.6681 | 3.702 | 3.736 | 3.7701 | 3.8041 | 3.8417 | 3.8794 | 3.917 | 3.9546 | 3.9921 | 4.0259 | 4.0597 | 4.0934 | 4.1272 | 4.1609 | 4.1947 | 4.2285 | 4.2622 | 4.296 | 4.3298 | 4.3646 | 4.3994 | 4.4342 | 4.469 | 4.5039 | 4.5387 | 4.5735 | 4.6083 | 4.6432
Customer: Population | 49BL | Measured Non Household - Population | Input (total) | 000's | 2 | 0.616 | 0.616 | 0.616 | 0.616 | 0.616 | 0.616 | 0.616 | 0.616 | 0.616 | 0.616 | 0.616 | 0.616 | 0.616 | 0.616 | 0.616 | 0.616 | 0.616 | 0.616 | 0.616 | 0.616 | 0.616 | 0.616 | 0.616 | 0.616 | 0.616 | 0.616 | 0.616 | 0.616 | 0.616
| 50BL | Unmeasured Non Household - Population | Input (total) | 000's | 2 | 0 | 0 | 0 | 0 | 0 | 0 | 0 | 0 | 0 | 0 | 0 | 0 | 0 | 0 | 0 | 0 | 0 | 0 | 0 | 0 | 0 | 0 | 0 | 0 | 0 | 0 | 0 | 0 | 0
| 51BL | Measured Household - Population | Input (total) | 000's | 2 | 3.4882 | 3.6089 | 3.7296 | 3.8505 | 3.9675 | 4.0853 | 4.201 | 4.3138 | 4.4235 | 4.5305 | 4.6309 | 4.7294 | 4.8242 | 4.9171 | 5.0071 | 5.0954 | 5.1817 | 5.2667 | 5.3486 | 5.4272 | 5.5052 | 5.5815 | 5.6546 | 5.7282 | 5.7998 | 5.8699 | 5.9389 | 6.0067 | 6.0786
| 52BL | Unmeasured Household - Population | Input (total) | 000's | 2 | 4.0818 | 3.9909 | 3.9028 | 3.8171 | 3.7348 | 3.6498 | 3.5673 | 3.4867 | 3.4077 | 3.3305 | 3.2583 | 3.188 | 3.1182 | 3.0502 | 2.9832 | 2.9179 | 2.8541 | 2.7921 | 2.7308 | 2.6703 | 2.6107 | 2.5525 | 2.495 | 2.4399 | 2.3859 | 2.3332 | 2.2819 | 2.2319 | 2.178
| 53BL | Total Resource Zone Population | Sum(49BL:52BL) | 000's | 2 | 8.1859 | 8.2158 | 8.2484 | 8.2836 | 8.3183 | 8.3511 | 8.3842 | 8.4165 | 8.4472 | 8.4771 | 8.5052 | 8.5333 | 8.5584 | 8.5833 | 8.6062 | 8.6294 | 8.6518 | 8.6749 | 8.6954 | 8.7135 | 8.7319 | 8.7499 | 8.7657 | 8.7841 | 8.8016 | 8.8191 | 8.8368 | 8.8545 | 8.8726
Occupancy | 54BL | Measured Household - Occupancy Rate (average) (excl voids) | 51BL/45BL | h/prop | 1 | 2.2986 | 2.2842 | 2.271 | 2.2587 | 2.2467 | 2.2323 | 2.2183 | 2.2044 | 2.1904 | 2.1765 | 2.1646 | 2.153 | 2.1407 | 2.1287 | 2.1164 | 2.1044 | 2.0925 | 2.0809 | 2.0689 | 2.0565 | 2.0439 | 2.0314 | 2.0185 | 2.0066 | 1.9946 | 1.9829 | 1.9714 | 1.9601 | 1.9507
| 55BL | Unmeasured Household - Occupancy Rate | 52BL/46BL | h/prop | 1 | 2.5568 | 2.5464 | 2.5372 | 2.5293 | 2.5212 | 2.5101 | 2.4994 | 2.4887 | 2.4777 | 2.4669 | 2.4584 | 2.4502 | 2.4412 | 2.4324 | 2.4231 | 2.4142 | 2.4052 | 2.3965 | 2.3873 | 2.3776 | 2.3675 | 2.3574 | 2.3469 | 2.3373 | 2.3277 | 2.3182 | 2.3089 | 2.2998 | 2.2855
Metering | 56BL | Total Household Metering penetration (excl. voids) | 45BL/45BL+46BL | % | 0 | 48.73% | 50.2% | 51.64% | 53.04% | 54.38% | 55.73% | 57.02% | 58.28% | 59.49% | 60.66% | 61.75% | 62.8% | 63.82% | 64.81% | 65.77% | 66.7% | 67.6% | 68.48% | 69.33% | 70.15% | 70.95% | 71.73% | 72.49% | 73.22% | 73.94% | 74.63% | 75.3% | 75.95% | 76.58%
| 57BL | Total Household Metering penetration (incl. voids) | 45BL/(45BL+45.7BL+46BL+47BL) | % | 0 | 46.08% | 47.49% | 48.88% | 50.24% | 51.54% | 52.84% | 54.1% | 55.32% | 56.5% | 57.65% | 58.71% | 59.74% | 60.74% | 61.71% | 62.65% | 63.56% | 64.45% | 65.31% | 66.14% | 66.96% | 67.75% | 68.52% | 69.27% | 70% | 70.71% | 71.4% | 72.07% | 72.72% | 73.35%
|  | Company: | Severn Trent Water
|  | Resource Zone Name: | Mardy
|  | Resource Zone Number: | 5
|  | Planning Scenario Name: | Dry Year Annual Average
|  | Chosen Level of Service: | No more than 3 in 100 Temporary Use Bans

## 4. BL SDB
Table 4: Baseline supply demand balance
| Row ref | Component | Derivation | Unit | Decimal places | 2016-17 | For info 2017-18 | For info 2018-19 | For info 2019-20 | 2020-21 | 2021-22 | 2022-23 | 2023-24 | 2024-25 | 2025-26 | 2026-27 | 2027-28 | 2028-29 | 2029-30 | 2030-31 | 2031-32 | 2032-33 | 2033-34 | 2034-35 | 2035-36 | 2036-37 | 2037-38 | 2038-39 | 2039-40 | 2040-41 | 2041-42 | 2042-43 | 2043-44 | 2044-45
SDB | 11BL | Distribution input | 19BL+20BL+21BL+22BL+32BL+33BL+38BL+39BL | Ml/d | 2 | 2.6824 | 2.6753 | 2.6666 | 2.6694 | 2.6694 | 2.674 | 2.6781 | 2.6821 | 2.6841 | 2.6891 | 2.6923 | 2.6957 | 2.6975 | 2.7028 | 2.7038 | 2.705 | 2.7044 | 2.7071 | 2.7079 | 2.7094 | 2.7093 | 2.7127 | 2.7142 | 2.716 | 2.716 | 2.7197 | 2.7219 | 2.724 | 2.7246
| 12BL | Water Available For Use (own sources) | (7BL+8BL)-(9BL+10BL) | Ml/d | 2 | 3.7263 | 3.7263 | 3.7263 | 3.7263 | 3.7263 | 3.7263 | 3.7263 | 3.7263 | 3.7263 | 3.7263 | 3.7263 | 3.7263 | 3.7263 | 3.7263 | 3.1863 | 3.1863 | 3.1863 | 3.1863 | 3.1863 | 3.1863 | 3.1863 | 3.1863 | 3.1863 | 3.1863 | 3.1863 | 3.1863 | 3.1863 | 3.1863 | 3.1863
| 13BL | Total Water Available For Use | 12BL+(2BL+3BL)-(5BL+6BL) | Ml/d | 2 | 3.7263 | 3.7263 | 3.7263 | 3.7263 | 3.7263 | 3.7263 | 3.7263 | 3.7263 | 3.7263 | 3.7263 | 3.7263 | 3.7263 | 3.7263 | 3.7263 | 3.1863 | 3.1863 | 3.1863 | 3.1863 | 3.1863 | 3.1863 | 3.1863 | 3.1863 | 3.1863 | 3.1863 | 3.1863 | 3.1863 | 3.1863 | 3.1863 | 3.1863
| 14BL | Target headroom (climate change component) | Input | Ml/d | 2 | 0 | 0 | 0 | 0 | 0 | 0 | 0 | 0 | 0 | 0 | 0 | 0 | 0 | 0 | 0 | 0 | 0 | 0 | 0 | 0 | 0 | 0 | 0 | 0 | 0 | 0 | 0 | 0 | 0
| 15BL | Target headroom (All other components) | Input | Ml/d | 2 | 0.40035 | 0.39265 | 0.3974 | 0.39497 | 0.3808 | 0.38885 | 0.38063 | 0.39613 | 0.39777 | 0.2897 | 0.28721 | 0.28923 | 0.28959 | 0.28641 | 0.28723 | 0.2807 | 0.29032 | 0.28424 | 0.28175 | 0.2794 | 0.28748 | 0.2833 | 0.28145 | 0.28134 | 0.27063 | 0.28013 | 0.28111 | 0.28371 | 0.28599
| 16BL | Target Headroom | 14BL+15BL | Ml/d | 2 | 0.40035 | 0.39265 | 0.3974 | 0.39497 | 0.3808 | 0.38885 | 0.38063 | 0.39613 | 0.39777 | 0.2897 | 0.28721 | 0.28923 | 0.28959 | 0.28641 | 0.28723 | 0.2807 | 0.29032 | 0.28424 | 0.28175 | 0.2794 | 0.28748 | 0.2833 | 0.28145 | 0.28134 | 0.27063 | 0.28013 | 0.28111 | 0.28371 | 0.28599
| 17BL | Available Headroom | 13BL-11BL | Ml/d | 2 | 1.0439 | 1.051 | 1.0596 | 1.0569 | 1.0569 | 1.0522 | 1.0482 | 1.0442 | 1.0422 | 1.0372 | 1.034 | 1.0306 | 1.0288 | 1.0235 | 0.48246 | 0.48132 | 0.48189 | 0.47916 | 0.47837 | 0.4769 | 0.47697 | 0.4736 | 0.47207 | 0.47031 | 0.4703 | 0.46657 | 0.46441 | 0.46226 | 0.46171
| 18BL | Supply Demand Balance | 17BL-16BL | Ml/d | 2 | 0.64351 | 0.65833 | 0.66224 | 0.66191 | 0.67608 | 0.66338 | 0.66752 | 0.64804 | 0.64442 | 0.74749 | 0.7468 | 0.74136 | 0.73922 | 0.73709 | 0.19523 | 0.20062 | 0.19157 | 0.19491 | 0.19661 | 0.1975 | 0.18949 | 0.1903 | 0.19062 | 0.18896 | 0.19968 | 0.18644 | 0.1833 | 0.17855 | 0.17572
|  | Company: | Severn Trent Water
|  | Resource Zone Name: | Mardy
|  | Resource Zone Number: | 5
|  | Planning Scenario Name: | Dry Year Annual Average
|  | Chosen Level of Service: | No more than 3 in 100 Temporary Use Bans
README

## 5. Feasible Options
Table 5: Feasible options detailed costs | [18 empty] | ENTER DISCOUNT RATE % |  |  |  | 3.5% | 3.5% | 3.5% | 3.5% | 3.5% | 3.5% | 3.5% | 3.5% | 3.5% | 3.5% | 3.5% | 3.5% | 3.5% | 3.5% | 3.5% | 3.5% | 3.5% | 3.5% | 3.5% | 3.5% | 3.5% | 3.5% | 3.5% | 3.5% | 3.5% | 3.5% | 3.5% | 3.5% | 3.5% | 3% | 3% | 3% | 3% | 3% | 3% | 3% | 3% | 3% | 3% | 3% | 3% | 3% | 3% | 3% | 3% | 3% | 3% | 3% | 3% | 3% | 3% | 3% | 3% | 3% | 3% | 3% | 3% | 3% | 3% | 3% | 3% | 3% | 3% | 3% | 3% | 3% | 3% | 3% | 3% | 3% | 3% | 3% | 3% | 3% | 2.5% | 2.5% | 2.5% | 2.5% | 2.5% | 2.5% | 2.5% | 2.5% | 2.5% | 2.5% | 2.5% | 2.5% | 2.5% | 2.5% | 2.5% | 2.5% | 2.5% | 2.5% | 2.5% | 2.5% | 2.5% | 2.5% | 2.5% | 2.5% | 2.5% | 2.5% | 2.5% | 2.5% | 2.5%
Detail the gains in WAFU / savings in demand, and the costs of feasible options under capacity use scenario | [18 empty] | ENTER DISCOUNT PERIOD (YRS) | 80 |  | 1 | 0.96618 | 0.93351 | 0.90194 | 0.87144 | 0.84197 | 0.8135 | 0.78599 | 0.75941 | 0.73373 | 0.70892 | 0.68495 | 0.66178 | 0.6394 | 0.61778 | 0.59689 | 0.57671 | 0.5572 | 0.53836 | 0.52016 | 0.50257 | 0.48557 | 0.46915 | 0.45329 | 0.43796 | 0.42315 | 0.40884 | 0.39501 | 0.38165 | 0.36875 | 0.35801 | 0.34758 | 0.33746 | 0.32763 | 0.31809 | 0.30882 | 0.29983 | 0.29109 | 0.28261 | 0.27438 | 0.26639 | 0.25863 | 0.2511 | 0.24379 | 0.23669 | 0.22979 | 0.2231 | 0.2166 | 0.21029 | 0.20417 | 0.19822 | 0.19245 | 0.18684 | 0.1814 | 0.17612 | 0.17099 | 0.16601 | 0.16117 | 0.15648 | 0.15192 | 0.14749 | 0.1432 | 0.13903 | 0.13498 | 0.13105 | 0.12723 | 0.12352 | 0.11993 | 0.11643 | 0.11304 | 0.10975 | 0.10655 | 0.10345 | 0.10044 | 0.097511 | 0.095133 | 0.092813 | 0.090549 | 0.08834 | 0.086186 | Note: If option costs are required from beyond year 80 then the NPV calculation formula must be amended manually to cover the extended period
[22 empty] | 1 | 2 | 3 | 4 | 5 | 6 | 7 | 8 | 9 | 10 | 11 | 12 | 13 | 14 | 15 | 16 | 17 | 18 | 19 | 20 | 21 | 22 | 23 | 24 | 25 | 26 | 27 | 28 | 29 | 30 | 31 | 32 | 33 | 34 | 35 | 36 | 37 | 38 | 39 | 40 | 41 | 42 | 43 | 44 | 45 | 46 | 47 | 48 | 49 | 50 | 51 | 52 | 53 | 54 | 55 | 56 | 57 | 58 | 59 | 60 | 61 | 62 | 63 | 64 | 65 | 66 | 67 | 68 | 69 | 70 | 71 | 72 | 73 | 74 | 75 | 76 | 77 | 78 | 79 | 80 | 81 | 82 | 83 | 84 | 85 | 86 | 87 | 88 | 89 | 90 | 91 | 92 | 93 | 94 | 95 | 96 | 97 | 98 | 99 | 100 | 101 | 102 | 103 | 104
Row ref | Option name | Option reference no. | Type of option | Preferred Option (Y/N) | Earliest potential option start date (Year) | Costs based on capacity | WAFU on full implementation (Ml/d) | NPV of WAFU (Ml) | CAPEX NPV (£000) | OPEX NPV (£000) | NPV of opex savings (£000) | NPV of carbon (£000) | Social & Env. NPV (£000) | TOTAL NPV (£000) | AIC (p/m3) | AISC (p/m3) | Scope confidence (score 1 to 5) | Cost confidence (score 1 to 5) | Cost component | Derivation | Unit | Year 1 | Year 2 | Year 3 | Year 4 | Year 5 | Year 6 | Year 7 | Year 8 | Year 9 | Year 10 | Year 11 | Year 12 | Year 13 | Year 14 | Year 15 | Year 16 | Year 17 | Year 18 | Year 19 | Year 20 | Year 21 | Year 22 | Year 23 | Year 24 | Year 25 | Year 26 | Year 27 | Year 28 | Year 29 | Year 30 | Year 31 | Year 32 | Year 33 | Year 34 | Year 35 | Year 36 | Year 37 | Year 38 | Year 39 | Year 40 | Year 41 | Year 42 | Year 43 | Year 44 | Year 45 | Year 46 | Year 47 | Year 48 | Year 49 | Year 50 | Year 51 | Year 52 | Year 53 | Year 54 | Year 55 | Year 56 | Year 57 | Year 58 | Year 59 | Year 60 | Year 61 | Year 62 | Year 63 | Year 64 | Year 65 | Year 66 | Year 67 | Year 68 | Year 69 | Year 70 | Year 71 | Year 72 | Year 73 | Year 74 | Year 75 | Year 76 | Year 77 | Year 78 | Year 79 | Year 80 | Year 81 | Year 82 | Year 83 | Year 84 | Year 85 | Year 86 | Year 87 | Year 88 | Year 89 | Year 90 | Year 91 | Year 92 | Year 93 | Year 94 | Year 95 | Year 96 | Year 97 | Year 98 | Year 99 | Year 100 | Year 101 | Year 102 | Year 103 | Year 104
58a | RESOURCE SIDE | bar: 1 Year 1 to 80 Year 80
58.1a | Options to increase raw water abstractions | [17 empty] | Total Mld for SDB component |  |  | 0 | 0 | 0 | 0 | 0 | 0 | 0 | 0 | 0 | 0 | 0 | 0 | 0 | 0 | 0 | 0 | 0 | 0 | 0 | 0 | 0 | 0 | 0 | 0 | 0 | 0 | 0 | 0 | 0 | 0 | 0 | 0 | 0 | 0 | 0 | 0 | 0 | 0 | 0 | 0 | 0 | 0 | 0 | 0 | 0 | 0 | 0 | 0 | 0 | 0 | 0 | 0 | 0 | 0 | 0 | 0 | 0 | 0 | 0 | 0 | 0 | 0 | 0 | 0 | 0 | 0 | 0 | 0 | 0 | 0 | 0 | 0 | 0 | 0 | 0 | 0 | 0 | 0 | 0 | 0 | 0 | 0 | 0 | 0 | 0 | 0 | 0 | 0 | 0 | 0 | 0 | 0 | 0 | 0 | 0 | 0 | 0 | 0 | 0 | 0 | 0 | 0 | 0 | 0
58.2a | Options to increase raw imports | [20 empty] | 0 | 0 | 0 | 0 | 0 | 0 | 0 | 0 | 0 | 0 | 0 | 0 | 0 | 0 | 0 | 0 | 0 | 0 | 0 | 0 | 0 | 0 | 0 | 0 | 0 | 0 | 0 | 0 | 0 | 0 | 0 | 0 | 0 | 0 | 0 | 0 | 0 | 0 | 0 | 0 | 0 | 0 | 0 | 0 | 0 | 0 | 0 | 0 | 0 | 0 | 0 | 0 | 0 | 0 | 0 | 0 | 0 | 0 | 0 | 0 | 0 | 0 | 0 | 0 | 0 | 0 | 0 | 0 | 0 | 0 | 0 | 0 | 0 | 0 | 0 | 0 | 0 | 0 | 0 | 0 | 0 | 0 | 0 | 0 | 0 | 0 | 0 | 0 | 0 | 0 | 0 | 0 | 0 | 0 | 0 | 0 | 0 | 0 | 0 | 0 | 0 | 0 | 0 | 0
58.3a | Options to increase potable imports | [20 empty] | 0 | 0 | 0 | 0 | 0 | 0 | 0 | 0 | 0 | 0 | 0 | 0 | 0 | 0 | 0 | 0 | 0 | 0 | 0 | 0 | 0 | 0 | 0 | 0 | 0 | 0 | 0 | 0 | 0 | 0 | 0 | 0 | 0 | 0 | 0 | 0 | 0 | 0 | 0 | 0 | 0 | 0 | 0 | 0 | 0 | 0 | 0 | 0 | 0 | 0 | 0 | 0 | 0 | 0 | 0 | 0 | 0 | 0 | 0 | 0 | 0 | 0 | 0 | 0 | 0 | 0 | 0 | 0 | 0 | 0 | 0 | 0 | 0 | 0 | 0 | 0 | 0 | 0 | 0 | 0 | 0 | 0 | 0 | 0 | 0 | 0 | 0 | 0 | 0 | 0 | 0 | 0 | 0 | 0 | 0 | 0 | 0 | 0 | 0 | 0 | 0 | 0 | 0 | 0
58.1x | Shelton WRZ to Mardy WRZ transfer solution adapting existing assets (Solution 1) | BHS17 | Bulk supply | N | 2025-26 | Capacity | 3 | 26123.3475 | 511.7608 | 2934.4034 | 0 | 117.7135 | 20.9025 | 3584.7803 | 13.1919 | 13.7225 | 3 | 3 | Gains in WAFU / Savings in demand | Input | Ml/d | 0 | 0 | 0 | 0 | 0 | 3 | 3 | 3 | 3 | 3 | 3 | 3 | 3 | 3 | 3 | 3 | 3 | 3 | 3 | 3 | 3 | 3 | 3 | 3 | 3 | 3 | 3 | 3 | 3 | 3 | 3 | 3 | 3 | 3 | 3 | 3 | 3 | 3 | 3 | 3 | 3 | 3 | 3 | 3 | 3 | 3 | 3 | 3 | 3 | 3 | 3 | 3 | 3 | 3 | 3 | 3 | 3 | 3 | 3 | 3 | 3 | 3 | 3 | 3 | 3 | 3 | 3 | 3 | 3 | 3 | 3 | 3 | 3 | 3 | 3 | 3 | 3 | 3 | 3 | 3 | 0 | 0 | 0 | 0 | 0 | 0 | 0 | 0 | 0 | 0 | 0 | 0 | 0 | 0 | 0 | 0 | 0 | 0 | 0 | 0 | 0 | 0 | 0 | 0
[19 empty] | Fixed capex | Input | £000s | 24.5 | 28 | 35 | 140 | 122.5 | 0 | 0 | 0 | 0 | 0 | 0 | 0 | 0 | 0 | 0 | 0 | 0 | 0 | 0 | 0 | 14.7 | 16.8 | 21 | 84 | 73.5 | 0 | 0 | 0 | 0 | 0 | 0 | 0 | 0 | 0 | 0 | 0 | 0 | 0 | 0 | 0 | 14.7 | 16.8 | 21 | 84 | 73.5 | 0 | 0 | 0 | 0 | 0 | 0 | 0 | 0 | 0 | 0 | 0 | 0 | 0 | 0 | 0 | 24.5 | 28 | 35 | 140 | 122.5 | 0 | 0 | 0 | 0 | 0 | 0 | 0 | 0 | 0 | 0 | 0 | 0 | 0 | 0 | 0 | 0 | 0 | 0 | 0 | 0 | 0 | 0 | 0 | 0 | 0 | 0 | 0 | 0 | 0 | 0 | 0 | 0 | 0 | 0 | 0 | 0 | 0 | 0 | 0
[19 empty] | Variable capex | Input | £000s | 0 | 0 | 0 | 0 | 0 | 0 | 0 | 0 | 0 | 0 | 0 | 0 | 0 | 0 | 0 | 0 | 0 | 0 | 0 | 0 | 0 | 0 | 0 | 0 | 0 | 0 | 0 | 0 | 0 | 0 | 0 | 0 | 0 | 0 | 0 | 0 | 0 | 0 | 0 | 0 | 0 | 0 | 0 | 0 | 0 | 0 | 0 | 0 | 0 | 0 | 0 | 0 | 0 | 0 | 0 | 0 | 0 | 0 | 0 | 0 | 0 | 0 | 0 | 0 | 0 | 0 | 0 | 0 | 0 | 0 | 0 | 0 | 0 | 0 | 0 | 0 | 0 | 0 | 0 | 0 | 0 | 0 | 0 | 0 | 0 | 0 | 0 | 0 | 0 | 0 | 0 | 0 | 0 | 0 | 0 | 0 | 0 | 0 | 0 | 0 | 0 | 0 | 0 | 0
[19 empty] | Financing costs | Input | £000s | 0 | 0 | 0 | 0 | 0 | 0 | 0 | 0 | 0 | 0 | 0 | 0 | 0 | 0 | 0 | 0 | 0 | 0 | 0 | 0 | 0 | 0 | 0 | 0 | 0 | 0 | 0 | 0 | 0 | 0 | 0 | 0 | 0 | 0 | 0 | 0 | 0 | 0 | 0 | 0 | 0 | 0 | 0 | 0 | 0 | 0 | 0 | 0 | 0 | 0 | 0 | 0 | 0 | 0 | 0 | 0 | 0 | 0 | 0 | 0 | 0 | 0 | 0 | 0 | 0 | 0 | 0 | 0 | 0 | 0 | 0 | 0 | 0 | 0 | 0 | 0 | 0 | 0 | 0 | 0 | 0 | 0 | 0 | 0 | 0 | 0 | 0 | 0 | 0 | 0 | 0 | 0 | 0 | 0 | 0 | 0 | 0 | 0 | 0 | 0 | 0 | 0 | 0 | 0
[19 empty] | Fixed opex | Input | £000s | 0 | 0 | 0 | 0 | 0 | 51 | 51 | 51 | 51 | 51 | 51 | 51 | 51 | 51 | 51 | 51 | 51 | 51 | 51 | 51 | 51 | 51 | 51 | 51 | 51 | 51 | 51 | 51 | 51 | 51 | 51 | 51 | 51 | 51 | 51 | 51 | 51 | 51 | 51 | 51 | 51 | 51 | 51 | 51 | 51 | 51 | 51 | 51 | 51 | 51 | 51 | 51 | 51 | 51 | 51 | 51 | 51 | 51 | 51 | 51 | 51 | 51 | 51 | 51 | 51 | 51 | 51 | 51 | 51 | 51 | 51 | 51 | 51 | 51 | 51 | 51 | 51 | 51 | 51 | 51 | 0 | 0 | 0 | 0 | 0 | 0 | 0 | 0 | 0 | 0 | 0 | 0 | 0 | 0 | 0 | 0 | 0 | 0 | 0 | 0 | 0 | 0 | 0 | 0
[19 empty] | Variable opex | Input | £000s | 0 | 0 | 0 | 0 | 0 | 72 | 72 | 72 | 72 | 72 | 72 | 72 | 72 | 72 | 72 | 72 | 72 | 72 | 72 | 72 | 72 | 72 | 72 | 72 | 72 | 72 | 72 | 72 | 72 | 72 | 72 | 72 | 72 | 72 | 72 | 72 | 72 | 72 | 72 | 72 | 72 | 72 | 72 | 72 | 72 | 72 | 72 | 72 | 72 | 72 | 72 | 72 | 72 | 72 | 72 | 72 | 72 | 72 | 72 | 72 | 72 | 72 | 72 | 72 | 72 | 72 | 72 | 72 | 72 | 72 | 72 | 72 | 72 | 72 | 72 | 72 | 72 | 72 | 72 | 72 | 0 | 0 | 0 | 0 | 0 | 0 | 0 | 0 | 0 | 0 | 0 | 0 | 0 | 0 | 0 | 0 | 0 | 0 | 0 | 0 | 0 | 0 | 0 | 0
[19 empty] | Opex savings | Input | £000s | 0 | 0 | 0 | 0 | 0 | 0 | 0 | 0 | 0 | 0 | 0 | 0 | 0 | 0 | 0 | 0 | 0 | 0 | 0 | 0 | 0 | 0 | 0 | 0 | 0 | 0 | 0 | 0 | 0 | 0 | 0 | 0 | 0 | 0 | 0 | 0 | 0 | 0 | 0 | 0 | 0 | 0 | 0 | 0 | 0 | 0 | 0 | 0 | 0 | 0 | 0 | 0 | 0 | 0 | 0 | 0 | 0 | 0 | 0 | 0 | 0 | 0 | 0 | 0 | 0 | 0 | 0 | 0 | 0 | 0 | 0 | 0 | 0 | 0 | 0 | 0 | 0 | 0 | 0 | 0 | 0 | 0 | 0 | 0 | 0 | 0 | 0 | 0 | 0 | 0 | 0 | 0 | 0 | 0 | 0 | 0 | 0 | 0 | 0 | 0 | 0 | 0 | 0 | 0
[19 empty] | Fixed env & social | Input | £000s | 0.0413 | 0.0472 | 0.059 | 0.236 | 0.2065 | 0 | 0 | 0 | 0 | 0 | 0 | 0 | 0 | 0 | 0 | 0 | 0 | 0 | 0 | 0 | 0.02478 | 0.02832 | 0.0354 | 0.1416 | 0.1239 | 0 | 0 | 0 | 0 | 0 | 0 | 0 | 0 | 0 | 0 | 0 | 0 | 0 | 0 | 0 | 0.02478 | 0.02832 | 0.0354 | 0.1416 | 0.1239 | 0 | 0 | 0 | 0 | 0 | 0 | 0 | 0 | 0 | 0 | 0 | 0 | 0 | 0 | 0 | 0.0413 | 0.0472 | 0.059 | 0.236 | 0.2065 | 0 | 0 | 0 | 0 | 0 | 0 | 0 | 0 | 0 | 0 | 0 | 0 | 0 | 0 | 0 | 0 | 0 | 0 | 0 | 0 | 0 | 0 | 0 | 0 | 0 | 0 | 0 | 0 | 0 | 0 | 0 | 0 | 0 | 0 | 0 | 0 | 0 | 0 | 0
[19 empty] | Variable env & social | Input | £000s | 0 | 0 | 0 | 0 | 0 | 0.84 | 0.84 | 0.84 | 0.84 | 0.84 | 0.84 | 0.84 | 0.84 | 0.84 | 0.84 | 0.84 | 0.84 | 0.84 | 0.84 | 0.84 | 0.84 | 0.84 | 0.84 | 0.84 | 0.84 | 0.84 | 0.84 | 0.84 | 0.84 | 0.84 | 0.84 | 0.84 | 0.84 | 0.84 | 0.84 | 0.84 | 0.84 | 0.84 | 0.84 | 0.84 | 0.84 | 0.84 | 0.84 | 0.84 | 0.84 | 0.84 | 0.84 | 0.84 | 0.84 | 0.84 | 0.84 | 0.84 | 0.84 | 0.84 | 0.84 | 0.84 | 0.84 | 0.84 | 0.84 | 0.84 | 0.84 | 0.84 | 0.84 | 0.84 | 0.84 | 0.84 | 0.84 | 0.84 | 0.84 | 0.84 | 0.84 | 0.84 | 0.84 | 0.84 | 0.84 | 0.84 | 0.84 | 0.84 | 0.84 | 0.84 | 0 | 0 | 0 | 0 | 0 | 0 | 0 | 0 | 0 | 0 | 0 | 0 | 0 | 0 | 0 | 0 | 0 | 0 | 0 | 0 | 0 | 0 | 0 | 0
[19 empty] | Fixed carbon costs | Input | £000s | 0.47785 | 0.54611 | 0.68264 | 2.7306 | 2.3892 | 0 | 0 | 0 | 0 | 0 | 0 | 0 | 0 | 0 | 0 | 0 | 0 | 0 | 0 | 0 | 0.28671 | 0.32767 | 0.40958 | 1.6383 | 1.4335 | 0 | 0 | 0 | 0 | 0 | 0 | 0 | 0 | 0 | 0 | 0 | 0 | 0 | 0 | 0 | 0.28671 | 0.32767 | 0.40958 | 1.6383 | 1.4335 | 0 | 0 | 0 | 0 | 0 | 0 | 0 | 0 | 0 | 0 | 0 | 0 | 0 | 0 | 0 | 0.47785 | 0.54611 | 0.68264 | 2.7306 | 2.3892 | 0 | 0 | 0 | 0 | 0 | 0 | 0 | 0 | 0 | 0 | 0 | 0 | 0 | 0 | 0 | 0 | 0 | 0 | 0 | 0 | 0 | 0 | 0 | 0 | 0 | 0 | 0 | 0 | 0 | 0 | 0 | 0 | 0 | 0 | 0 | 0 | 0 | 0 | 0
[19 empty] | Variable carbon costs | Input | £000s | 0 | 0 | 0 | 0 | 0 | 11.9481 | 11.0683 | 10.52 | 10.3331 | 9.629 | 9.0897 | 8.5504 | 8.0111 | 7.4718 | 6.9325 | 6.3932 | 5.8539 | 5.3146 | 4.7753 | 4.236 | 3.6967 | 3.1575 | 2.6182 | 2.0789 | 1.5396 | 1.5396 | 1.5396 | 1.5396 | 1.5396 | 1.5396 | 1.5396 | 1.5396 | 1.5396 | 1.5396 | 1.5396 | 1.5396 | 1.5396 | 1.5396 | 1.5396 | 1.5396 | 1.5396 | 1.5396 | 1.5396 | 1.5396 | 1.5396 | 1.5396 | 1.5396 | 1.5396 | 1.5396 | 1.5396 | 1.5396 | 1.5396 | 1.5396 | 1.5396 | 1.5396 | 1.5396 | 1.5396 | 1.5396 | 1.5396 | 1.5396 | 1.5396 | 1.5396 | 1.5396 | 1.5396 | 1.5396 | 1.5396 | 1.5396 | 1.5396 | 1.5396 | 1.5396 | 1.5396 | 1.5396 | 1.5396 | 1.5396 | 1.5396 | 1.5396 | 1.5396 | 1.5396 | 1.5396 | 1.5396 | 0 | 0 | 0 | 0 | 0 | 0 | 0 | 0 | 0 | 0 | 0 | 0 | 0 | 0 | 0 | 0 | 0 | 0 | 0 | 0 | 0 | 0 | 0 | 0
[19 empty] | Customer willingness to pay | Input | £000s | 0 | 0 | 0 | 0 | 0 | 0 | 0 | 0 | 0 | 0 | 0 | 0 | 0 | 0 | 0 | 0 | 0 | 0 | 0 | 0 | 0 | 0 | 0 | 0 | 0 | 0 | 0 | 0 | 0 | 0 | 0 | 0 | 0 | 0 | 0 | 0 | 0 | 0 | 0 | 0 | 0 | 0 | 0 | 0 | 0 | 0 | 0 | 0 | 0 | 0 | 0 | 0 | 0 | 0 | 0 | 0 | 0 | 0 | 0 | 0 | 0 | 0 | 0 | 0 | 0 | 0 | 0 | 0 | 0 | 0 | 0 | 0 | 0 | 0 | 0 | 0 | 0 | 0 | 0 | 0 | 0 | 0 | 0 | 0 | 0 | 0 | 0 | 0 | 0 | 0 | 0 | 0 | 0 | 0 | 0 | 0 | 0 | 0 | 0 | 0 | 0 | 0 | 0 | 0
[19 empty] | Total | Sum of above (excl WAFU) | £000s | 25.0191 | 28.5933 | 35.7416 | 142.9666 | 125.0957 | 135.7881 | 134.9083 | 134.36 | 134.1731 | 133.469 | 132.9297 | 132.3904 | 131.8511 | 131.3118 | 130.7725 | 130.2332 | 129.6939 | 129.1546 | 128.6153 | 128.076 | 142.5482 | 144.1534 | 147.9031 | 211.6988 | 200.437 | 125.3796 | 125.3796 | 125.3796 | 125.3796 | 125.3796 | 125.3796 | 125.3796 | 125.3796 | 125.3796 | 125.3796 | 125.3796 | 125.3796 | 125.3796 | 125.3796 | 125.3796 | 140.3911 | 142.5356 | 146.8246 | 211.1595 | 200.437 | 125.3796 | 125.3796 | 125.3796 | 125.3796 | 125.3796 | 125.3796 | 125.3796 | 125.3796 | 125.3796 | 125.3796 | 125.3796 | 125.3796 | 125.3796 | 125.3796 | 125.3796 | 150.3987 | 153.9729 | 161.1212 | 268.3461 | 250.4753 | 125.3796 | 125.3796 | 125.3796 | 125.3796 | 125.3796 | 125.3796 | 125.3796 | 125.3796 | 125.3796 | 125.3796 | 125.3796 | 125.3796 | 125.3796 | 125.3796 | 125.3796 | 0 | 0 | 0 | 0 | 0 | 0 | 0 | 0 | 0 | 0 | 0 | 0 | 0 | 0 | 0 | 0 | 0 | 0 | 0 | 0 | 0 | 0 | 0 | 0
58.1x | Shelton WRZ to Mardy WRZ transfer solution using new assets | BHS18 | Bulk supply | N | 2025-26 | Capacity | 3 | 26123.3475 | 3597.37 | 2934.4034 | 0 | 114.3335 | 21.6129 | 6667.7198 | 25.0036 | 25.524 | 3 | 3 | Gains in WAFU / Savings in demand | Input | Ml/d | 0 | 0 | 0 | 0 | 0 | 3 | 3 | 3 | 3 | 3 | 3 | 3 | 3 | 3 | 3 | 3 | 3 | 3 | 3 | 3 | 3 | 3 | 3 | 3 | 3 | 3 | 3 | 3 | 3 | 3 | 3 | 3 | 3 | 3 | 3 | 3 | 3 | 3 | 3 | 3 | 3 | 3 | 3 | 3 | 3 | 3 | 3 | 3 | 3 | 3 | 3 | 3 | 3 | 3 | 3 | 3 | 3 | 3 | 3 | 3 | 3 | 3 | 3 | 3 | 3 | 3 | 3 | 3 | 3 | 3 | 3 | 3 | 3 | 3 | 3 | 3 | 3 | 3 | 3 | 3 | 0 | 0 | 0 | 0 | 0 | 0 | 0 | 0 | 0 | 0 | 0 | 0 | 0 | 0 | 0 | 0 | 0 | 0 | 0 | 0 | 0 | 0 | 0 | 0
[19 empty] | Fixed capex | Input | £000s | 260.4 | 297.6 | 372 | 1488 | 1302 | 0 | 0 | 0 | 0 | 0 | 0 | 0 | 0 | 0 | 0 | 0 | 0 | 0 | 0 | 0 | 14 | 16 | 20 | 80 | 70 | 0 | 0 | 0 | 0 | 0 | 0 | 0 | 0 | 0 | 0 | 0 | 0 | 0 | 0 | 0 | 14 | 16 | 20 | 80 | 70 | 0 | 0 | 0 | 0 | 0 | 0 | 0 | 0 | 0 | 0 | 0 | 0 | 0 | 0 | 0 | 44.1 | 50.4 | 63 | 252 | 220.5 | 0 | 0 | 0 | 0 | 0 | 0 | 0 | 0 | 0 | 0 | 0 | 0 | 0 | 0 | 0 | 0 | 0 | 0 | 0 | 0 | 0 | 0 | 0 | 0 | 0 | 0 | 0 | 0 | 0 | 0 | 0 | 0 | 0 | 0 | 0 | 0 | 0 | 0 | 0
[19 empty] | Variable capex | Input | £000s | 0 | 0 | 0 | 0 | 0 | 0 | 0 | 0 | 0 | 0 | 0 | 0 | 0 | 0 | 0 | 0 | 0 | 0 | 0 | 0 | 0 | 0 | 0 | 0 | 0 | 0 | 0 | 0 | 0 | 0 | 0 | 0 | 0 | 0 | 0 | 0 | 0 | 0 | 0 | 0 | 0 | 0 | 0 | 0 | 0 | 0 | 0 | 0 | 0 | 0 | 0 | 0 | 0 | 0 | 0 | 0 | 0 | 0 | 0 | 0 | 0 | 0 | 0 | 0 | 0 | 0 | 0 | 0 | 0 | 0 | 0 | 0 | 0 | 0 | 0 | 0 | 0 | 0 | 0 | 0 | 0 | 0 | 0 | 0 | 0 | 0 | 0 | 0 | 0 | 0 | 0 | 0 | 0 | 0 | 0 | 0 | 0 | 0 | 0 | 0 | 0 | 0 | 0 | 0
[19 empty] | Financing costs | Input | £000s | 0 | 0 | 0 | 0 | 0 | 0 | 0 | 0 | 0 | 0 | 0 | 0 | 0 | 0 | 0 | 0 | 0 | 0 | 0 | 0 | 0 | 0 | 0 | 0 | 0 | 0 | 0 | 0 | 0 | 0 | 0 | 0 | 0 | 0 | 0 | 0 | 0 | 0 | 0 | 0 | 0 | 0 | 0 | 0 | 0 | 0 | 0 | 0 | 0 | 0 | 0 | 0 | 0 | 0 | 0 | 0 | 0 | 0 | 0 | 0 | 0 | 0 | 0 | 0 | 0 | 0 | 0 | 0 | 0 | 0 | 0 | 0 | 0 | 0 | 0 | 0 | 0 | 0 | 0 | 0 | 0 | 0 | 0 | 0 | 0 | 0 | 0 | 0 | 0 | 0 | 0 | 0 | 0 | 0 | 0 | 0 | 0 | 0 | 0 | 0 | 0 | 0 | 0 | 0
[19 empty] | Fixed opex | Input | £000s | 0 | 0 | 0 | 0 | 0 | 51 | 51 | 51 | 51 | 51 | 51 | 51 | 51 | 51 | 51 | 51 | 51 | 51 | 51 | 51 | 51 | 51 | 51 | 51 | 51 | 51 | 51 | 51 | 51 | 51 | 51 | 51 | 51 | 51 | 51 | 51 | 51 | 51 | 51 | 51 | 51 | 51 | 51 | 51 | 51 | 51 | 51 | 51 | 51 | 51 | 51 | 51 | 51 | 51 | 51 | 51 | 51 | 51 | 51 | 51 | 51 | 51 | 51 | 51 | 51 | 51 | 51 | 51 | 51 | 51 | 51 | 51 | 51 | 51 | 51 | 51 | 51 | 51 | 51 | 51 | 0 | 0 | 0 | 0 | 0 | 0 | 0 | 0 | 0 | 0 | 0 | 0 | 0 | 0 | 0 | 0 | 0 | 0 | 0 | 0 | 0 | 0 | 0 | 0
[19 empty] | Variable opex | Input | £000s | 0 | 0 | 0 | 0 | 0 | 72 | 72 | 72 | 72 | 72 | 72 | 72 | 72 | 72 | 72 | 72 | 72 | 72 | 72 | 72 | 72 | 72 | 72 | 72 | 72 | 72 | 72 | 72 | 72 | 72 | 72 | 72 | 72 | 72 | 72 | 72 | 72 | 72 | 72 | 72 | 72 | 72 | 72 | 72 | 72 | 72 | 72 | 72 | 72 | 72 | 72 | 72 | 72 | 72 | 72 | 72 | 72 | 72 | 72 | 72 | 72 | 72 | 72 | 72 | 72 | 72 | 72 | 72 | 72 | 72 | 72 | 72 | 72 | 72 | 72 | 72 | 72 | 72 | 72 | 72 | 0 | 0 | 0 | 0 | 0 | 0 | 0 | 0 | 0 | 0 | 0 | 0 | 0 | 0 | 0 | 0 | 0 | 0 | 0 | 0 | 0 | 0 | 0 | 0
[19 empty] | Opex savings | Input | £000s | 0 | 0 | 0 | 0 | 0 | 0 | 0 | 0 | 0 | 0 | 0 | 0 | 0 | 0 | 0 | 0 | 0 | 0 | 0 | 0 | 0 | 0 | 0 | 0 | 0 | 0 | 0 | 0 | 0 | 0 | 0 | 0 | 0 | 0 | 0 | 0 | 0 | 0 | 0 | 0 | 0 | 0 | 0 | 0 | 0 | 0 | 0 | 0 | 0 | 0 | 0 | 0 | 0 | 0 | 0 | 0 | 0 | 0 | 0 | 0 | 0 | 0 | 0 | 0 | 0 | 0 | 0 | 0 | 0 | 0 | 0 | 0 | 0 | 0 | 0 | 0 | 0 | 0 | 0 | 0 | 0 | 0 | 0 | 0 | 0 | 0 | 0 | 0 | 0 | 0 | 0 | 0 | 0 | 0 | 0 | 0 | 0 | 0 | 0 | 0 | 0 | 0 | 0 | 0
[19 empty] | Fixed env & social | Input | £000s | 0.0966 | 0.1104 | 0.138 | 0.552 | 0.483 | 0 | 0 | 0 | 0 | 0 | 0 | 0 | 0 | 0 | 0 | 0 | 0 | 0 | 0 | 0 | 0.0051935 | 0.0059355 | 0.0074194 | 0.029677 | 0.025968 | 0 | 0 | 0 | 0 | 0 | 0 | 0 | 0 | 0 | 0 | 0 | 0 | 0 | 0 | 0 | 0.0051935 | 0.0059355 | 0.0074194 | 0.029677 | 0.025968 | 0 | 0 | 0 | 0 | 0 | 0 | 0 | 0 | 0 | 0 | 0 | 0 | 0 | 0 | 0 | 0.01636 | 0.018697 | 0.023371 | 0.093484 | 0.081798 | 0 | 0 | 0 | 0 | 0 | 0 | 0 | 0 | 0 | 0 | 0 | 0 | 0 | 0 | 0 | 0 | 0 | 0 | 0 | 0 | 0 | 0 | 0 | 0 | 0 | 0 | 0 | 0 | 0 | 0 | 0 | 0 | 0 | 0 | 0 | 0 | 0 | 0 | 0
[19 empty] | Variable env & social | Input | £000s | 0 | 0 | 0 | 0 | 0 | 0.85 | 0.85 | 0.85 | 0.85 | 0.85 | 0.85 | 0.85 | 0.85 | 0.85 | 0.85 | 0.85 | 0.85 | 0.85 | 0.85 | 0.85 | 0.85 | 0.85 | 0.85 | 0.85 | 0.85 | 0.85 | 0.85 | 0.85 | 0.85 | 0.85 | 0.85 | 0.85 | 0.85 | 0.85 | 0.85 | 0.85 | 0.85 | 0.85 | 0.85 | 0.85 | 0.85 | 0.85 | 0.85 | 0.85 | 0.85 | 0.85 | 0.85 | 0.85 | 0.85 | 0.85 | 0.85 | 0.85 | 0.85 | 0.85 | 0.85 | 0.85 | 0.85 | 0.85 | 0.85 | 0.85 | 0.85 | 0.85 | 0.85 | 0.85 | 0.85 | 0.85 | 0.85 | 0.85 | 0.85 | 0.85 | 0.85 | 0.85 | 0.85 | 0.85 | 0.85 | 0.85 | 0.85 | 0.85 | 0.85 | 0.85 | 0 | 0 | 0 | 0 | 0 | 0 | 0 | 0 | 0 | 0 | 0 | 0 | 0 | 0 | 0 | 0 | 0 | 0 | 0 | 0 | 0 | 0 | 0 | 0
[19 empty] | Fixed carbon costs | Input | £000s | 0.47785 | 0.54611 | 0.68264 | 2.7306 | 2.3892 | 0 | 0 | 0 | 0 | 0 | 0 | 0 | 0 | 0 | 0 | 0 | 0 | 0 | 0 | 0 | 0.025691 | 0.029361 | 0.036701 | 0.1468 | 0.12845 | 0 | 0 | 0 | 0 | 0 | 0 | 0 | 0 | 0 | 0 | 0 | 0 | 0 | 0 | 0 | 0.025691 | 0.029361 | 0.036701 | 0.1468 | 0.12845 | 0 | 0 | 0 | 0 | 0 | 0 | 0 | 0 | 0 | 0 | 0 | 0 | 0 | 0 | 0 | 0.080926 | 0.092487 | 0.11561 | 0.46243 | 0.40463 | 0 | 0 | 0 | 0 | 0 | 0 | 0 | 0 | 0 | 0 | 0 | 0 | 0 | 0 | 0 | 0 | 0 | 0 | 0 | 0 | 0 | 0 | 0 | 0 | 0 | 0 | 0 | 0 | 0 | 0 | 0 | 0 | 0 | 0 | 0 | 0 | 0 | 0 | 0
[19 empty] | Variable carbon costs | Input | £000s | 0 | 0 | 0 | 0 | 0 | 11.9481 | 11.0683 | 10.52 | 10.3331 | 9.629 | 9.0897 | 8.5504 | 8.0111 | 7.4718 | 6.9325 | 6.3932 | 5.8539 | 5.3146 | 4.7753 | 4.236 | 3.6967 | 3.1575 | 2.6182 | 2.0789 | 1.5396 | 1.5396 | 1.5396 | 1.5396 | 1.5396 | 1.5396 | 1.5396 | 1.5396 | 1.5396 | 1.5396 | 1.5396 | 1.5396 | 1.5396 | 1.5396 | 1.5396 | 1.5396 | 1.5396 | 1.5396 | 1.5396 | 1.5396 | 1.5396 | 1.5396 | 1.5396 | 1.5396 | 1.5396 | 1.5396 | 1.5396 | 1.5396 | 1.5396 | 1.5396 | 1.5396 | 1.5396 | 1.5396 | 1.5396 | 1.5396 | 1.5396 | 1.5396 | 1.5396 | 1.5396 | 1.5396 | 1.5396 | 1.5396 | 1.5396 | 1.5396 | 1.5396 | 1.5396 | 1.5396 | 1.5396 | 1.5396 | 1.5396 | 1.5396 | 1.5396 | 1.5396 | 1.5396 | 1.5396 | 1.5396 | 0 | 0 | 0 | 0 | 0 | 0 | 0 | 0 | 0 | 0 | 0 | 0 | 0 | 0 | 0 | 0 | 0 | 0 | 0 | 0 | 0 | 0 | 0 | 0
[19 empty] | Customer willingness to pay | Input | £000s | 0 | 0 | 0 | 0 | 0 | 0 | 0 | 0 | 0 | 0 | 0 | 0 | 0 | 0 | 0 | 0 | 0 | 0 | 0 | 0 | 0 | 0 | 0 | 0 | 0 | 0 | 0 | 0 | 0 | 0 | 0 | 0 | 0 | 0 | 0 | 0 | 0 | 0 | 0 | 0 | 0 | 0 | 0 | 0 | 0 | 0 | 0 | 0 | 0 | 0 | 0 | 0 | 0 | 0 | 0 | 0 | 0 | 0 | 0 | 0 | 0 | 0 | 0 | 0 | 0 | 0 | 0 | 0 | 0 | 0 | 0 | 0 | 0 | 0 | 0 | 0 | 0 | 0 | 0 | 0 | 0 | 0 | 0 | 0 | 0 | 0 | 0 | 0 | 0 | 0 | 0 | 0 | 0 | 0 | 0 | 0 | 0 | 0 | 0 | 0 | 0 | 0 | 0 | 0
[19 empty] | Total | Sum of above (excl WAFU) | £000s | 260.9744 | 298.2565 | 372.8206 | 1491.2826 | 1304.8722 | 135.7981 | 134.9183 | 134.37 | 134.1831 | 133.479 | 132.9397 | 132.4004 | 131.8611 | 131.3218 | 130.7825 | 130.2432 | 129.7039 | 129.1646 | 128.6253 | 128.086 | 141.5776 | 143.0428 | 146.5123 | 206.1054 | 195.544 | 125.3896 | 125.3896 | 125.3896 | 125.3896 | 125.3896 | 125.3896 | 125.3896 | 125.3896 | 125.3896 | 125.3896 | 125.3896 | 125.3896 | 125.3896 | 125.3896 | 125.3896 | 139.4205 | 141.4249 | 145.4337 | 205.5661 | 195.544 | 125.3896 | 125.3896 | 125.3896 | 125.3896 | 125.3896 | 125.3896 | 125.3896 | 125.3896 | 125.3896 | 125.3896 | 125.3896 | 125.3896 | 125.3896 | 125.3896 | 125.3896 | 169.5869 | 175.9008 | 188.5286 | 377.9455 | 346.376 | 125.3896 | 125.3896 | 125.3896 | 125.3896 | 125.3896 | 125.3896 | 125.3896 | 125.3896 | 125.3896 | 125.3896 | 125.3896 | 125.3896 | 125.3896 | 125.3896 | 125.3896 | 0 | 0 | 0 | 0 | 0 | 0 | 0 | 0 | 0 | 0 | 0 | 0 | 0 | 0 | 0 | 0 | 0 | 0 | 0 | 0 | 0 | 0 | 0 | 0
58.1x | Shelton WRZ to Mardy WRZ transfer solution adapting existing assets (Solution 2) | GRD07 | Bulk supply | N | 2025-26 | Capacity | 1 | 8707.7825 | 410.9802 | 500.9957 | 0 | 25.9146 | 5.3864 | 943.2769 | 10.4731 | 10.8326 | 3 | 3 | Gains in WAFU / Savings in demand | Input | Ml/d | 0 | 0 | 0 | 0 | 0 | 1 | 1 | 1 | 1 | 1 | 1 | 1 | 1 | 1 | 1 | 1 | 1 | 1 | 1 | 1 | 1 | 1 | 1 | 1 | 1 | 1 | 1 | 1 | 1 | 1 | 1 | 1 | 1 | 1 | 1 | 1 | 1 | 1 | 1 | 1 | 1 | 1 | 1 | 1 | 1 | 1 | 1 | 1 | 1 | 1 | 1 | 1 | 1 | 1 | 1 | 1 | 1 | 1 | 1 | 1 | 1 | 1 | 1 | 1 | 1 | 1 | 1 | 1 | 1 | 1 | 1 | 1 | 1 | 1 | 1 | 1 | 1 | 1 | 1 | 1 | 0 | 0 | 0 | 0 | 0 | 0 | 0 | 0 | 0 | 0 | 0 | 0 | 0 | 0 | 0 | 0 | 0 | 0 | 0 | 0 | 0 | 0 | 0 | 0
[19 empty] | Fixed capex | Input | £000s | 18.2 | 20.8 | 26 | 104 | 91 | 0 | 0 | 0 | 0 | 0 | 0 | 0 | 0 | 0 | 0 | 0 | 0 | 0 | 0 | 0 | 14 | 16 | 20 | 80 | 70 | 0 | 0 | 0 | 0 | 0 | 0 | 0 | 0 | 0 | 0 | 0 | 0 | 0 | 0 | 0 | 14 | 16 | 20 | 80 | 70 | 0 | 0 | 0 | 0 | 0 | 0 | 0 | 0 | 0 | 0 | 0 | 0 | 0 | 0 | 0 | 18.2 | 20.8 | 26 | 104 | 91 | 0 | 0 | 0 | 0 | 0 | 0 | 0 | 0 | 0 | 0 | 0 | 0 | 0 | 0 | 0 | 0 | 0 | 0 | 0 | 0 | 0 | 0 | 0 | 0 | 0 | 0 | 0 | 0 | 0 | 0 | 0 | 0 | 0 | 0 | 0 | 0 | 0 | 0 | 0
[19 empty] | Variable capex | Input | £000s | 0 | 0 | 0 | 0 | 0 | 0 | 0 | 0 | 0 | 0 | 0 | 0 | 0 | 0 | 0 | 0 | 0 | 0 | 0 | 0 | 0 | 0 | 0 | 0 | 0 | 0 | 0 | 0 | 0 | 0 | 0 | 0 | 0 | 0 | 0 | 0 | 0 | 0 | 0 | 0 | 0 | 0 | 0 | 0 | 0 | 0 | 0 | 0 | 0 | 0 | 0 | 0 | 0 | 0 | 0 | 0 | 0 | 0 | 0 | 0 | 0 | 0 | 0 | 0 | 0 | 0 | 0 | 0 | 0 | 0 | 0 | 0 | 0 | 0 | 0 | 0 | 0 | 0 | 0 | 0 | 0 | 0 | 0 | 0 | 0 | 0 | 0 | 0 | 0 | 0 | 0 | 0 | 0 | 0 | 0 | 0 | 0 | 0 | 0 | 0 | 0 | 0 | 0 | 0
[19 empty] | Financing costs | Input | £000s | 0 | 0 | 0 | 0 | 0 | 0 | 0 | 0 | 0 | 0 | 0 | 0 | 0 | 0 | 0 | 0 | 0 | 0 | 0 | 0 | 0 | 0 | 0 | 0 | 0 | 0 | 0 | 0 | 0 | 0 | 0 | 0 | 0 | 0 | 0 | 0 | 0 | 0 | 0 | 0 | 0 | 0 | 0 | 0 | 0 | 0 | 0 | 0 | 0 | 0 | 0 | 0 | 0 | 0 | 0 | 0 | 0 | 0 | 0 | 0 | 0 | 0 | 0 | 0 | 0 | 0 | 0 | 0 | 0 | 0 | 0 | 0 | 0 | 0 | 0 | 0 | 0 | 0 | 0 | 0 | 0 | 0 | 0 | 0 | 0 | 0 | 0 | 0 | 0 | 0 | 0 | 0 | 0 | 0 | 0 | 0 | 0 | 0 | 0 | 0 | 0 | 0 | 0 | 0
[19 empty] | Fixed opex | Input | £000s | 0 | 0 | 0 | 0 | 0 | 9 | 9 | 9 | 9 | 9 | 9 | 9 | 9 | 9 | 9 | 9 | 9 | 9 | 9 | 9 | 9 | 9 | 9 | 9 | 9 | 9 | 9 | 9 | 9 | 9 | 9 | 9 | 9 | 9 | 9 | 9 | 9 | 9 | 9 | 9 | 9 | 9 | 9 | 9 | 9 | 9 | 9 | 9 | 9 | 9 | 9 | 9 | 9 | 9 | 9 | 9 | 9 | 9 | 9 | 9 | 9 | 9 | 9 | 9 | 9 | 9 | 9 | 9 | 9 | 9 | 9 | 9 | 9 | 9 | 9 | 9 | 9 | 9 | 9 | 9 | 0 | 0 | 0 | 0 | 0 | 0 | 0 | 0 | 0 | 0 | 0 | 0 | 0 | 0 | 0 | 0 | 0 | 0 | 0 | 0 | 0 | 0 | 0 | 0
[19 empty] | Variable opex | Input | £000s | 0 | 0 | 0 | 0 | 0 | 12 | 12 | 12 | 12 | 12 | 12 | 12 | 12 | 12 | 12 | 12 | 12 | 12 | 12 | 12 | 12 | 12 | 12 | 12 | 12 | 12 | 12 | 12 | 12 | 12 | 12 | 12 | 12 | 12 | 12 | 12 | 12 | 12 | 12 | 12 | 12 | 12 | 12 | 12 | 12 | 12 | 12 | 12 | 12 | 12 | 12 | 12 | 12 | 12 | 12 | 12 | 12 | 12 | 12 | 12 | 12 | 12 | 12 | 12 | 12 | 12 | 12 | 12 | 12 | 12 | 12 | 12 | 12 | 12 | 12 | 12 | 12 | 12 | 12 | 12 | 0 | 0 | 0 | 0 | 0 | 0 | 0 | 0 | 0 | 0 | 0 | 0 | 0 | 0 | 0 | 0 | 0 | 0 | 0 | 0 | 0 | 0 | 0 | 0
[19 empty] | Opex savings | Input | £000s | 0 | 0 | 0 | 0 | 0 | 0 | 0 | 0 | 0 | 0 | 0 | 0 | 0 | 0 | 0 | 0 | 0 | 0 | 0 | 0 | 0 | 0 | 0 | 0 | 0 | 0 | 0 | 0 | 0 | 0 | 0 | 0 | 0 | 0 | 0 | 0 | 0 | 0 | 0 | 0 | 0 | 0 | 0 | 0 | 0 | 0 | 0 | 0 | 0 | 0 | 0 | 0 | 0 | 0 | 0 | 0 | 0 | 0 | 0 | 0 | 0 | 0 | 0 | 0 | 0 | 0 | 0 | 0 | 0 | 0 | 0 | 0 | 0 | 0 | 0 | 0 | 0 | 0 | 0 | 0 | 0 | 0 | 0 | 0 | 0 | 0 | 0 | 0 | 0 | 0 | 0 | 0 | 0 | 0 | 0 | 0 | 0 | 0 | 0 | 0 | 0 | 0 | 0 | 0
[19 empty] | Fixed env & social | Input | £000s | 0.0378 | 0.0432 | 0.054 | 0.216 | 0.189 | 0 | 0 | 0 | 0 | 0 | 0 | 0 | 0 | 0 | 0 | 0 | 0 | 0 | 0 | 0 | 0.029077 | 0.033231 | 0.041538 | 0.16615 | 0.14538 | 0 | 0 | 0 | 0 | 0 | 0 | 0 | 0 | 0 | 0 | 0 | 0 | 0 | 0 | 0 | 0.029077 | 0.033231 | 0.041538 | 0.16615 | 0.14538 | 0 | 0 | 0 | 0 | 0 | 0 | 0 | 0 | 0 | 0 | 0 | 0 | 0 | 0 | 0 | 0.0378 | 0.0432 | 0.054 | 0.216 | 0.189 | 0 | 0 | 0 | 0 | 0 | 0 | 0 | 0 | 0 | 0 | 0 | 0 | 0 | 0 | 0 | 0 | 0 | 0 | 0 | 0 | 0 | 0 | 0 | 0 | 0 | 0 | 0 | 0 | 0 | 0 | 0 | 0 | 0 | 0 | 0 | 0 | 0 | 0 | 0
[19 empty] | Variable env & social | Input | £000s | 0 | 0 | 0 | 0 | 0 | 0.19 | 0.19 | 0.19 | 0.19 | 0.19 | 0.19 | 0.19 | 0.19 | 0.19 | 0.19 | 0.19 | 0.19 | 0.19 | 0.19 | 0.19 | 0.19 | 0.19 | 0.19 | 0.19 | 0.19 | 0.19 | 0.19 | 0.19 | 0.19 | 0.19 | 0.19 | 0.19 | 0.19 | 0.19 | 0.19 | 0.19 | 0.19 | 0.19 | 0.19 | 0.19 | 0.19 | 0.19 | 0.19 | 0.19 | 0.19 | 0.19 | 0.19 | 0.19 | 0.19 | 0.19 | 0.19 | 0.19 | 0.19 | 0.19 | 0.19 | 0.19 | 0.19 | 0.19 | 0.19 | 0.19 | 0.19 | 0.19 | 0.19 | 0.19 | 0.19 | 0.19 | 0.19 | 0.19 | 0.19 | 0.19 | 0.19 | 0.19 | 0.19 | 0.19 | 0.19 | 0.19 | 0.19 | 0.19 | 0.19 | 0.19 | 0 | 0 | 0 | 0 | 0 | 0 | 0 | 0 | 0 | 0 | 0 | 0 | 0 | 0 | 0 | 0 | 0 | 0 | 0 | 0 | 0 | 0 | 0 | 0
[19 empty] | Fixed carbon costs | Input | £000s | 0.44372 | 0.5071 | 0.63388 | 2.5355 | 2.2186 | 0 | 0 | 0 | 0 | 0 | 0 | 0 | 0 | 0 | 0 | 0 | 0 | 0 | 0 | 0 | 0.34132 | 0.39008 | 0.4876 | 1.9504 | 1.7066 | 0 | 0 | 0 | 0 | 0 | 0 | 0 | 0 | 0 | 0 | 0 | 0 | 0 | 0 | 0 | 0.34132 | 0.39008 | 0.4876 | 1.9504 | 1.7066 | 0 | 0 | 0 | 0 | 0 | 0 | 0 | 0 | 0 | 0 | 0 | 0 | 0 | 0 | 0 | 0.44372 | 0.5071 | 0.63388 | 2.5355 | 2.2186 | 0 | 0 | 0 | 0 | 0 | 0 | 0 | 0 | 0 | 0 | 0 | 0 | 0 | 0 | 0 | 0 | 0 | 0 | 0 | 0 | 0 | 0 | 0 | 0 | 0 | 0 | 0 | 0 | 0 | 0 | 0 | 0 | 0 | 0 | 0 | 0 | 0 | 0 | 0
[19 empty] | Variable carbon costs | Input | £000s | 0 | 0 | 0 | 0 | 0 | 1.7628 | 1.633 | 1.5521 | 1.5246 | 1.4207 | 1.3411 | 1.2615 | 1.182 | 1.1024 | 1.0228 | 0.94326 | 0.86369 | 0.78412 | 0.70456 | 0.62499 | 0.54542 | 0.46585 | 0.38629 | 0.30672 | 0.22715 | 0.22715 | 0.22715 | 0.22715 | 0.22715 | 0.22715 | 0.22715 | 0.22715 | 0.22715 | 0.22715 | 0.22715 | 0.22715 | 0.22715 | 0.22715 | 0.22715 | 0.22715 | 0.22715 | 0.22715 | 0.22715 | 0.22715 | 0.22715 | 0.22715 | 0.22715 | 0.22715 | 0.22715 | 0.22715 | 0.22715 | 0.22715 | 0.22715 | 0.22715 | 0.22715 | 0.22715 | 0.22715 | 0.22715 | 0.22715 | 0.22715 | 0.22715 | 0.22715 | 0.22715 | 0.22715 | 0.22715 | 0.22715 | 0.22715 | 0.22715 | 0.22715 | 0.22715 | 0.22715 | 0.22715 | 0.22715 | 0.22715 | 0.22715 | 0.22715 | 0.22715 | 0.22715 | 0.22715 | 0.22715 | 0 | 0 | 0 | 0 | 0 | 0 | 0 | 0 | 0 | 0 | 0 | 0 | 0 | 0 | 0 | 0 | 0 | 0 | 0 | 0 | 0 | 0 | 0 | 0
[19 empty] | Customer willingness to pay | Input | £000s | 0 | 0 | 0 | 0 | 0 | 0 | 0 | 0 | 0 | 0 | 0 | 0 | 0 | 0 | 0 | 0 | 0 | 0 | 0 | 0 | 0 | 0 | 0 | 0 | 0 | 0 | 0 | 0 | 0 | 0 | 0 | 0 | 0 | 0 | 0 | 0 | 0 | 0 | 0 | 0 | 0 | 0 | 0 | 0 | 0 | 0 | 0 | 0 | 0 | 0 | 0 | 0 | 0 | 0 | 0 | 0 | 0 | 0 | 0 | 0 | 0 | 0 | 0 | 0 | 0 | 0 | 0 | 0 | 0 | 0 | 0 | 0 | 0 | 0 | 0 | 0 | 0 | 0 | 0 | 0 | 0 | 0 | 0 | 0 | 0 | 0 | 0 | 0 | 0 | 0 | 0 | 0 | 0 | 0 | 0 | 0 | 0 | 0 | 0 | 0 | 0 | 0 | 0 | 0
[19 empty] | Total | Sum of above (excl WAFU) | £000s | 18.6815 | 21.3503 | 26.6879 | 106.7515 | 93.4076 | 22.9528 | 22.823 | 22.7421 | 22.7146 | 22.6107 | 22.5311 | 22.4515 | 22.372 | 22.2924 | 22.2128 | 22.1333 | 22.0537 | 21.9741 | 21.8946 | 21.815 | 36.1058 | 38.0792 | 42.1054 | 103.6133 | 93.2691 | 21.4172 | 21.4172 | 21.4172 | 21.4172 | 21.4172 | 21.4172 | 21.4172 | 21.4172 | 21.4172 | 21.4172 | 21.4172 | 21.4172 | 21.4172 | 21.4172 | 21.4172 | 35.7875 | 37.8405 | 41.9463 | 103.5337 | 93.2691 | 21.4172 | 21.4172 | 21.4172 | 21.4172 | 21.4172 | 21.4172 | 21.4172 | 21.4172 | 21.4172 | 21.4172 | 21.4172 | 21.4172 | 21.4172 | 21.4172 | 21.4172 | 40.0987 | 42.7675 | 48.105 | 128.1687 | 114.8247 | 21.4172 | 21.4172 | 21.4172 | 21.4172 | 21.4172 | 21.4172 | 21.4172 | 21.4172 | 21.4172 | 21.4172 | 21.4172 | 21.4172 | 21.4172 | 21.4172 | 21.4172 | 0 | 0 | 0 | 0 | 0 | 0 | 0 | 0 | 0 | 0 | 0 | 0 | 0 | 0 | 0 | 0 | 0 | 0 | 0 | 0 | 0 | 0 | 0 | 0
58.4a | Options to reduce raw water losses and operational use | [20 empty] | 0 | 0 | 0 | 0 | 0 | 0 | 0 | 0 | 0 | 0 | 0 | 0 | 0 | 0 | 0 | 0 | 0 | 0 | 0 | 0 | 0 | 0 | 0 | 0 | 0 | 0 | 0 | 0 | 0 | 0 | 0 | 0 | 0 | 0 | 0 | 0 | 0 | 0 | 0 | 0 | 0 | 0 | 0 | 0 | 0 | 0 | 0 | 0 | 0 | 0 | 0 | 0 | 0 | 0 | 0 | 0 | 0 | 0 | 0 | 0 | 0 | 0 | 0 | 0 | 0 | 0 | 0 | 0 | 0 | 0 | 0 | 0 | 0 | 0 | 0 | 0 | 0 | 0 | 0 | 0 | 0 | 0 | 0 | 0 | 0 | 0 | 0 | 0 | 0 | 0 | 0 | 0 | 0 | 0 | 0 | 0 | 0 | 0 | 0 | 0 | 0 | 0 | 0 | 0
58.5a | Options to reduce raw water exports | [20 empty] | 0 | 0 | 0 | 0 | 0 | 0 | 0 | 0 | 0 | 0 | 0 | 0 | 0 | 0 | 0 | 0 | 0 | 0 | 0 | 0 | 0 | 0 | 0 | 0 | 0 | 0 | 0 | 0 | 0 | 0 | 0 | 0 | 0 | 0 | 0 | 0 | 0 | 0 | 0 | 0 | 0 | 0 | 0 | 0 | 0 | 0 | 0 | 0 | 0 | 0 | 0 | 0 | 0 | 0 | 0 | 0 | 0 | 0 | 0 | 0 | 0 | 0 | 0 | 0 | 0 | 0 | 0 | 0 | 0 | 0 | 0 | 0 | 0 | 0 | 0 | 0 | 0 | 0 | 0 | 0 | 0 | 0 | 0 | 0 | 0 | 0 | 0 | 0 | 0 | 0 | 0 | 0 | 0 | 0 | 0 | 0 | 0 | 0 | 0 | 0 | 0 | 0 | 0 | 0
58.6a | Options to reduce potable water exports | [20 empty] | 0 | 0 | 0 | 0 | 0 | 0 | 0 | 0 | 0 | 0 | 0 | 0 | 0 | 0 | 0 | 0 | 0 | 0 | 0 | 0 | 0 | 0 | 0 | 0 | 0 | 0 | 0 | 0 | 0 | 0 | 0 | 0 | 0 | 0 | 0 | 0 | 0 | 0 | 0 | 0 | 0 | 0 | 0 | 0 | 0 | 0 | 0 | 0 | 0 | 0 | 0 | 0 | 0 | 0 | 0 | 0 | 0 | 0 | 0 | 0 | 0 | 0 | 0 | 0 | 0 | 0 | 0 | 0 | 0 | 0 | 0 | 0 | 0 | 0 | 0 | 0 | 0 | 0 | 0 | 0 | 0 | 0 | 0 | 0 | 0 | 0 | 0 | 0 | 0 | 0 | 0 | 0 | 0 | 0 | 0 | 0 | 0 | 0 | 0 | 0 | 0 | 0 | 0 | 0
58.7a | Other options to increase Deployable Output | [20 empty] | 0 | 0 | 0 | 0 | 0 | 0 | 0 | 0 | 0 | 0 | 0 | 0 | 0 | 0 | 0 | 0 | 0 | 0 | 0 | 0 | 0 | 0 | 0 | 0 | 0 | 0 | 0 | 0 | 0 | 0 | 0 | 0 | 0 | 0 | 0 | 0 | 0 | 0 | 0 | 0 | 0 | 0 | 0 | 0 | 0 | 0 | 0 | 0 | 0 | 0 | 0 | 0 | 0 | 0 | 0 | 0 | 0 | 0 | 0 | 0 | 0 | 0 | 0 | 0 | 0 | 0 | 0 | 0 | 0 | 0 | 0 | 0 | 0 | 0 | 0 | 0 | 0 | 0 | 0 | 0 | 0 | 0 | 0 | 0 | 0 | 0 | 0 | 0 | 0 | 0 | 0 | 0 | 0 | 0 | 0 | 0 | 0 | 0 | 0 | 0 | 0 | 0 | 0 | 0
59a | DISTRIBUTION SIDE | bar: 1 Year 1 to 80 Year 80
59.1a | Options to reduce Distribution Losses | [20 empty] | 0 | 0 | 0 | 0 | 0 | 0 | 0 | 0 | 0 | 0 | 0 | 0 | 0 | 0 | 0 | 0 | 0 | 0 | 0 | 0 | 0 | 0 | 0 | 0 | 0 | 0 | 0 | 0 | 0 | 0 | 0 | 0 | 0 | 0 | 0 | 0 | 0 | 0 | 0 | 0 | 0 | 0 | 0 | 0 | 0 | 0 | 0 | 0 | 0 | 0 | 0 | 0 | 0 | 0 | 0 | 0 | 0 | 0 | 0 | 0 | 0 | 0 | 0 | 0 | 0 | 0 | 0 | 0 | 0 | 0 | 0 | 0 | 0 | 0 | 0 | 0 | 0 | 0 | 0 | 0 | 0 | 0 | 0 | 0 | 0 | 0 | 0 | 0 | 0 | 0 | 0 | 0 | 0 | 0 | 0 | 0 | 0 | 0 | 0 | 0 | 0 | 0 | 0 | 0
58.1x | Active Leakage Control - Supply demand balance scenario | ALC1 | Active leakage management | N | 2020/21 | Capacity | 0.21726 | 1364.6248 | 2026.8096 | 169.3268 | -71.9099 | 0.66829 | 252.8218 | 2377.7166 | 155.6638 | 174.2396 | 3 | 3 | Gains in WAFU / Savings in demand | Input | Ml/d | 0.0045556 | 0.0049042 | 0.0059453 | 0.0076708 | 0.010073 | 0.013144 | 0.016928 | 0.021467 | 0.026755 | 0.032789 | 0.039564 | 0.047128 | 0.055551 | 0.064822 | 0.074931 | 0.085868 | 0.097587 | 0.11003 | 0.12318 | 0.13704 | 0.15159 | 0.16688 | 0.18293 | 0.19972 | 0.21726 | 0.23554 | 0.23554 | 0.23554 | 0.23554 | 0.23554 | 0.23554 | 0.23554 | 0.23554 | 0.23554 | 0.23554 | 0.23554 | 0.23554 | 0.23554 | 0.23554 | 0.23554 | 0.23554 | 0.23554 | 0.23554 | 0.23554 | 0.23554 | 0.23554 | 0.23554 | 0.23554 | 0.23554 | 0.23554 | 0.23554 | 0.23554 | 0.23554 | 0.23554 | 0.23554 | 0.23554 | 0.23554 | 0.23554 | 0.23554 | 0.23554 | 0.23554 | 0.23554 | 0.23554 | 0.23554 | 0.23554 | 0.23554 | 0.23554 | 0.23554 | 0.23554 | 0.23554 | 0.23554 | 0.23554 | 0.23554 | 0.23554 | 0.23554 | 0.23554 | 0.23554 | 0.23554 | 0.23554 | 0.23554 | 0 | 0 | 0 | 0 | 0 | 0 | 0 | 0 | 0 | 0 | 0 | 0 | 0 | 0 | 0 | 0 | 0 | 0 | 0 | 0 | 0 | 0 | 0 | 0
[19 empty] | Fixed capex | Input | £000s | 2.231 | 2.2408 | 2.2523 | 2.264 | 2.2761 | 2.289 | 2.3032 | 2.3179 | 2.3331 | 2.3488 | 2.3656 | 2.384 | 2.4033 | 2.4232 | 2.4437 | 2.4643 | 2.4849 | 2.5059 | 2.5276 | 2.5501 | 2.574 | 2.5993 | 2.6258 | 2.6534 | 2.6823 | 2.6823 | 2.6823 | 2.6823 | 2.6823 | 2.6823 | 2.6823 | 2.6823 | 2.6823 | 2.6823 | 2.6823 | 2.6823 | 2.6823 | 2.6823 | 2.6823 | 2.6823 | 2.6823 | 2.6823 | 2.6823 | 2.6823 | 2.6823 | 2.6823 | 2.6823 | 2.6823 | 2.6823 | 2.6823 | 2.6823 | 2.6823 | 2.6823 | 2.6823 | 2.6823 | 2.6823 | 2.6823 | 2.6823 | 2.6823 | 2.6823 | 2.6823 | 2.6823 | 2.6823 | 2.6823 | 2.6823 | 2.6823 | 2.6823 | 2.6823 | 2.6823 | 2.6823 | 2.6823 | 2.6823 | 2.6823 | 2.6823 | 2.6823 | 2.6823 | 2.6823 | 2.6823 | 2.6823 | 2.6823 | 0 | 0 | 0 | 0 | 0 | 0 | 0 | 0 | 0 | 0 | 0 | 0 | 0 | 0 | 0 | 0 | 0 | 0 | 0 | 0 | 0 | 0 | 0 | 0
[19 empty] | Variable capex | Input | £000s | 48.0443 | 48.3624 | 48.786 | 49.2867 | 49.8643 | 50.5371 | 51.3146 | 52.1855 | 53.1469 | 54.1996 | 55.3639 | 56.6596 | 58.0698 | 59.5896 | 61.2205 | 62.9505 | 64.7686 | 66.6897 | 68.7209 | 70.8655 | 73.1426 | 75.5615 | 78.12 | 80.822 | 83.6748 | 83.6748 | 83.6748 | 83.6748 | 83.6748 | 83.6748 | 83.6748 | 83.6748 | 83.6748 | 83.6748 | 83.6748 | 83.6748 | 83.6748 | 83.6748 | 83.6748 | 83.6748 | 83.6748 | 83.6748 | 83.6748 | 83.6748 | 83.6748 | 83.6748 | 83.6748 | 83.6748 | 83.6748 | 83.6748 | 83.6748 | 83.6748 | 83.6748 | 83.6748 | 83.6748 | 83.6748 | 83.6748 | 83.6748 | 83.6748 | 83.6748 | 83.6748 | 83.6748 | 83.6748 | 83.6748 | 83.6748 | 83.6748 | 83.6748 | 83.6748 | 83.6748 | 83.6748 | 83.6748 | 83.6748 | 83.6748 | 83.6748 | 83.6748 | 83.6748 | 83.6748 | 83.6748 | 83.6748 | 83.6748 | 0 | 0 | 0 | 0 | 0 | 0 | 0 | 0 | 0 | 0 | 0 | 0 | 0 | 0 | 0 | 0 | 0 | 0 | 0 | 0 | 0 | 0 | 0 | 0
[19 empty] | Financing costs | Input | £000s | 81 Year 81: 0; 82 Year 82: 0; 83 Year 83: 0; 84 Year 84: 0; 85 Year 85: 0; 86 Year 86: 0; 87 Year 87: 0; 88 Year 88: 0; 89 Year 89: 0; 90 Year 90: 0; 91 Year 91: 0; 92 Year 92: 0; 93 Year 93: 0; 94 Year 94: 0; 95 Year 95: 0; 96 Year 96: 0; 97 Year 97: 0; 98 Year 98: 0; 99 Year 99: 0; 100 Year 100: 0; 101 Year 101: 0; 102 Year 102: 0; 103 Year 103: 0; 104 Year 104: 0
[19 empty] | Fixed opex | Input | £000s | 81 Year 81: 0; 82 Year 82: 0; 83 Year 83: 0; 84 Year 84: 0; 85 Year 85: 0; 86 Year 86: 0; 87 Year 87: 0; 88 Year 88: 0; 89 Year 89: 0; 90 Year 90: 0; 91 Year 91: 0; 92 Year 92: 0; 93 Year 93: 0; 94 Year 94: 0; 95 Year 95: 0; 96 Year 96: 0; 97 Year 97: 0; 98 Year 98: 0; 99 Year 99: 0; 100 Year 100: 0; 101 Year 101: 0; 102 Year 102: 0; 103 Year 103: 0; 104 Year 104: 0
[19 empty] | Variable opex | Input | £000s | 5.2816 | 5.3049 | 5.332 | 5.3598 | 5.3883 | 5.4191 | 5.4525 | 5.4874 | 5.5234 | 5.5604 | 5.6002 | 5.6439 | 5.6896 | 5.7367 | 5.7851 | 5.834 | 5.8826 | 5.9323 | 5.9838 | 6.0371 | 6.0936 | 6.1535 | 6.2162 | 6.2817 | 6.3501 | 6.3501 | 6.3501 | 6.3501 | 6.3501 | 6.3501 | 6.3501 | 6.3501 | 6.3501 | 6.3501 | 6.3501 | 6.3501 | 6.3501 | 6.3501 | 6.3501 | 6.3501 | 6.3501 | 6.3501 | 6.3501 | 6.3501 | 6.3501 | 6.3501 | 6.3501 | 6.3501 | 6.3501 | 6.3501 | 6.3501 | 6.3501 | 6.3501 | 6.3501 | 6.3501 | 6.3501 | 6.3501 | 6.3501 | 6.3501 | 6.3501 | 6.3501 | 6.3501 | 6.3501 | 6.3501 | 6.3501 | 6.3501 | 6.3501 | 6.3501 | 6.3501 | 6.3501 | 6.3501 | 6.3501 | 6.3501 | 6.3501 | 6.3501 | 6.3501 | 6.3501 | 6.3501 | 6.3501 | 6.3501 | 0 | 0 | 0 | 0 | 0 | 0 | 0 | 0 | 0 | 0 | 0 | 0 | 0 | 0 | 0 | 0 | 0 | 0 | 0 | 0 | 0 | 0 | 0 | 0
[19 empty] | Opex savings | Input | £000s | 0.087621 | 0.094328 | 0.11435 | 0.14754 | 0.19374 | 0.25281 | 0.32559 | 0.41289 | 0.51461 | 0.63067 | 0.76098 | 0.90646 | 1.0685 | 1.2468 | 1.4412 | 1.6516 | 1.877 | 2.1162 | 2.3692 | 2.6357 | 2.9157 | 3.2098 | 3.5184 | 3.8415 | 4.1788 | 4.5304 | 4.5304 | 4.5304 | 4.5304 | 4.5304 | 4.5304 | 4.5304 | 4.5304 | 4.5304 | 4.5304 | 4.5304 | 4.5304 | 4.5304 | 4.5304 | 4.5304 | 4.5304 | 4.5304 | 4.5304 | 4.5304 | 4.5304 | 4.5304 | 4.5304 | 4.5304 | 4.5304 | 4.5304 | 4.5304 | 4.5304 | 4.5304 | 4.5304 | 4.5304 | 4.5304 | 4.5304 | 4.5304 | 4.5304 | 4.5304 | 4.5304 | 4.5304 | 4.5304 | 4.5304 | 4.5304 | 4.5304 | 4.5304 | 4.5304 | 4.5304 | 4.5304 | 4.5304 | 4.5304 | 4.5304 | 4.5304 | 4.5304 | 4.5304 | 4.5304 | 4.5304 | 4.5304 | 4.5304 | 0 | 0 | 0 | 0 | 0 | 0 | 0 | 0 | 0 | 0 | 0 | 0 | 0 | 0 | 0 | 0 | 0 | 0 | 0 | 0 | 0 | 0 | 0 | 0
[19 empty] | Fixed env & social | Input | £000s | 81 Year 81: 0; 82 Year 82: 0; 83 Year 83: 0; 84 Year 84: 0; 85 Year 85: 0; 86 Year 86: 0; 87 Year 87: 0; 88 Year 88: 0; 89 Year 89: 0; 90 Year 90: 0; 91 Year 91: 0; 92 Year 92: 0; 93 Year 93: 0; 94 Year 94: 0; 95 Year 95: 0; 96 Year 96: 0; 97 Year 97: 0; 98 Year 98: 0; 99 Year 99: 0; 100 Year 100: 0; 101 Year 101: 0; 102 Year 102: 0; 103 Year 103: 0; 104 Year 104: 0
[19 empty] | Variable env & social | Input | £000s | 0.29874 | 0.36227 | 0.46765 | 0.61453 | 0.80264 | 1.0349 | 1.3142 | 1.6406 | 2.0144 | 2.4357 | 2.9082 | 3.4371 | 4.0227 | 4.6653 | 5.3655 | 6.1216 | 6.931 | 7.7946 | 8.7138 | 9.6896 | 10.7264 | 11.8281 | 12.9968 | 14.2352 | 15.5463 | 15.5463 | 15.5463 | 15.5463 | 15.5463 | 15.5463 | 15.5463 | 15.5463 | 15.5463 | 15.5463 | 15.5463 | 15.5463 | 15.5463 | 15.5463 | 15.5463 | 15.5463 | 15.5463 | 15.5463 | 15.5463 | 15.5463 | 15.5463 | 15.5463 | 15.5463 | 15.5463 | 15.5463 | 15.5463 | 15.5463 | 15.5463 | 15.5463 | 15.5463 | 15.5463 | 15.5463 | 15.5463 | 15.5463 | 15.5463 | 15.5463 | 15.5463 | 15.5463 | 15.5463 | 15.5463 | 15.5463 | 15.5463 | 15.5463 | 15.5463 | 15.5463 | 15.5463 | 15.5463 | 15.5463 | 15.5463 | 15.5463 | 15.5463 | 15.5463 | 15.5463 | 15.5463 | 15.5463 | 15.5463 | 0 | 0 | 0 | 0 | 0 | 0 | 0 | 0 | 0 | 0 | 0 | 0 | 0 | 0 | 0 | 0 | 0 | 0 | 0 | 0 | 0 | 0 | 0 | 0
[19 empty] | Fixed carbon costs | Input | £000s | 81 Year 81: 0; 82 Year 82: 0; 83 Year 83: 0; 84 Year 84: 0; 85 Year 85: 0; 86 Year 86: 0; 87 Year 87: 0; 88 Year 88: 0; 89 Year 89: 0; 90 Year 90: 0; 91 Year 91: 0; 92 Year 92: 0; 93 Year 93: 0; 94 Year 94: 0; 95 Year 95: 0; 96 Year 96: 0; 97 Year 97: 0; 98 Year 98: 0; 99 Year 99: 0; 100 Year 100: 0; 101 Year 101: 0; 102 Year 102: 0; 103 Year 103: 0; 104 Year 104: 0
[19 empty] | Variable carbon costs | Input | £000s | 0.039414 | 0.038249 | 0.037145 | 0.036076 | 0.035041 | 0.034049 | 0.033101 | 0.032186 | 0.031301 | 0.030446 | 0.029627 | 0.028848 | 0.028099 | 0.027373 | 0.026671 | 0.025987 | 0.025317 | 0.024667 | 0.02404 | 0.023434 | 0.022853 | 0.022298 | 0.021763 | 0.021249 | 0.020754 | 0.020052 | 0.019374 | 0.018719 | 0.018086 | 0.017474 | 0.019523 | 0.018954 | 0.018402 | 0.017866 | 0.017346 | 0.016841 | 0.01635 | 0.015874 | 0.015412 | 0.014963 | 0.014527 | 0.014104 | 0.013693 | 0.013294 | 0.012907 | 0.012531 | 0.012166 | 0.011812 | 0.011468 | 0.011134 | 0.010809 | 0.010495 | 0.010189 | 0.0098922 | 0.0096041 | 0.0093243 | 0.0090528 | 0.0087891 | 0.0085331 | 0.0082846 | 0.0080433 | 0.007809 | 0.0075815 | 0.0073607 | 0.0071463 | 0.0069382 | 0.0067361 | 0.0065399 | 0.0063494 | 0.0061645 | 0.0059849 | 0.0058106 | 0.0056414 | 0.0054771 | 0.0053175 | 0.0074366 | 0.0072552 | 0.0070783 | 0.0069056 | 0.0067372 | 0 | 0 | 0 | 0 | 0 | 0 | 0 | 0 | 0 | 0 | 0 | 0 | 0 | 0 | 0 | 0 | 0 | 0 | 0 | 0 | 0 | 0 | 0 | 0
[19 empty] | Customer willingness to pay | Input | £000s | 81 Year 81: 0; 82 Year 82: 0; 83 Year 83: 0; 84 Year 84: 0; 85 Year 85: 0; 86 Year 86: 0; 87 Year 87: 0; 88 Year 88: 0; 89 Year 89: 0; 90 Year 90: 0; 91 Year 91: 0; 92 Year 92: 0; 93 Year 93: 0; 94 Year 94: 0; 95 Year 95: 0; 96 Year 96: 0; 97 Year 97: 0; 98 Year 98: 0; 99 Year 99: 0; 100 Year 100: 0; 101 Year 101: 0; 102 Year 102: 0; 103 Year 103: 0; 104 Year 104: 0
[19 empty] | Total | Sum of above (excl WAFU) | £000s | 55.9827 | 56.4031 | 56.9894 | 57.7087 | 58.5601 | 59.567 | 60.7431 | 62.0765 | 63.5636 | 65.2056 | 67.0285 | 69.06 | 71.282 | 73.6889 | 76.2827 | 79.048 | 81.9694 | 85.0634 | 88.3392 | 91.8015 | 95.4751 | 99.3744 | 103.499 | 107.8551 | 112.4531 | 112.804 | 112.8033 | 112.8027 | 112.802 | 112.8014 | 112.8035 | 112.8029 | 112.8024 | 112.8018 | 112.8013 | 112.8008 | 112.8003 | 112.7998 | 112.7994 | 112.7989 | 112.7985 | 112.7981 | 112.7977 | 112.7973 | 112.7969 | 112.7965 | 112.7961 | 112.7958 | 112.7954 | 112.7951 | 112.7948 | 112.7945 | 112.7942 | 112.7939 | 112.7936 | 112.7933 | 112.793 | 112.7928 | 112.7925 | 112.7922 | 112.792 | 112.7918 | 112.7915 | 112.7913 | 112.7911 | 112.7909 | 112.7907 | 112.7905 | 112.7903 | 112.7901 | 112.7899 | 112.7898 | 112.7896 | 112.7894 | 112.7893 | 112.7914 | 112.7912 | 112.791 | 112.7909 | 112.7907 | 0 | 0 | 0 | 0 | 0 | 0 | 0 | 0 | 0 | 0 | 0 | 0 | 0 | 0 | 0 | 0 | 0 | 0 | 0 | 0 | 0 | 0 | 0 | 0
58.1x | Active Leakage Control - National Infrustructure commision scenario | ALC2 | Active leakage management | Y | 2020/21 | Capacity | 0.59493 | 3896.1681 | 3440.9606 | 205.298 | -205.3113 | 0.77982 | 883.0332 | 4324.7603 | 88.3162 | 111.0004 | 3 | 3 | Gains in WAFU / Savings in demand | Input | Ml/d | 0.0045556 | 0.0049042 | 0.0059453 | 0.0076708 | 0.010073 | 0.013144 | 0.045128 | 0.077867 | 0.11136 | 0.14559 | 0.18056 | 0.2121 | 0.24449 | 0.27773 | 0.31181 | 0.34672 | 0.37202 | 0.39804 | 0.42478 | 0.45222 | 0.48036 | 0.50787 | 0.53614 | 0.56516 | 0.59493 | 0.62543 | 0.62543 | 0.62543 | 0.62543 | 0.62543 | 0.62543 | 0.62543 | 0.62543 | 0.62543 | 0.62543 | 0.62543 | 0.62543 | 0.62543 | 0.62543 | 0.62543 | 0.62543 | 0.62543 | 0.62543 | 0.62543 | 0.62543 | 0.62543 | 0.62543 | 0.62543 | 0.62543 | 0.62543 | 0.62543 | 0.62543 | 0.62543 | 0.62543 | 0.62543 | 0.62543 | 0.62543 | 0.62543 | 0.62543 | 0.62543 | 0.62543 | 0.62543 | 0.62543 | 0.62543 | 0.62543 | 0.62543 | 0.62543 | 0.62543 | 0.62543 | 0.62543 | 0.62543 | 0.62543 | 0.62543 | 0.62543 | 0.62543 | 0.62543 | 0.62543 | 0.62543 | 0.62543 | 0.62543
[19 empty] | Fixed capex | Input | £000s | 2.231 | 2.2408 | 2.2523 | 2.264 | 2.2761 | 2.6316 | 2.6671 | 2.7048 | 2.7447 | 2.7869 | 2.7779 | 2.8229 | 2.8712 | 2.923 | 2.9788 | 2.8935 | 2.9405 | 2.9908 | 3.0451 | 3.1042 | 3.1487 | 3.2182 | 3.2956 | 3.3827 | 3.4824 | 3.4824 | 3.4824 | 3.4824 | 3.4824 | 3.4824 | 3.4824 | 3.4824 | 3.4824 | 3.4824 | 3.4824 | 3.4824 | 3.4824 | 3.4824 | 3.4824 | 3.4824 | 3.4824 | 3.4824 | 3.4824 | 3.4824 | 3.4824 | 3.4824 | 3.4824 | 3.4824 | 3.4824 | 3.4824 | 3.4824 | 3.4824 | 3.4824 | 3.4824 | 3.4824 | 3.4824 | 3.4824 | 3.4824 | 3.4824 | 3.4824 | 3.4824 | 3.4824 | 3.4824 | 3.4824 | 3.4824 | 3.4824 | 3.4824 | 3.4824 | 3.4824 | 3.4824 | 3.4824 | 3.4824 | 3.4824 | 3.4824 | 3.4824 | 3.4824 | 3.4824 | 3.4824 | 3.4824 | 3.4824
[19 empty] | Variable capex | Input | £000s | 48.0443 | 48.3624 | 48.786 | 49.2867 | 49.8643 | 60.8173 | 65.106 | 69.602 | 74.3186 | 79.2758 | 82.8398 | 87.7656 | 92.9908 | 98.5409 | 104.4554 | 106.1859 | 110.9531 | 116.031 | 121.4636 | 127.3002 | 132.9433 | 139.5047 | 146.6922 | 154.6362 | 163.5253 | 163.5253 | 163.5253 | 163.5253 | 163.5253 | 163.5253 | 163.5253 | 163.5253 | 163.5253 | 163.5253 | 163.5253 | 163.5253 | 163.5253 | 163.5253 | 163.5253 | 163.5253 | 163.5253 | 163.5253 | 163.5253 | 163.5253 | 163.5253 | 163.5253 | 163.5253 | 163.5253 | 163.5253 | 163.5253 | 163.5253 | 163.5253 | 163.5253 | 163.5253 | 163.5253 | 163.5253 | 163.5253 | 163.5253 | 163.5253 | 163.5253 | 163.5253 | 163.5253 | 163.5253 | 163.5253 | 163.5253 | 163.5253 | 163.5253 | 163.5253 | 163.5253 | 163.5253 | 163.5253 | 163.5253 | 163.5253 | 163.5253 | 163.5253 | 163.5253 | 163.5253 | 163.5253 | 163.5253 | 163.5253
[19 empty] | Financing costs | Input | £000s
[19 empty] | Fixed opex | Input | £000s
[19 empty] | Variable opex | Input | £000s | 5.2816 | 5.3049 | 5.332 | 5.3598 | 5.3883 | 6.2299 | 6.3141 | 6.4034 | 6.4977 | 6.5978 | 6.5764 | 6.6829 | 6.7973 | 6.9199 | 7.052 | 6.8501 | 6.9614 | 7.0804 | 7.209 | 7.3488 | 7.4543 | 7.6186 | 7.8019 | 8.0082 | 8.2443 | 8.2443 | 8.2443 | 8.2443 | 8.2443 | 8.2443 | 8.2443 | 8.2443 | 8.2443 | 8.2443 | 8.2443 | 8.2443 | 8.2443 | 8.2443 | 8.2443 | 8.2443 | 8.2443 | 8.2443 | 8.2443 | 8.2443 | 8.2443 | 8.2443 | 8.2443 | 8.2443 | 8.2443 | 8.2443 | 8.2443 | 8.2443 | 8.2443 | 8.2443 | 8.2443 | 8.2443 | 8.2443 | 8.2443 | 8.2443 | 8.2443 | 8.2443 | 8.2443 | 8.2443 | 8.2443 | 8.2443 | 8.2443 | 8.2443 | 8.2443 | 8.2443 | 8.2443 | 8.2443 | 8.2443 | 8.2443 | 8.2443 | 8.2443 | 8.2443 | 8.2443 | 8.2443 | 8.2443 | 8.2443
[19 empty] | Opex savings | Input | £000s | 0.087621 | 0.094328 | 0.11435 | 0.14754 | 0.19374 | 0.25281 | 0.86799 | 1.4977 | 2.1418 | 2.8003 | 3.473 | 4.0795 | 4.7025 | 5.3419 | 5.9973 | 6.6688 | 7.1554 | 7.6559 | 8.1701 | 8.6979 | 9.2392 | 9.7684 | 10.3121 | 10.8703 | 11.4428 | 12.0295 | 12.0295 | 12.0295 | 12.0295 | 12.0295 | 12.0295 | 12.0295 | 12.0295 | 12.0295 | 12.0295 | 12.0295 | 12.0295 | 12.0295 | 12.0295 | 12.0295 | 12.0295 | 12.0295 | 12.0295 | 12.0295 | 12.0295 | 12.0295 | 12.0295 | 12.0295 | 12.0295 | 12.0295 | 12.0295 | 12.0295 | 12.0295 | 12.0295 | 12.0295 | 12.0295 | 12.0295 | 12.0295 | 12.0295 | 12.0295 | 12.0295 | 12.0295 | 12.0295 | 12.0295 | 12.0295 | 12.0295 | 12.0295 | 12.0295 | 12.0295 | 12.0295 | 12.0295 | 12.0295 | 12.0295 | 12.0295 | 12.0295 | 12.0295 | 12.0295 | 12.0295 | 12.0295 | 12.0295
[19 empty] | Fixed env & social | Input | £000s
[19 empty] | Variable env & social | Input | £000s | 0.29874 | 0.36227 | 0.46765 | 0.61453 | 0.80264 | 2.783 | 4.8524 | 7.017 | 9.2839 | 11.6614 | 13.8633 | 16.1884 | 18.6475 | 21.254 | 24.024 | 26.1029 | 28.3101 | 30.6585 | 33.1645 | 35.848 | 38.5992 | 41.578 | 44.8241 | 48.3917 | 52.3569 | 52.3569 | 52.3569 | 52.3569 | 52.3569 | 52.3569 | 52.3569 | 52.3569 | 52.3569 | 52.3569 | 52.3569 | 52.3569 | 52.3569 | 52.3569 | 52.3569 | 52.3569 | 52.3569 | 52.3569 | 52.3569 | 52.3569 | 52.3569 | 52.3569 | 52.3569 | 52.3569 | 52.3569 | 52.3569 | 52.3569 | 52.3569 | 52.3569 | 52.3569 | 52.3569 | 52.3569 | 52.3569 | 52.3569 | 52.3569 | 52.3569 | 52.3569 | 52.3569 | 52.3569 | 52.3569 | 52.3569 | 52.3569 | 52.3569 | 52.3569 | 52.3569 | 52.3569 | 52.3569 | 52.3569 | 52.3569 | 52.3569 | 52.3569 | 52.3569 | 52.3569 | 52.3569 | 52.3569 | 52.3569
[19 empty] | Fixed carbon costs | Input | £000s
[19 empty] | Variable carbon costs | Input | £000s | 0.039414 | 0.038249 | 0.037145 | 0.036076 | 0.035041 | 0.039144 | 0.038332 | 0.037559 | 0.036823 | 0.036126 | 0.034791 | 0.034159 | 0.033569 | 0.033019 | 0.032511 | 0.030513 | 0.02996 | 0.029441 | 0.028962 | 0.028526 | 0.027956 | 0.027607 | 0.027315 | 0.027089 | 0.026944 | 0.026033 | 0.025153 | 0.024302 | 0.02348 | 0.022686 | 0.025347 | 0.024608 | 0.023892 | 0.023196 | 0.02252 | 0.021864 | 0.021227 | 0.020609 | 0.020009 | 0.019426 | 0.01886 | 0.018311 | 0.017778 | 0.01726 | 0.016757 | 0.016269 | 0.015795 | 0.015335 | 0.014888 | 0.014455 | 0.014034 | 0.013625 | 0.013228 | 0.012843 | 0.012469 | 0.012106 | 0.011753 | 0.011411 | 0.011078 | 0.010756 | 0.010442 | 0.010138 | 0.009843 | 0.0095563 | 0.009278 | 0.0090077 | 0.0087454 | 0.0084907 | 0.0082434 | 0.0080033 | 0.0077702 | 0.0075438 | 0.0073241 | 0.0071108 | 0.0069037 | 0.0096549 | 0.0094194 | 0.0091896 | 0.0089655 | 0.0087468
[19 empty] | Customer willingness to pay | Input | £000s
[19 empty] | Total | Sum of above (excl WAFU) | £000s | 55.9827 | 56.4031 | 56.9894 | 57.7087 | 58.5601 | 72.7537 | 79.846 | 87.2624 | 95.0234 | 103.1583 | 109.5651 | 117.5735 | 126.0429 | 135.0126 | 144.54 | 148.7318 | 156.3505 | 164.4461 | 173.0814 | 182.3277 | 191.4127 | 201.7155 | 212.9531 | 225.3163 | 239.0786 | 239.6645 | 239.6636 | 239.6627 | 239.6619 | 239.6611 | 239.6638 | 239.663 | 239.6623 | 239.6616 | 239.661 | 239.6603 | 239.6597 | 239.659 | 239.6584 | 239.6579 | 239.6573 | 239.6567 | 239.6562 | 239.6557 | 239.6552 | 239.6547 | 239.6542 | 239.6538 | 239.6533 | 239.6529 | 239.6525 | 239.6521 | 239.6517 | 239.6513 | 239.6509 | 239.6505 | 239.6502 | 239.6498 | 239.6495 | 239.6492 | 239.6489 | 239.6486 | 239.6483 | 239.648 | 239.6477 | 239.6474 | 239.6472 | 239.6469 | 239.6467 | 239.6464 | 239.6462 | 239.646 | 239.6458 | 239.6455 | 239.6453 | 239.6481 | 239.6479 | 239.6476 | 239.6474 | 239.6472 | 0 | 0 | 0 | 0 | 0 | 0 | 0 | 0 | 0 | 0 | 0 | 0 | 0 | 0 | 0 | 0 | 0 | 0 | 0 | 0 | 0 | 0 | 0 | 0
59.2a | Options to reduce Distribution System Operating Use (DSOU) losses | [20 empty] | 0 | 0 | 0 | 0 | 0 | 0 | 0 | 0 | 0 | 0 | 0 | 0 | 0 | 0 | 0 | 0 | 0 | 0 | 0 | 0 | 0 | 0 | 0 | 0 | 0 | 0 | 0 | 0 | 0 | 0 | 0 | 0 | 0 | 0 | 0 | 0 | 0 | 0 | 0 | 0 | 0 | 0 | 0 | 0 | 0 | 0 | 0 | 0 | 0 | 0 | 0 | 0 | 0 | 0 | 0 | 0 | 0 | 0 | 0 | 0 | 0 | 0 | 0 | 0 | 0 | 0 | 0 | 0 | 0 | 0 | 0 | 0 | 0 | 0 | 0 | 0 | 0 | 0 | 0 | 0 | 0 | 0 | 0 | 0 | 0 | 0 | 0 | 0 | 0 | 0 | 0 | 0 | 0 | 0 | 0 | 0 | 0 | 0 | 0 | 0 | 0 | 0 | 0 | 0
60a | PRODUCTION SIDE | bar: 1 Year 1 to 80 Year 80
60.1a | Options to reduce treatment works losses | [20 empty] | 0 | 0 | 0 | 0 | 0 | 0 | 0 | 0 | 0 | 0 | 0 | 0 | 0 | 0 | 0 | 0 | 0 | 0 | 0 | 0 | 0 | 0 | 0 | 0 | 0 | 0 | 0 | 0 | 0 | 0 | 0 | 0 | 0 | 0 | 0 | 0 | 0 | 0 | 0 | 0 | 0 | 0 | 0 | 0 | 0 | 0 | 0 | 0 | 0 | 0 | 0 | 0 | 0 | 0 | 0 | 0 | 0 | 0 | 0 | 0 | 0 | 0 | 0 | 0 | 0 | 0 | 0 | 0 | 0 | 0 | 0 | 0 | 0 | 0 | 0 | 0 | 0 | 0 | 0 | 0 | 0 | 0 | 0 | 0 | 0 | 0 | 0 | 0 | 0 | 0 | 0 | 0 | 0 | 0 | 0 | 0 | 0 | 0 | 0 | 0 | 0 | 0 | 0 | 0
60.2a | Options to reduce outage | [20 empty] | 0 | 0 | 0 | 0 | 0 | 0 | 0 | 0 | 0 | 0 | 0 | 0 | 0 | 0 | 0 | 0 | 0 | 0 | 0 | 0 | 0 | 0 | 0 | 0 | 0 | 0 | 0 | 0 | 0 | 0 | 0 | 0 | 0 | 0 | 0 | 0 | 0 | 0 | 0 | 0 | 0 | 0 | 0 | 0 | 0 | 0 | 0 | 0 | 0 | 0 | 0 | 0 | 0 | 0 | 0 | 0 | 0 | 0 | 0 | 0 | 0 | 0 | 0 | 0 | 0 | 0 | 0 | 0 | 0 | 0 | 0 | 0 | 0 | 0 | 0 | 0 | 0 | 0 | 0 | 0 | 0 | 0 | 0 | 0 | 0 | 0 | 0 | 0 | 0 | 0 | 0 | 0 | 0 | 0 | 0 | 0 | 0 | 0 | 0 | 0 | 0 | 0 | 0 | 0
61a | CUSTOMER SIDE | bar: 1 Year 1 to 80 Year 80
61.1a | Options to change volume delivered to measured non households | [20 empty] | 0 | 0 | 0 | 0 | 0 | 0 | 0 | 0 | 0 | 0 | 0 | 0 | 0 | 0 | 0 | 0 | 0 | 0 | 0 | 0 | 0 | 0 | 0 | 0 | 0 | 0 | 0 | 0 | 0 | 0 | 0 | 0 | 0 | 0 | 0 | 0 | 0 | 0 | 0 | 0 | 0 | 0 | 0 | 0 | 0 | 0 | 0 | 0 | 0 | 0 | 0 | 0 | 0 | 0 | 0 | 0 | 0 | 0 | 0 | 0 | 0 | 0 | 0 | 0 | 0 | 0 | 0 | 0 | 0 | 0 | 0 | 0 | 0 | 0 | 0 | 0 | 0 | 0 | 0 | 0 | 0 | 0 | 0 | 0 | 0 | 0 | 0 | 0 | 0 | 0 | 0 | 0 | 0 | 0 | 0 | 0 | 0 | 0 | 0 | 0 | 0 | 0 | 0 | 0
61.2a | Options to change volume delivered to unmeasured non households | [20 empty] | 0 | 0 | 0 | 0 | 0 | 0 | 0 | 0 | 0 | 0 | 0 | 0 | 0 | 0 | 0 | 0 | 0 | 0 | 0 | 0 | 0 | 0 | 0 | 0 | 0 | 0 | 0 | 0 | 0 | 0 | 0 | 0 | 0 | 0 | 0 | 0 | 0 | 0 | 0 | 0 | 0 | 0 | 0 | 0 | 0 | 0 | 0 | 0 | 0 | 0 | 0 | 0 | 0 | 0 | 0 | 0 | 0 | 0 | 0 | 0 | 0 | 0 | 0 | 0 | 0 | 0 | 0 | 0 | 0 | 0 | 0 | 0 | 0 | 0 | 0 | 0 | 0 | 0 | 0 | 0 | 0 | 0 | 0 | 0 | 0 | 0 | 0 | 0 | 0 | 0 | 0 | 0 | 0 | 0 | 0 | 0 | 0 | 0 | 0 | 0 | 0 | 0 | 0 | 0
61.3a | Options to change volume delivered to measured households | [20 empty] | 0 | 0 | 0 | 0 | 0 | 0 | 0 | 0 | 0 | 0 | 0 | 0 | 0 | 0 | 0 | 0 | 0 | 0 | 0 | 0 | 0 | 0 | 0 | 0 | 0 | 0 | 0 | 0 | 0 | 0 | 0 | 0 | 0 | 0 | 0 | 0 | 0 | 0 | 0 | 0 | 0 | 0 | 0 | 0 | 0 | 0 | 0 | 0 | 0 | 0 | 0 | 0 | 0 | 0 | 0 | 0 | 0 | 0 | 0 | 0 | 0 | 0 | 0 | 0 | 0 | 0 | 0 | 0 | 0 | 0 | 0 | 0 | 0 | 0 | 0 | 0 | 0 | 0 | 0 | 0 | 0 | 0 | 0 | 0 | 0 | 0 | 0 | 0 | 0 | 0 | 0 | 0 | 0 | 0 | 0 | 0 | 0 | 0 | 0 | 0 | 0 | 0 | 0 | 0
58.1x | Home water efficiency audits | WE001 | Retrofitting indoor water efficiency devices | Y | 2020-21 | Capacity | 9.5178 | 21686.0142 | 9412.4049 | 0 | -2844.1287 | 3741.2665 | 0 | 10309.5426 | 30.2881 | 47.5401 | 3 | 3 | Gains in WAFU / Savings in demand | Input | Ml/d | 0.50606 | 1.0401 | 1.639 | 2.0421 | 2.6219 | 3.3073 | 4.1775 | 4.9969 | 5.7684 | 6.4948 | 7.1789 | 7.8188 | 8.2431 | 8.8334 | 9.3245 | 9.5178 | 0 | 0 | 0 | 0 | 0 | 0 | 0 | 0 | 0 | 0 | 0 | 0 | 0 | 0 | 0 | 0 | 0 | 0 | 0 | 0 | 0 | 0 | 0 | 0 | 0 | 0 | 0 | 0 | 0 | 0 | 0 | 0 | 0 | 0 | 0 | 0 | 0 | 0 | 0 | 0 | 0 | 0 | 0 | 0 | 0 | 0 | 0 | 0 | 0 | 0 | 0 | 0 | 0 | 0 | 0 | 0 | 0 | 0 | 0 | 0 | 0 | 0 | 0 | 0 | 0 | 0 | 0 | 0 | 0 | 0 | 0 | 0 | 0 | 0 | 0 | 0 | 0 | 0 | 0 | 0 | 0 | 0 | 0 | 0 | 0 | 0 | 0 | 0
| This is a company wide decision, and the AIC reflects the company wide costs and demand benefits for measured and unmeasured water efficiency programmes | [17 empty] | Fixed capex | Input | £000s | 879.7305 | 906.12 | 775.5 | 852.4787 | 775.5 | 775.5 | 775.5 | 775.5 | 775.5 | 775.5 | 775.5 | 765.7906 | 503.6798 | 772.1474 | 630.403 | 245.432 | 0 | 0 | 0 | 0 | 0 | 0 | 0 | 0 | 0 | 0 | 0 | 0 | 0 | 0 | 0 | 0 | 0 | 0 | 0 | 0 | 0 | 0 | 0 | 0 | 0 | 0 | 0 | 0 | 0 | 0 | 0 | 0 | 0 | 0 | 0 | 0 | 0 | 0 | 0 | 0 | 0 | 0 | 0 | 0 | 0 | 0 | 0 | 0 | 0 | 0 | 0 | 0 | 0 | 0 | 0 | 0 | 0 | 0 | 0 | 0 | 0 | 0 | 0 | 0 | 0 | 0 | 0 | 0 | 0 | 0 | 0 | 0 | 0 | 0 | 0 | 0 | 0 | 0 | 0 | 0 | 0 | 0 | 0 | 0 | 0 | 0 | 0 | 0
[19 empty] | Variable capex | Input | £000s | 81 Year 81: 0; 82 Year 82: 0; 83 Year 83: 0; 84 Year 84: 0; 85 Year 85: 0; 86 Year 86: 0; 87 Year 87: 0; 88 Year 88: 0; 89 Year 89: 0; 90 Year 90: 0; 91 Year 91: 0; 92 Year 92: 0; 93 Year 93: 0; 94 Year 94: 0; 95 Year 95: 0; 96 Year 96: 0; 97 Year 97: 0; 98 Year 98: 0; 99 Year 99: 0; 100 Year 100: 0; 101 Year 101: 0; 102 Year 102: 0; 103 Year 103: 0; 104 Year 104: 0
[19 empty] | Financing costs | Input | £000s
[12 empty] | 0 | [6 empty] | Fixed opex | Input | £000s | 81 Year 81: 0; 82 Year 82: 0; 83 Year 83: 0; 84 Year 84: 0; 85 Year 85: 0; 86 Year 86: 0; 87 Year 87: 0; 88 Year 88: 0; 89 Year 89: 0; 90 Year 90: 0; 91 Year 91: 0; 92 Year 92: 0; 93 Year 93: 0; 94 Year 94: 0; 95 Year 95: 0; 96 Year 96: 0; 97 Year 97: 0; 98 Year 98: 0; 99 Year 99: 0; 100 Year 100: 0; 101 Year 101: 0; 102 Year 102: 0; 103 Year 103: 0; 104 Year 104: 0
[19 empty] | Variable opex | Input | £000s | 81 Year 81: 0; 82 Year 82: 0; 83 Year 83: 0; 84 Year 84: 0; 85 Year 85: 0; 86 Year 86: 0; 87 Year 87: 0; 88 Year 88: 0; 89 Year 89: 0; 90 Year 90: 0; 91 Year 91: 0; 92 Year 92: 0; 93 Year 93: 0; 94 Year 94: 0; 95 Year 95: 0; 96 Year 96: 0; 97 Year 97: 0; 98 Year 98: 0; 99 Year 99: 0; 100 Year 100: 0; 101 Year 101: 0; 102 Year 102: 0; 103 Year 103: 0; 104 Year 104: 0
[19 empty] | Opex savings | Input | £000s | 24.2249 | 49.7889 | 78.4583 | 97.7572 | 125.5097 | 158.3215 | 199.9744 | 239.1996 | 276.133 | 310.9031 | 343.6511 | 374.2849 | 394.5956 | 422.8543 | 446.3606 | 455.6147 | 0 | 0 | 0 | 0 | 0 | 0 | 0 | 0 | 0 | 0 | 0 | 0 | 0 | 0 | 0 | 0 | 0 | 0 | 0 | 0 | 0 | 0 | 0 | 0 | 0 | 0 | 0 | 0 | 0 | 0 | 0 | 0 | 0 | 0 | 0 | 0 | 0 | 0 | 0 | 0 | 0 | 0 | 0 | 0 | 0 | 0 | 0 | 0 | 0 | 0 | 0 | 0 | 0 | 0 | 0 | 0 | 0 | 0 | 0 | 0 | 0 | 0 | 0 | 0 | 0 | 0 | 0 | 0 | 0 | 0 | 0 | 0 | 0 | 0 | 0 | 0 | 0 | 0 | 0 | 0 | 0 | 0 | 0 | 0 | 0 | 0 | 0 | 0
[19 empty] | Fixed env & social | Input | £000s | 81 Year 81: 0; 82 Year 82: 0; 83 Year 83: 0; 84 Year 84: 0; 85 Year 85: 0; 86 Year 86: 0; 87 Year 87: 0; 88 Year 88: 0; 89 Year 89: 0; 90 Year 90: 0; 91 Year 91: 0; 92 Year 92: 0; 93 Year 93: 0; 94 Year 94: 0; 95 Year 95: 0; 96 Year 96: 0; 97 Year 97: 0; 98 Year 98: 0; 99 Year 99: 0; 100 Year 100: 0; 101 Year 101: 0; 102 Year 102: 0; 103 Year 103: 0; 104 Year 104: 0
[19 empty] | Variable env & social | Input | £000s | 81 Year 81: 0; 82 Year 82: 0; 83 Year 83: 0; 84 Year 84: 0; 85 Year 85: 0; 86 Year 86: 0; 87 Year 87: 0; 88 Year 88: 0; 89 Year 89: 0; 90 Year 90: 0; 91 Year 91: 0; 92 Year 92: 0; 93 Year 93: 0; 94 Year 94: 0; 95 Year 95: 0; 96 Year 96: 0; 97 Year 97: 0; 98 Year 98: 0; 99 Year 99: 0; 100 Year 100: 0; 101 Year 101: 0; 102 Year 102: 0; 103 Year 103: 0; 104 Year 104: 0
[19 empty] | Fixed carbon costs | Input | £000s | 1.454 | 1.454 | 1.454 | 1.454 | 1.454 | 1.3078 | 1.3078 | 1.3078 | 1.3078 | 1.3078 | 0.4195 | 0.4195 | 0.4195 | 0.4195 | 0.4195 | 0 | 0 | 0 | 0 | 0 | 0 | 0 | 0 | 0 | 0 | 0 | 0 | 0 | 0 | 0 | 0 | 0 | 0 | 0 | 0 | 0 | 0 | 0 | 0 | 0 | 0 | 0 | 0 | 0 | 0 | 0 | 0 | 0 | 0 | 0 | 0 | 0 | 0 | 0 | 0 | 0 | 0 | 0 | 0 | 0 | 0 | 0 | 0 | 0 | 0 | 0 | 0 | 0 | 0 | 0 | 0 | 0 | 0 | 0 | 0 | 0 | 0 | 0 | 0 | 0 | 0 | 0 | 0 | 0 | 0 | 0 | 0 | 0 | 0 | 0 | 0 | 0 | 0 | 0 | 0 | 0 | 0 | 0 | 0 | 0 | 0 | 0 | 0 | 0
[19 empty] | Variable carbon costs | Input | £000s | 406.6361 | 406.6361 | 406.6361 | 406.6361 | 406.6361 | 365.737 | 365.737 | 365.737 | 365.737 | 365.737 | 117.3202 | 117.3202 | 117.3202 | 117.3202 | 117.3202 | 0 | 0 | 0 | 0 | 0 | 0 | 0 | 0 | 0 | 0 | 0 | 0 | 0 | 0 | 0 | 0 | 0 | 0 | 0 | 0 | 0 | 0 | 0 | 0 | 0 | 0 | 0 | 0 | 0 | 0 | 0 | 0 | 0 | 0 | 0 | 0 | 0 | 0 | 0 | 0 | 0 | 0 | 0 | 0 | 0 | 0 | 0 | 0 | 0 | 0 | 0 | 0 | 0 | 0 | 0 | 0 | 0 | 0 | 0 | 0 | 0 | 0 | 0 | 0 | 0 | 0 | 0 | 0 | 0 | 0 | 0 | 0 | 0 | 0 | 0 | 0 | 0 | 0 | 0 | 0 | 0 | 0 | 0 | 0 | 0 | 0 | 0 | 0 | 0
[19 empty] | Customer willingness to pay | Input | £000s | 81 Year 81: 0; 82 Year 82: 0; 83 Year 83: 0; 84 Year 84: 0; 85 Year 85: 0; 86 Year 86: 0; 87 Year 87: 0; 88 Year 88: 0; 89 Year 89: 0; 90 Year 90: 0; 91 Year 91: 0; 92 Year 92: 0; 93 Year 93: 0; 94 Year 94: 0; 95 Year 95: 0; 96 Year 96: 0; 97 Year 97: 0; 98 Year 98: 0; 99 Year 99: 0; 100 Year 100: 0; 101 Year 101: 0; 102 Year 102: 0; 103 Year 103: 0; 104 Year 104: 0
[19 empty] | Total | Sum of above (excl WAFU) | £000s | 1312.0456 | 1363.999 | 1262.0484 | 1358.326 | 1309.0999 | 1300.8662 | 1342.5191 | 1381.7443 | 1418.6778 | 1453.4478 | 1236.8908 | 1257.8152 | 1016.0152 | 1312.7414 | 1194.5033 | 701.0467 | 0 | 0 | 0 | 0 | 0 | 0 | 0 | 0 | 0 | 0 | 0 | 0 | 0 | 0 | 0 | 0 | 0 | 0 | 0 | 0 | 0 | 0 | 0 | 0 | 0 | 0 | 0 | 0 | 0 | 0 | 0 | 0 | 0 | 0 | 0 | 0 | 0 | 0 | 0 | 0 | 0 | 0 | 0 | 0 | 0 | 0 | 0 | 0 | 0 | 0 | 0 | 0 | 0 | 0 | 0 | 0 | 0 | 0 | 0 | 0 | 0 | 0 | 0 | 0 | 0 | 0 | 0 | 0 | 0 | 0 | 0 | 0 | 0 | 0 | 0 | 0 | 0 | 0 | 0 | 0 | 0 | 0 | 0 | 0 | 0 | 0 | 0 | 0
61.4a | Options to change volume delivered to unmeasured households | [20 empty] | 0 | 0 | 0 | 0 | 0 | 0 | 0 | 0 | 0 | 0 | 0 | 0 | 0 | 0 | 0 | 0 | 0 | 0 | 0 | 0 | 0 | 0 | 0 | 0 | 0 | 0 | 0 | 0 | 0 | 0 | 0 | 0 | 0 | 0 | 0 | 0 | 0 | 0 | 0 | 0 | 0 | 0 | 0 | 0 | 0 | 0 | 0 | 0 | 0 | 0 | 0 | 0 | 0 | 0 | 0 | 0 | 0 | 0 | 0 | 0 | 0 | 0 | 0 | 0 | 0 | 0 | 0 | 0 | 0 | 0 | 0 | 0 | 0 | 0 | 0 | 0 | 0 | 0 | 0 | 0 | 0 | 0 | 0 | 0 | 0 | 0 | 0 | 0 | 0 | 0 | 0 | 0 | 0 | 0 | 0 | 0 | 0 | 0 | 0 | 0 | 0 | 0 | 0 | 0
58.1x | Enhanced Metering | EM001 | Metering other selective | Y | 2020-21 | Capacity | 41.54 | 260373.7353 | 439070.7084 | 328248.2635 | -30851.6277 | 11101.6008 | 185038.0241 | 932606.9691 | 282.8501 | 358.1801 | 3 | 3 | Gains in WAFU / Savings in demand | Input | Ml/d | 1.51 | 3.54 | 5.74 | 8.29 | 11.37 | 15.38 | 19.56 | 23.95 | 28.2 | 32.15 | 36.75 | 39.71 | 41.54 | 41.39 | 40.01 | 38.4 | 36.85 | 35.36 | 33.88 | 32.42 | 30.98 | 29.61 | 28.26 | 26.93 | 25.75 | 25.75 | 25.75 | 25.75 | 25.75 | 25.75 | 25.75 | 25.75 | 25.75 | 25.75 | 25.75 | 25.75 | 25.75 | 25.75 | 25.75 | 25.75 | 25.75 | 25.75 | 25.75 | 25.75 | 25.75 | 25.75 | 25.75 | 25.75 | 25.75 | 25.75 | 25.75 | 25.75 | 25.75 | 25.75 | 25.75 | 25.75 | 25.75 | 25.75 | 25.75 | 25.75 | 25.75 | 25.75 | 25.75 | 25.75 | 25.75 | 25.75 | 25.75 | 25.75 | 25.75 | 25.75 | 25.75 | 25.75 | 25.75 | 25.75 | 25.75 | 25.75 | 25.75 | 25.75 | 25.75 | 25.75 | 0 | 0 | 0 | 0 | 0 | 0 | 0 | 0 | 0 | 0 | 0 | 0 | 0 | 0 | 0 | 0 | 0 | 0 | 0 | 0 | 0 | 0 | 0 | 0
| This is a company wide decision, and the AIC reflects the company wide costs and demand benefits | [17 empty] | Fixed capex | Input | £000s | 9026.9182 | 12461.6058 | 14080.5498 | 16727.1383 | 21293.654 | 25773.6826 | 26309.1372 | 28939.3516 | 29699.7874 | 30103.8717 | 36925.224 | 27676.4247 | 19952.7624 | 15944.2652 | 5189.7767 | 6281.6677 | 6412.1709 | 7053.2176 | 7238.5541 | 7337.0392 | 13391.5289 | 12808.4884 | 11713.7277 | 12024.4329 | 11625.0999 | 14070.9357 | 14363.2628 | 15799.2073 | 16214.3611 | 16434.9677 | 21157.9932 | 16488.7846 | 12451.2733 | 10555.7507 | 5189.7767 | 6281.6677 | 6412.1709 | 7053.2176 | 7238.5541 | 7337.0392 | 13391.5289 | 12808.4884 | 11713.7277 | 12024.4329 | 11625.0999 | 14070.9357 | 14363.2628 | 15799.2073 | 16214.3611 | 16434.9677 | 21157.9932 | 16488.7846 | 12451.2733 | 10555.7507 | 5189.7767 | 6281.6677 | 6412.1709 | 7053.2176 | 7238.5541 | 7337.0392 | 13391.5289 | 12808.4884 | 11713.7277 | 12024.4329 | 11625.0999 | 14070.9357 | 14363.2628 | 15799.2073 | 16214.3611 | 16434.9677 | 21157.9932 | 16488.7846 | 12451.2733 | 10555.7507 | 5189.7767 | 6281.6677 | 6412.1709 | 7053.2176 | 7238.5541 | 7337.0392 | 0 | 0 | 0 | 0 | 0 | 0 | 0 | 0 | 0 | 0 | 0 | 0 | 0 | 0 | 0 | 0 | 0 | 0 | 0 | 0 | 0 | 0 | 0 | 0
[19 empty] | Variable capex | Input | £000s | 0 | 0 | 0 | 0 | 0 | 0 | 0 | 0 | 0 | 0 | 0 | 0 | 0 | 0 | 0 | 0 | 0 | 0 | 0 | 0 | 0 | 0 | 0 | 0 | 0 | 0 | 0 | 0 | 0 | 0 | 0 | 0 | 0 | 0 | 0 | 0 | 0 | 0 | 0 | 0 | 0 | 0 | 0 | 0 | 0 | 0 | 0 | 0 | 0 | 0 | 0 | 0 | 0 | 0 | 0 | 0 | 0 | 0 | 0 | 0 | 0 | 0 | 0 | 0 | 0 | 0 | 0 | 0 | 0 | 0 | 0 | 0 | 0 | 0 | 0 | 0 | 0 | 0 | 0 | 0 | 0 | 0 | 0 | 0 | 0 | 0 | 0 | 0 | 0 | 0 | 0 | 0 | 0 | 0 | 0 | 0 | 0 | 0 | 0 | 0 | 0 | 0 | 0 | 0
[19 empty] | Financing costs | Input | £000s | 0 | 0 | 0 | 0 | 0 | 0 | 0 | 0 | 0 | 0 | 0 | 0 | 0 | 0 | 0 | 0 | 0 | 0 | 0 | 0 | 0 | 0 | 0 | 0 | 0 | 0 | 0 | 0 | 0 | 0 | 0 | 0 | 0 | 0 | 0 | 0 | 0 | 0 | 0 | 0 | 0 | 0 | 0 | 0 | 0 | 0 | 0 | 0 | 0 | 0 | 0 | 0 | 0 | 0 | 0 | 0 | 0 | 0 | 0 | 0 | 0 | 0 | 0 | 0 | 0 | 0 | 0 | 0 | 0 | 0 | 0 | 0 | 0 | 0 | 0 | 0 | 0 | 0 | 0 | 0 | 0 | 0 | 0 | 0 | 0 | 0 | 0 | 0 | 0 | 0 | 0 | 0 | 0 | 0 | 0 | 0 | 0 | 0 | 0 | 0 | 0 | 0 | 0 | 0
[19 empty] | Fixed opex | Input | £000s | 440.0155 | 1047.4543 | 1733.8081 | 2549.1695 | 3587.1248 | 4843.4584 | 6125.8926 | 7536.5361 | 8984.2469 | 10451.6547 | 12144.3258 | 13345.3607 | 14150.6735 | 14729.1506 | 14729.1506 | 14729.1506 | 14729.1506 | 14729.1506 | 14729.1506 | 14729.1506 | 14729.1506 | 14729.1506 | 14729.1506 | 14729.1506 | 14729.1506 | 14729.1506 | 14729.1506 | 14729.1506 | 14729.1506 | 14729.1506 | 14729.1506 | 14729.1506 | 14729.1506 | 14729.1506 | 14729.1506 | 14729.1506 | 14729.1506 | 14729.1506 | 14729.1506 | 14729.1506 | 14729.1506 | 14729.1506 | 14729.1506 | 14729.1506 | 14729.1506 | 14729.1506 | 14729.1506 | 14729.1506 | 14729.1506 | 14729.1506 | 14729.1506 | 14729.1506 | 14729.1506 | 14729.1506 | 14729.1506 | 14729.1506 | 14729.1506 | 14729.1506 | 14729.1506 | 14729.1506 | 14729.1506 | 14729.1506 | 14729.1506 | 14729.1506 | 14729.1506 | 14729.1506 | 14729.1506 | 14729.1506 | 14729.1506 | 14729.1506 | 14729.1506 | 14729.1506 | 14729.1506 | 14729.1506 | 14729.1506 | 14729.1506 | 14729.1506 | 14729.1506 | 14729.1506 | 14729.1506 | 0 | 0 | 0 | 0 | 0 | 0 | 0 | 0 | 0 | 0 | 0 | 0 | 0 | 0 | 0 | 0 | 0 | 0 | 0 | 0 | 0 | 0 | 0 | 0
[19 empty] | Variable opex | Input | £000s | 0 | 0 | 0 | 0 | 0 | 0 | 0 | 0 | 0 | 0 | 0 | 0 | 0 | 0 | 0 | 0 | 0 | 0 | 0 | 0 | 0 | 0 | 0 | 0 | 0 | 0 | 0 | 0 | 0 | 0 | 0 | 0 | 0 | 0 | 0 | 0 | 0 | 0 | 0 | 0 | 0 | 0 | 0 | 0 | 0 | 0 | 0 | 0 | 0 | 0 | 0 | 0 | 0 | 0 | 0 | 0 | 0 | 0 | 0 | 0 | 0 | 0 | 0 | 0 | 0 | 0 | 0 | 0 | 0 | 0 | 0 | 0 | 0 | 0 | 0 | 0 | 0 | 0 | 0 | 0 | 0 | 0 | 0 | 0 | 0 | 0 | 0 | 0 | 0 | 0 | 0 | 0 | 0 | 0 | 0 | 0 | 0 | 0 | 0 | 0 | 0 | 0 | 0 | 0
[19 empty] | Opex savings | Input | £000s | 41.2634 | 96.7366 | 156.7524 | 226.1633 | 329.6961 | 506.5882 | 756.9333 | 1036.2784 | 1289.7335 | 1486.8235 | 1666.9931 | 1774.5092 | 1835.9327 | 1818.4685 | 1757.8706 | 1687.0088 | 1619.3199 | 1553.9397 | 1489.4924 | 1424.4339 | 1361.9009 | 1302.561 | 1242.4513 | 1184.9365 | 1133.9368 | 1133.9368 | 1133.9368 | 1133.9368 | 1133.9368 | 1133.9368 | 1133.9368 | 1133.9368 | 1133.9368 | 1133.9368 | 1133.9368 | 1133.9368 | 1133.9368 | 1133.9368 | 1133.9368 | 1133.9368 | 1133.9368 | 1133.9368 | 1133.9368 | 1133.9368 | 1133.9368 | 1133.9368 | 1133.9368 | 1133.9368 | 1133.9368 | 1133.9368 | 1133.9368 | 1133.9368 | 1133.9368 | 1133.9368 | 1133.9368 | 1133.9368 | 1133.9368 | 1133.9368 | 1133.9368 | 1133.9368 | 1133.9368 | 1133.9368 | 1133.9368 | 1133.9368 | 1133.9368 | 1133.9368 | 1133.9368 | 1133.9368 | 1133.9368 | 1133.9368 | 1133.9368 | 1133.9368 | 1133.9368 | 1133.9368 | 1133.9368 | 1133.9368 | 1133.9368 | 1133.9368 | 1133.9368 | 1133.9368 | 0 | 0 | 0 | 0 | 0 | 0 | 0 | 0 | 0 | 0 | 0 | 0 | 0 | 0 | 0 | 0 | 0 | 0 | 0 | 0 | 0 | 0 | 0 | 0
[19 empty] | Fixed env & social | Input | £000s | 4360.9937 | 6020.3254 | 6802.4533 | 8081.0465 | 10287.1755 | 12451.5217 | 12710.2051 | 13980.8878 | 14348.2619 | 14543.479 | 16776.0627 | 11903.4569 | 7981.4556 | 5733.2869 | 0 | 0 | 0 | 0 | 0 | 0 | 2813.4592 | 3883.9633 | 4388.5467 | 5213.4205 | 6636.6865 | 8032.9967 | 8199.8841 | 9019.6546 | 9256.663 | 9382.6057 | 10822.9386 | 7679.4172 | 5149.1703 | 3698.7828 | 0 | 0 | 0 | 0 | 0 | 0 | 2813.4592 | 3883.9633 | 4388.5467 | 5213.4205 | 6636.6865 | 8032.9967 | 8199.8841 | 9019.6546 | 9256.663 | 9382.6057 | 10822.9386 | 7679.4172 | 5149.1703 | 3698.7828 | 0 | 0 | 0 | 0 | 0 | 0 | 2813.4592 | 3883.9633 | 4388.5467 | 5213.4205 | 6636.6865 | 8032.9967 | 8199.8841 | 9019.6546 | 9256.663 | 9382.6057 | 10822.9386 | 7679.4172 | 5149.1703 | 3698.7828 | 0 | 0 | 0 | 0 | 0 | 0 | 0 | 0 | 0 | 0 | 0 | 0 | 0 | 0 | 0 | 0 | 0 | 0 | 0 | 0 | 0 | 0 | 0 | 0 | 0 | 0 | 0 | 0 | 0 | 0
[19 empty] | Variable env & social | Input | £000s | 0 | 1 | 2 | 3 | 4 | 5 | 6 | 7 | 8 | 9 | 10 | 11 | 12 | 13 | 14 | 15 | 16 | 17 | 18 | 19 | 20 | 21 | 22 | 23 | 24 | 25 | 26 | 27 | 28 | 29 | 30 | 31 | 32 | 33 | 34 | 35 | 36 | 37 | 38 | 39 | 40 | 41 | 42 | 43 | 44 | 45 | 46 | 47 | 48 | 49 | 50 | 51 | 52 | 53 | 54 | 55 | 56 | 57 | 58 | 59 | 60 | 61 | 62 | 63 | 64 | 65 | 66 | 67 | 68 | 69 | 70 | 71 | 72 | 73 | 74 | 75 | 76 | 77 | 78 | 79 | 0 | 0 | 0 | 0 | 0 | 0 | 0 | 0 | 0 | 0 | 0 | 0 | 0 | 0 | 0 | 0 | 0 | 0 | 0 | 0 | 0 | 0 | 0 | 0
[19 empty] | Fixed carbon costs | Input | £000s | 264.7566 | 365.4949 | 412.978 | 490.6016 | 624.5361 | 755.9339 | 771.6386 | 848.7819 | 871.0853 | 882.9369 | 1018.4775 | 722.6608 | 484.5555 | 348.0688 | 0 | 0 | 0 | 0 | 0 | 0 | 167.1357 | 230.7298 | 260.7049 | 309.7072 | 394.2574 | 477.2062 | 487.1203 | 535.8194 | 549.8991 | 557.3808 | 642.9448 | 456.2016 | 305.8904 | 219.729 | 0 | 0 | 0 | 0 | 0 | 0 | 167.1357 | 230.7298 | 260.7049 | 309.7072 | 394.2574 | 477.2062 | 487.1203 | 535.8194 | 549.8991 | 557.3808 | 642.9448 | 456.2016 | 305.8904 | 219.729 | 0 | 0 | 0 | 0 | 0 | 0 | 167.1357 | 230.7298 | 260.7049 | 309.7072 | 394.2574 | 477.2062 | 487.1203 | 535.8194 | 549.8991 | 557.3808 | 642.9448 | 456.2016 | 305.8904 | 219.729 | 0 | 0 | 0 | 0 | 0 | 0 | 0 | 0 | 0 | 0 | 0 | 0 | 0 | 0 | 0 | 0 | 0 | 0 | 0 | 0 | 0 | 0 | 0 | 0 | 0 | 0 | 0 | 0 | 0 | 0
[19 empty] | Variable carbon costs | Input | £000s | 0 | 0 | 0 | 0 | 0 | 0 | 0 | 0 | 0 | 0 | 0 | 0 | 0 | 0 | 0 | 0 | 0 | 0 | 0 | 0 | 0 | 0 | 0 | 0 | 0 | 0 | 0 | 0 | 0 | 0 | 0 | 0 | 0 | 0 | 0 | 0 | 0 | 0 | 0 | 0 | 0 | 0 | 0 | 0 | 0 | 0 | 0 | 0 | 0 | 0 | 0 | 0 | 0 | 0 | 0 | 0 | 0 | 0 | 0 | 0 | 0 | 0 | 0 | 0 | 0 | 0 | 0 | 0 | 0 | 0 | 0 | 0 | 0 | 0 | 0 | 0 | 0 | 0 | 0 | 0 | 0 | 0 | 0 | 0 | 0 | 0 | 0 | 0 | 0 | 0 | 0 | 0 | 0 | 0 | 0 | 0 | 0 | 0 | 0 | 0 | 0 | 0 | 0 | 0
[19 empty] | Customer willingness to pay | Input | £000s | 0 | 0 | 0 | 0 | 0 | 0 | 0 | 0 | 0 | 0 | 0 | 0 | 0 | 0 | 0 | 0 | 0 | 0 | 0 | 0 | 0 | 0 | 0 | 0 | 0 | 0 | 0 | 0 | 0 | 0 | 0 | 0 | 0 | 0 | 0 | 0 | 0 | 0 | 0 | 0 | 0 | 0 | 0 | 0 | 0 | 0 | 0 | 0 | 0 | 0 | 0 | 0 | 0 | 0 | 0 | 0 | 0 | 0 | 0 | 0 | 0 | 0 | 0 | 0 | 0 | 0 | 0 | 0 | 0 | 0 | 0 | 0 | 0 | 0 | 0 | 0 | 0 | 0 | 0 | 0 | 0 | 0 | 0 | 0 | 0 | 0 | 0 | 0 | 0 | 0 | 0 | 0 | 0 | 0 | 0 | 0 | 0 | 0 | 0 | 0 | 0 | 0 | 0 | 0
[19 empty] | Total | Sum of above (excl WAFU) | £000s | 14133.9474 | 19992.617 | 23188.5417 | 28077.1192 | 36126.1865 | 44336.1848 | 46679.8067 | 52348.8359 | 55201.115 | 57477.7659 | 68541.083 | 55433.4123 | 44417.3798 | 38586.24 | 21690.798 | 22712.8271 | 22776.6415 | 23353.3079 | 23475.1972 | 23509.6237 | 32483.1753 | 32975.8931 | 32356.5813 | 33484.6478 | 34543.1312 | 38469.226 | 38939.3547 | 41244.7688 | 41912.0106 | 42267.0416 | 48516.9641 | 40518.4908 | 33801.4214 | 30370.3499 | 21086.8642 | 22179.7551 | 22311.2583 | 22953.305 | 23139.6415 | 23239.1266 | 32275.2112 | 32827.269 | 32268.0668 | 33453.6481 | 34563.1312 | 38489.226 | 38959.3547 | 41264.7688 | 41932.0106 | 42287.0416 | 48536.9641 | 40538.4908 | 33821.4214 | 30390.3499 | 21106.8642 | 22199.7551 | 22331.2583 | 22973.305 | 23159.6415 | 23259.1266 | 32295.2112 | 32847.269 | 32288.0668 | 33473.6481 | 34583.1312 | 38509.226 | 38979.3547 | 41284.7688 | 41952.0106 | 42307.0416 | 48556.9641 | 40558.4908 | 33841.4214 | 30410.3499 | 21126.8642 | 22219.7551 | 22351.2583 | 22993.305 | 23179.6415 | 23279.1266 | 0 | 0 | 0 | 0 | 0 | 0 | 0 | 0 | 0 | 0 | 0 | 0 | 0 | 0 | 0 | 0 | 0 | 0 | 0 | 0 | 0 | 0 | 0 | 0
61.5a | Options to reduce water taken unbilled | [20 empty] | 0 | 0 | 0 | 0 | 0 | 0 | 0 | 0 | 0 | 0 | 0 | 0 | 0 | 0 | 0 | 0 | 0 | 0 | 0 | 0 | 0 | 0 | 0 | 0 | 0 | 0 | 0 | 0 | 0 | 0 | 0 | 0 | 0 | 0 | 0 | 0 | 0 | 0 | 0 | 0 | 0 | 0 | 0 | 0 | 0 | 0 | 0 | 0 | 0 | 0 | 0 | 0 | 0 | 0 | 0 | 0 | 0 | 0 | 0 | 0 | 0 | 0 | 0 | 0 | 0 | 0 | 0 | 0 | 0 | 0 | 0 | 0 | 0 | 0 | 0 | 0 | 0 | 0 | 0 | 0 | 0 | 0 | 0 | 0 | 0 | 0 | 0 | 0 | 0 | 0 | 0 | 0 | 0 | 0 | 0 | 0 | 0 | 0 | 0 | 0 | 0 | 0 | 0 | 0
61.6a | Options impacting on measured Non Household - USPL | [20 empty] | 0 | 0 | 0 | 0 | 0 | 0 | 0 | 0 | 0 | 0 | 0 | 0 | 0 | 0 | 0 | 0 | 0 | 0 | 0 | 0 | 0 | 0 | 0 | 0 | 0 | 0 | 0 | 0 | 0 | 0 | 0 | 0 | 0 | 0 | 0 | 0 | 0 | 0 | 0 | 0 | 0 | 0 | 0 | 0 | 0 | 0 | 0 | 0 | 0 | 0 | 0 | 0 | 0 | 0 | 0 | 0 | 0 | 0 | 0 | 0 | 0 | 0 | 0 | 0 | 0 | 0 | 0 | 0 | 0 | 0 | 0 | 0 | 0 | 0 | 0 | 0 | 0 | 0 | 0 | 0 | 0 | 0 | 0 | 0 | 0 | 0 | 0 | 0 | 0 | 0 | 0 | 0 | 0 | 0 | 0 | 0 | 0 | 0 | 0 | 0 | 0 | 0 | 0 | 0
61.7a | Options impacting on unmeasured Non Household - USPL | [20 empty] | 0 | 0 | 0 | 0 | 0 | 0 | 0 | 0 | 0 | 0 | 0 | 0 | 0 | 0 | 0 | 0 | 0 | 0 | 0 | 0 | 0 | 0 | 0 | 0 | 0 | 0 | 0 | 0 | 0 | 0 | 0 | 0 | 0 | 0 | 0 | 0 | 0 | 0 | 0 | 0 | 0 | 0 | 0 | 0 | 0 | 0 | 0 | 0 | 0 | 0 | 0 | 0 | 0 | 0 | 0 | 0 | 0 | 0 | 0 | 0 | 0 | 0 | 0 | 0 | 0 | 0 | 0 | 0 | 0 | 0 | 0 | 0 | 0 | 0 | 0 | 0 | 0 | 0 | 0 | 0 | 0 | 0 | 0 | 0 | 0 | 0 | 0 | 0 | 0 | 0 | 0 | 0 | 0 | 0 | 0 | 0 | 0 | 0 | 0 | 0 | 0 | 0 | 0 | 0
61.8a | Options impacting on measured Household - USPL | [20 empty] | 0 | 0 | 0 | 0 | 0 | 0 | 0 | 0 | 0 | 0 | 0 | 0 | 0 | 0 | 0 | 0 | 0 | 0 | 0 | 0 | 0 | 0 | 0 | 0 | 0 | 0 | 0 | 0 | 0 | 0 | 0 | 0 | 0 | 0 | 0 | 0 | 0 | 0 | 0 | 0 | 0 | 0 | 0 | 0 | 0 | 0 | 0 | 0 | 0 | 0 | 0 | 0 | 0 | 0 | 0 | 0 | 0 | 0 | 0 | 0 | 0 | 0 | 0 | 0 | 0 | 0 | 0 | 0 | 0 | 0 | 0 | 0 | 0 | 0 | 0 | 0 | 0 | 0 | 0 | 0 | 0 | 0 | 0 | 0 | 0 | 0 | 0 | 0 | 0 | 0 | 0 | 0 | 0 | 0 | 0 | 0 | 0 | 0 | 0 | 0 | 0 | 0 | 0 | 0
61.9a | Options impacting on unmeasured Household - USPL | [20 empty] | 0 | 0 | 0 | 0 | 0 | 0 | 0 | 0 | 0 | 0 | 0 | 0 | 0 | 0 | 0 | 0 | 0 | 0 | 0 | 0 | 0 | 0 | 0 | 0 | 0 | 0 | 0 | 0 | 0 | 0 | 0 | 0 | 0 | 0 | 0 | 0 | 0 | 0 | 0 | 0 | 0 | 0 | 0 | 0 | 0 | 0 | 0 | 0 | 0 | 0 | 0 | 0 | 0 | 0 | 0 | 0 | 0 | 0 | 0 | 0 | 0 | 0 | 0 | 0 | 0 | 0 | 0 | 0 | 0 | 0 | 0 | 0 | 0 | 0 | 0 | 0 | 0 | 0 | 0 | 0 | 0 | 0 | 0 | 0 | 0 | 0 | 0 | 0 | 0 | 0 | 0 | 0 | 0 | 0 | 0 | 0 | 0 | 0 | 0 | 0 | 0 | 0 | 0 | 0
58.1x | Enhanced Metering | EM001 | Metering other selective | Y | 2020-21 | Capacity | 3.1036 | 24424.3228 | 32540.7368 | 27932.6092 | -3181.6271 | 441.8786 | 19235.4332 | 76969.0307 | 234.5683 | 315.1327 | 3 | 3 | Gains in WAFU / Savings in demand | Input | Ml/d | 0.11209 | 0.26496 | 0.43539 | 0.63586 | 0.87186 | 0.74608 | 1.0158 | 1.3619 | 1.676 | 1.9984 | 2.619 | 2.8846 | 3.0446 | 3.1036 | 3.0862 | 3.0745 | 3.0631 | 3.0521 | 3.0414 | 3.0311 | 3.0212 | 3.0115 | 3.0022 | 2.9932 | 2.9844 | 2.9844 | 2.9844 | 2.9844 | 2.9844 | 2.9844 | 2.9844 | 2.9844 | 2.9844 | 2.9844 | 2.9844 | 2.9844 | 2.9844 | 2.9844 | 2.9844 | 2.9844 | 2.9844 | 2.9844 | 2.9844 | 2.9844 | 2.9844 | 2.9844 | 2.9844 | 2.9844 | 2.9844 | 2.9844 | 2.9844 | 2.9844 | 2.9844 | 2.9844 | 2.9844 | 2.9844 | 2.9844 | 2.9844 | 2.9844 | 2.9844 | 2.9844 | 2.9844 | 2.9844 | 2.9844 | 2.9844 | 2.9844 | 2.9844 | 2.9844 | 2.9844 | 2.9844 | 2.9844 | 2.9844 | 2.9844 | 2.9844 | 2.9844 | 2.9844 | 2.9844 | 2.9844 | 2.9844 | 2.9844 | 0 | 0 | 0 | 0 | 0 | 0 | 0 | 0 | 0 | 0 | 0 | 0 | 0 | 0 | 0 | 0 | 0 | 0 | 0 | 0 | 0 | 0 | 0 | 0
| This is a company wide decision, and the AIC reflects the company wide costs and demand benefits | [17 empty] | Fixed capex | Input | £000s | 456.0506 | 629.5752 | 636.6518 | 646.0003 | 1008.2386 | 2426.7119 | 1954.7485 | 2216.6715 | 2370.8476 | 2622.496 | 3396.6618 | 1972.9778 | 1322.9127 | 950.2826 | 0 | 118.9238 | 164.1735 | 166.0189 | 168.4567 | 262.9172 | 879.4674 | 850.2455 | 922.3743 | 967.6347 | 1229.1747 | 2198.2397 | 1571.7241 | 1543.8695 | 1530.0859 | 1418.3869 | 1956.0212 | 1231.266 | 881.5212 | 682.4206 | 262.9172 | 632.8107 | 509.7374 | 578.0387 | 618.2431 | 683.8651 | 1132.4001 | 854.9991 | 689.3099 | 597.1957 | 545.3096 | 1431.4201 | 1221.4066 | 1364.9141 | 1450.7386 | 1681.304 | 2469.9081 | 1576.8299 | 1293.5411 | 1132.207 | 683.8651 | 885.7434 | 514.491 | 344.9743 | 247.804 | 0 | 365.5805 | 504.6816 | 510.3544 | 517.8484 | 808.2268 | 1945.307 | 1566.9705 | 1776.9339 | 1900.525 | 2102.2519 | 2722.8408 | 1581.5835 | 1060.4767 | 761.7679 | 0 | 118.9238 | 164.1735 | 166.0189 | 168.4567 | 262.9172 | 0 | 0 | 0 | 0 | 0 | 0 | 0 | 0 | 0 | 0 | 0 | 0 | 0 | 0 | 0 | 0 | 0 | 0 | 0 | 0 | 0 | 0 | 0 | 0
[19 empty] | Variable capex | Input | £000s | 0 | 0 | 0 | 0 | 0 | 0 | 0 | 0 | 0 | 0 | 0 | 0 | 0 | 0 | 0 | 0 | 0 | 0 | 0 | 0 | 0 | 0 | 0 | 0 | 0 | 0 | 0 | 0 | 0 | 0 | 0 | 0 | 0 | 0 | 0 | 0 | 0 | 0 | 0 | 0 | 0 | 0 | 0 | 0 | 0 | 0 | 0 | 0 | 0 | 0 | 0 | 0 | 0 | 0 | 0 | 0 | 0 | 0 | 0 | 0 | 0 | 0 | 0 | 0 | 0 | 0 | 0 | 0 | 0 | 0 | 0 | 0 | 0 | 0 | 0 | 0 | 0 | 0 | 0 | 0 | 0 | 0 | 0 | 0 | 0 | 0 | 0 | 0 | 0 | 0 | 0 | 0 | 0 | 0 | 0 | 0 | 0 | 0 | 0 | 0 | 0 | 0 | 0 | 0
[19 empty] | Financing costs | Input | £000s | 0 | 0 | 0 | 0 | 0 | 0 | 0 | 0 | 0 | 0 | 0 | 0 | 0 | 0 | 0 | 0 | 0 | 0 | 0 | 0 | 0 | 0 | 0 | 0 | 0 | 0 | 0 | 0 | 0 | 0 | 0 | 0 | 0 | 0 | 0 | 0 | 0 | 0 | 0 | 0 | 0 | 0 | 0 | 0 | 0 | 0 | 0 | 0 | 0 | 0 | 0 | 0 | 0 | 0 | 0 | 0 | 0 | 0 | 0 | 0 | 0 | 0 | 0 | 0 | 0 | 0 | 0 | 0 | 0 | 0 | 0 | 0 | 0 | 0 | 0 | 0 | 0 | 0 | 0 | 0 | 0 | 0 | 0 | 0 | 0 | 0 | 0 | 0 | 0 | 0 | 0 | 0 | 0 | 0 | 0 | 0 | 0 | 0 | 0 | 0 | 0 | 0 | 0 | 0
[19 empty] | Fixed opex | Input | £000s | 10.6424 | 45.8585 | 90.6175 | 138.5505 | 190.2813 | 224.1065 | 359.8673 | 481.4673 | 611.9054 | 750.1349 | 928.1011 | 1107.5069 | 1212.2583 | 1277.9096 | 1319.3941 | 1318.2778 | 1317.1973 | 1316.1514 | 1315.139 | 1314.1622 | 1313.2167 | 1312.3015 | 1311.4156 | 1310.5581 | 1309.7313 | 1309.7313 | 1309.7313 | 1309.7313 | 1309.7313 | 1309.7313 | 1309.7313 | 1309.7313 | 1309.7313 | 1309.7313 | 1309.7313 | 1309.7313 | 1309.7313 | 1309.7313 | 1309.7313 | 1309.7313 | 1309.7313 | 1309.7313 | 1309.7313 | 1309.7313 | 1309.7313 | 1309.7313 | 1309.7313 | 1309.7313 | 1309.7313 | 1309.7313 | 1309.7313 | 1309.7313 | 1309.7313 | 1309.7313 | 1309.7313 | 1309.7313 | 1309.7313 | 1309.7313 | 1309.7313 | 1309.7313 | 1309.7313 | 1309.7313 | 1309.7313 | 1309.7313 | 1309.7313 | 1309.7313 | 1309.7313 | 1309.7313 | 1309.7313 | 1309.7313 | 1309.7313 | 1309.7313 | 1309.7313 | 1309.7313 | 1309.7313 | 1309.7313 | 1309.7313 | 1309.7313 | 1309.7313 | 1309.7313 | 0 | 0 | 0 | 0 | 0 | 0 | 0 | 0 | 0 | 0 | 0 | 0 | 0 | 0 | 0 | 0 | 0 | 0 | 0 | 0 | 0 | 0 | 0 | 0
[19 empty] | Variable opex | Input | £000s | 0 | 0 | 0 | 0 | 0 | 0 | 0 | 0 | 0 | 0 | 0 | 0 | 0 | 0 | 0 | 0 | 0 | 0 | 0 | 0 | 0 | 0 | 0 | 0 | 0 | 0 | 0 | 0 | 0 | 0 | 0 | 0 | 0 | 0 | 0 | 0 | 0 | 0 | 0 | 0 | 0 | 0 | 0 | 0 | 0 | 0 | 0 | 0 | 0 | 0 | 0 | 0 | 0 | 0 | 0 | 0 | 0 | 0 | 0 | 0 | 0 | 0 | 0 | 0 | 0 | 0 | 0 | 0 | 0 | 0 | 0 | 0 | 0 | 0 | 0 | 0 | 0 | 0 | 0 | 0 | 0 | 0 | 0 | 0 | 0 | 0 | 0 | 0 | 0 | 0 | 0 | 0 | 0 | 0 | 0 | 0 | 0 | 0 | 0 | 0 | 0 | 0 | 0 | 0
[19 empty] | Opex savings | Input | £000s | 3.0631 | 7.2406 | 14.1561 | 25.6154 | 38.1358 | 28.179 | 45.6541 | 66.4173 | 84.469 | 98.7841 | 135.3593 | 144.8853 | 150.3589 | 151.957 | 150.6298 | 149.5429 | 148.4909 | 147.4726 | 146.4869 | 145.5358 | 144.6153 | 143.7243 | 142.8617 | 142.0269 | 141.2219 | 141.2219 | 141.2219 | 141.2219 | 141.2219 | 141.2219 | 141.2219 | 141.2219 | 141.2219 | 141.2219 | 141.2219 | 141.2219 | 141.2219 | 141.2219 | 141.2219 | 141.2219 | 141.2219 | 141.2219 | 141.2219 | 141.2219 | 141.2219 | 141.2219 | 141.2219 | 141.2219 | 141.2219 | 141.2219 | 141.2219 | 141.2219 | 141.2219 | 141.2219 | 141.2219 | 141.2219 | 141.2219 | 141.2219 | 141.2219 | 141.2219 | 141.2219 | 141.2219 | 141.2219 | 141.2219 | 141.2219 | 141.2219 | 141.2219 | 141.2219 | 141.2219 | 141.2219 | 141.2219 | 141.2219 | 141.2219 | 141.2219 | 141.2219 | 141.2219 | 141.2219 | 141.2219 | 141.2219 | 141.2219 | 0 | 0 | 0 | 0 | 0 | 0 | 0 | 0 | 0 | 0 | 0 | 0 | 0 | 0 | 0 | 0 | 0 | 0 | 0 | 0 | 0 | 0 | 0 | 0
[19 empty] | Fixed env & social | Input | £000s | 0 | 0 | 0 | 0 | 0 | 0 | 0 | 0 | 0 | 0 | 0 | 0 | 0 | 0 | 0 | 0 | 0 | 0 | 0 | 0 | 0 | 0 | 0 | 0 | 0 | 0 | 0 | 0 | 0 | 0 | 0 | 0 | 0 | 0 | 0 | 0 | 0 | 0 | 0 | 0 | 0 | 0 | 0 | 0 | 0 | 0 | 0 | 0 | 0 | 0 | 0 | 0 | 0 | 0 | 0 | 0 | 0 | 0 | 0 | 0 | 0 | 0 | 0 | 0 | 0 | 0 | 0 | 0 | 0 | 0 | 0 | 0 | 0 | 0 | 0 | 0 | 0 | 0 | 0 | 0 | 0 | 0 | 0 | 0 | 0 | 0 | 0 | 0 | 0 | 0 | 0 | 0 | 0 | 0 | 0 | 0 | 0 | 0 | 0 | 0 | 0 | 0 | 0 | 0
[19 empty] | Variable env & social | Input | £000s | 365.3709 | 505.8322 | 501.2014 | 490.4115 | 766.0016 | 1837.1893 | 1521.124 | 1730.4865 | 1851.3685 | 2070.9453 | 2663.621 | 1550.85 | 1054.367 | 769.3464 | 40.3001 | 40.1465 | 39.9979 | 39.854 | 39.7147 | 39.5803 | 182.1588 | 236.3326 | 233.5458 | 228.2316 | 335.0335 | 755.6185 | 630.2829 | 710.5896 | 756.3815 | 840.838 | 1070.081 | 632.3503 | 436.8411 | 324.7713 | 38.9707 | 38.9707 | 38.9707 | 38.9707 | 38.9707 | 38.9707 | 181.6792 | 235.979 | 233.314 | 228.1178 | 335.0335 | 755.6185 | 630.2829 | 710.5896 | 756.3815 | 840.838 | 1070.081 | 632.3503 | 436.8411 | 324.7713 | 38.9707 | 38.9707 | 38.9707 | 38.9707 | 38.9707 | 38.9707 | 181.6792 | 235.979 | 233.314 | 228.1178 | 335.0335 | 755.6185 | 630.2829 | 710.5896 | 756.3815 | 840.838 | 1070.081 | 632.3503 | 436.8411 | 324.7713 | 38.9707 | 38.9707 | 38.9707 | 38.9707 | 38.9707 | 38.9707 | 0 | 0 | 0 | 0 | 0 | 0 | 0 | 0 | 0 | 0 | 0 | 0 | 0 | 0 | 0 | 0 | 0 | 0 | 0 | 0 | 0 | 0 | 0 | 0
[19 empty] | Fixed carbon costs | Input | £000s | 8.6436 | 11.5792 | 11.8285 | 12.3844 | 20.8836 | 67.8135 | 46.4416 | 51.2174 | 52.4355 | 66.7498 | 63.7598 | 39.2088 | 25.7823 | 18.198 | 0.98936 | 0.95259 | 0.91728 | 0.88336 | 0.85078 | 0.81949 | 1.8688 | 2.2002 | 2.2497 | 2.3692 | 3.7555 | 12.3679 | 8.4346 | 9.2197 | 9.3391 | 12.5096 | 12.2971 | 8.0542 | 5.4419 | 3.9602 | 0.56863 | 0.55206 | 0.53599 | 0.52037 | 0.50522 | 0.4905 | 1.1346 | 1.3448 | 1.3832 | 1.4652 | 2.3356 | 7.7291 | 5.2966 | 5.8178 | 5.9217 | 7.9706 | 6.8086 | 4.4594 | 3.0131 | 2.1927 | 0.31483 | 0.30566 | 0.29676 | 0.28812 | 0.27973 | 0.27158 | 0.6282 | 0.74457 | 0.76586 | 0.81124 | 1.2932 | 4.2794 | 2.9326 | 3.2212 | 3.2787 | 4.4131 | 3.7698 | 2.4691 | 1.6683 | 1.214 | 0.17432 | 0.24378 | 0.23784 | 0.23204 | 0.22638 | 0.22086 | 0 | 0 | 0 | 0 | 0 | 0 | 0 | 0 | 0 | 0 | 0 | 0 | 0 | 0 | 0 | 0 | 0 | 0 | 0 | 0 | 0 | 0 | 0 | 0
[19 empty] | Variable carbon costs | Input | £000s | 0 | 0 | 0 | 0 | 0 | 0 | 0 | 0 | 0 | 0 | 0 | 0 | 0 | 0 | 0 | 0 | 0 | 0 | 0 | 0 | 0 | 0 | 0 | 0 | 0 | 0 | 0 | 0 | 0 | 0 | 0 | 0 | 0 | 0 | 0 | 0 | 0 | 0 | 0 | 0 | 0 | 0 | 0 | 0 | 0 | 0 | 0 | 0 | 0 | 0 | 0 | 0 | 0 | 0 | 0 | 0 | 0 | 0 | 0 | 0 | 0 | 0 | 0 | 0 | 0 | 0 | 0 | 0 | 0 | 0 | 0 | 0 | 0 | 0 | 0 | 0 | 0 | 0 | 0 | 0 | 0 | 0 | 0 | 0 | 0 | 0 | 0 | 0 | 0 | 0 | 0 | 0 | 0 | 0 | 0 | 0 | 0 | 0 | 0 | 0 | 0 | 0 | 0 | 0
[19 empty] | Customer willingness to pay | Input | £000s | 0 | 0 | 0 | 0 | 0 | 0 | 0 | 0 | 0 | 0 | 0 | 0 | 0 | 0 | 0 | 0 | 0 | 0 | 0 | 0 | 0 | 0 | 0 | 0 | 0 | 0 | 0 | 0 | 0 | 0 | 0 | 0 | 0 | 0 | 0 | 0 | 0 | 0 | 0 | 0 | 0 | 0 | 0 | 0 | 0 | 0 | 0 | 0 | 0 | 0 | 0 | 0 | 0 | 0 | 0 | 0 | 0 | 0 | 0 | 0 | 0 | 0 | 0 | 0 | 0 | 0 | 0 | 0 | 0 | 0 | 0 | 0 | 0 | 0 | 0 | 0 | 0 | 0 | 0 | 0 | 0 | 0 | 0 | 0 | 0 | 0 | 0 | 0 | 0 | 0 | 0 | 0 | 0 | 0 | 0 | 0 | 0 | 0 | 0 | 0 | 0 | 0 | 0 | 0
[19 empty] | Total | Sum of above (excl WAFU) | £000s | 843.7707 | 1200.0856 | 1254.4553 | 1312.962 | 2023.5408 | 4584.0003 | 3927.8355 | 4546.26 | 4971.026 | 5609.1101 | 7187.5031 | 4815.4288 | 3765.6792 | 3167.6935 | 1511.3134 | 1627.8437 | 1670.7769 | 1670.3802 | 1670.648 | 1763.015 | 2521.327 | 2544.804 | 2612.4471 | 2650.8205 | 3018.917 | 4417.1792 | 3661.3948 | 3714.632 | 3746.7597 | 3722.6876 | 4489.3525 | 3322.6237 | 2774.7575 | 2462.1053 | 1753.4097 | 2123.2867 | 2000.1973 | 2068.483 | 2108.6722 | 2174.2795 | 2766.1671 | 2543.276 | 2374.9603 | 2277.7319 | 2333.632 | 3645.7208 | 3307.9394 | 3532.2746 | 3663.995 | 3981.0658 | 4997.7509 | 3664.5928 | 3184.3484 | 2910.1242 | 2174.1038 | 2375.9729 | 2004.7117 | 1835.1864 | 1738.0077 | 1490.1955 | 1998.8411 | 2192.3584 | 2195.3875 | 2197.7306 | 2595.5067 | 4156.1581 | 3651.1392 | 3941.6978 | 4111.1383 | 4398.4562 | 5247.6447 | 3667.3561 | 2949.9392 | 2538.7065 | 1490.0982 | 1609.0915 | 1654.3353 | 1656.1748 | 1658.607 | 1753.0619 | 0 | 0 | 0 | 0 | 0 | 0 | 0 | 0 | 0 | 0 | 0 | 0 | 0 | 0 | 0 | 0 | 0 | 0 | 0 | 0 | 0 | 0 | 0 | 0
61.10a | Options impacting on Void properties - USPL | [20 empty] | 0 | 0 | 0 | 0 | 0 | 0 | 0 | 0 | 0 | 0 | 0 | 0 | 0 | 0 | 0 | 0 | 0 | 0 | 0 | 0 | 0 | 0 | 0 | 0 | 0 | 0 | 0 | 0 | 0 | 0 | 0 | 0 | 0 | 0 | 0 | 0 | 0 | 0 | 0 | 0 | 0 | 0 | 0 | 0 | 0 | 0 | 0 | 0 | 0 | 0 | 0 | 0 | 0 | 0 | 0 | 0 | 0 | 0 | 0 | 0 | 0 | 0 | 0 | 0 | 0 | 0 | 0 | 0 | 0 | 0 | 0 | 0 | 0 | 0 | 0 | 0 | 0 | 0 | 0 | 0 | 0 | 0 | 0 | 0 | 0 | 0 | 0 | 0 | 0 | 0 | 0 | 0 | 0 | 0 | 0 | 0 | 0 | 0 | 0 | 0 | 0 | 0 | 0 | 0
RZCOSTSHERE
| Company: | Severn Trent Water
| Resource Zone Name: | Mardy
| Resource Zone Number: | 5
| Planning Scenario Name: | Dry Year Annual Average
| Chosen Level of Service: | No more than 3 in 100 Temporary Use Bans
Start dates | Option Categories
2020-21 | Aquifer recharge
2021-22 | Bulk supply
2022-23 | Conjunctive use
2023-24 | Desalination
2024-25 | Effluent reuse
2025-26 | GW enhancement
2026-27 | GW new
2027-28 | Reservoir enlargement
2028-29 | New reservoir
2029-30 | SW enhancement
2030-31 | SW new
2031-32
2032-33
2033-34 | Active leakage management
2034-35 | Mains repair
2035-36 | Mains replacement (not trunk mains)
2036-37 | Pressure management
2037-38 | Other leakage control
2038-39 | Trunk mains renewal
2039-40 | Pumps
2040-41 | Service reservoir
2041-42
2042-43
2043-44 | Water treatment works loss recovery
2044-45 | Water treatment works capacity increase
Cistern displacement device
Household water audit
Commercial water audit
Customer education / awareness
Other water efficiency
Metering optants
Metering change of occupancy
Metering compulsory
Metering other selective
Supply pipe repairs / replacement
Outdoor water efficiency devices
Retrofitting indoor water efficiency devices
Alternative tariffs
Collaborative R&D
Note on DW1: Author: At year 126 this drops to 2%
Note on V2: The original formulae assumed 80 whatever number was put here. The formulae in this sheet will take account of the number.
Note on X2: Cells X2:CY2 contain a factor to calculate NPV based on variable discount rate - please do not adjust
Note on CY2: Formula can be copied across to the right if appraisal period extends beyond 80 years

## 6. Preferred (Scenario Yr)
Table 6: Preferred list of water management options
DRY YEAR PLANNED GAINS IN WAFU OR SAVINGS IN DEMAND (Ml/d) - TO BE COMPLETED FOR ALL PREFERRED OPTIONS (WAFU gains for each year are individual year gains and not cumulative gains)
Row Ref | Option Name [Insert / delete non-numbered lines to suit] | Option Reference No. | Unit | Decimal places | 2016-17 | For info 2017-18 | For info 2018-19 | For info 2019-20 | 2020-21 | 2021-22 | 2022-23 | 2023-24 | 2024-25 | 2025-26 | 2026-27 | 2027-28 | 2028-29 | 2029-30 | 2030-31 | 2031-32 | 2032-33 | 2033-34 | 2034-35 | 2035-36 | 2036-37 | 2037-38 | 2038-39 | 2039-40 | 2040-41 | 2041-42 | 2042-43 | 2043-44 | 2044-45
58 | Resource Management | - | Ml/d | 2 | 0 | 0 | 0 | 0 | 0 | 0 | 0 | 0 | 0 | 0 | 0 | 0 | 0 | 0 | 0 | 0 | 0 | 0 | 0 | 0 | 0 | 0 | 0 | 0 | 0 | 0 | 0 | 0 | 0
58.1 | Increase raw water abstractions | - | Ml/d | 2 | 0 | 0 | 0 | 0 | 0 | 0 | 0 | 0 | 0 | 0 | 0 | 0 | 0 | 0 | 0 | 0 | 0 | 0 | 0 | 0 | 0 | 0 | 0 | 0 | 0 | 0 | 0 | 0 | 0
- |  |  | Ml/d | 2
- | (insert row above) | - | - |  | - | - | - | - | bar: 2020-21 to 2044-45
58.2 | Raw water imports | - | Ml/d | 2 | 0 | 0 | 0 | 0 | 0 | 0 | 0 | 0 | 0 | 0 | 0 | 0 | 0 | 0 | 0 | 0 | 0 | 0 | 0 | 0 | 0 | 0 | 0 | 0 | 0 | 0 | 0 | 0 | 0
- |  |  | Ml/d | 2
- | (insert row above) | - | - |  | - | - | - | - | bar: 2020-21 to 2044-45
58.3 | Potable water Imports (input reductions as -ve) | - | Ml/d | 2 | 0 | 0 | 0 | 0 | 0 | 0 | 0 | 0 | 0 | 0 | 0 | 0 | 0 | 0 | 0 | 0 | 0 | 0 | 0 | 0 | 0 | 0 | 0 | 0 | 0 | 0 | 0 | 0 | 0
- |  |  | Ml/d | 2
- | (insert row above) | - | - |  | - | - | - | - | bar: 2020-21 to 2044-45
58.4 | Reduce raw water losses and operational use (input as -ve) | - | Ml/d | 2 | 0 | 0 | 0 | 0 | 0 | 0 | 0 | 0 | 0 | 0 | 0 | 0 | 0 | 0 | 0 | 0 | 0 | 0 | 0 | 0 | 0 | 0 | 0 | 0 | 0 | 0 | 0 | 0 | 0
- |  |  | Ml/d | 2
- | (insert row above) | - | - |  | - | - | - | - | bar: 2020-21 to 2044-45
58.5 | Reduced raw water export (including non potable supplies) |  | Ml/d | 2 | 0 | 0 | 0 | 0 | 0 | 0 | 0 | 0 | 0 | 0 | 0 | 0 | 0 | 0 | 0 | 0 | 0 | 0 | 0 | 0 | 0 | 0 | 0 | 0 | 0 | 0 | 0 | 0 | 0
58.51 | Reduce raw water exports (input as -ve) | - | Ml/d | 2 | 0 | 0 | 0 | 0 | 0 | 0 | 0 | 0 | 0 | 0 | 0 | 0 | 0 | 0 | 0 | 0 | 0 | 0 | 0 | 0 | 0 | 0 | 0 | 0 | 0 | 0 | 0 | 0 | 0
- |  |  | Ml/d | 2
- | (insert row above) | - | - |  | - | - | - | - | bar: 2020-21 to 2044-45
58.52 | Reduce non potable supplies (input as -ve) | - | Ml/d | 2 | 0 | 0 | 0 | 0 | 0 | 0 | 0 | 0 | 0 | 0 | 0 | 0 | 0 | 0 | 0 | 0 | 0 | 0 | 0 | 0 | 0 | 0 | 0 | 0 | 0 | 0 | 0 | 0 | 0
- |  |  | Ml/d | 2
- | (insert row above) | - | - |  | - | - | - | - | bar: 2020-21 to 2044-45
58.6 | Reduce potable water exports (input as -ve) | - | Ml/d |  | 0 | 0 | 0 | 0 | 0 | 0 | 0 | 0 | 0 | 0 | 0 | 0 | 0 | 0 | 0 | 0 | 0 | 0 | 0 | 0 | 0 | 0 | 0 | 0 | 0 | 0 | 0 | 0 | 0
- |  |  | Ml/d | 2
- | (insert row above) | - | - |  | - | - | - | - | bar: 2020-21 to 2044-45
58.7 | Other options to increase deployable output | - | Ml/d |  | 0 | 0 | 0 | 0 | 0 | 0 | 0 | 0 | 0 | 0 | 0 | 0 | 0 | 0 | 0 | 0 | 0 | 0 | 0 | 0 | 0 | 0 | 0 | 0 | 0 | 0 | 0 | 0 | 0
- |  |  | Ml/d | 2
- | (insert row above) | - | - |  | - | - | - | - | bar: 2020-21 to 2044-45
59 | Distribution Side Management | - |  |  | 0 | 0 | 0 | 0 | -0.00020201 | -0.00024824 | -0.00029358 | -0.00033803 | -0.00038163 | -0.028624 | -0.056866 | -0.085107 | -0.11335 | -0.1378 | -0.16245 | -0.18646 | -0.21047 | -0.23448 | -0.25848 | -0.2721 | -0.28572 | -0.29933 | -0.31295 | -0.32657 | -0.33882 | -0.3515 | -0.36416 | -0.37681 | -0.38946
59.1 | Reduce distribution losses (input as -ve) | - | Ml/d | 2 | 0 | 0 | 0 | 0 | -0.00020201 | -0.00024824 | -0.00029358 | -0.00033803 | -0.00038163 | -0.028624 | -0.056866 | -0.085107 | -0.11335 | -0.1378 | -0.16245 | -0.18646 | -0.21047 | -0.23448 | -0.25848 | -0.2721 | -0.28572 | -0.29933 | -0.31295 | -0.32657 | -0.33882 | -0.3515 | -0.36416 | -0.37681 | -0.38946
| Leakage Reduction | ALC2 | Ml/d | 2 |  |  |  |  | -0.00020201 | -0.00024824 | -0.00029358 | -0.00033803 | -0.00038163 | -0.028624 | -0.056866 | -0.085107 | -0.11335 | -0.1378 | -0.16245 | -0.18646 | -0.21047 | -0.23448 | -0.25848 | -0.2721 | -0.28572 | -0.29933 | -0.31295 | -0.32657 | -0.33882 | -0.3515 | -0.36416 | -0.37681 | -0.38946
- | (insert row above) | - | - |  | - | - | - | - | bar: 2020-21 to 2044-45
59.2 | Reduce distribution system operational use (DSOU) (input as -ve) | - | Ml/d | 2 | 0 | 0 | 0 | 0 | 0 | 0 | 0 | 0 | 0 | 0 | 0 | 0 | 0 | 0 | 0 | 0 | 0 | 0 | 0 | 0 | 0 | 0 | 0 | 0 | 0 | 0 | 0 | 0 | 0
- |  |  | Ml/d | 2
- | (insert row above) | - | - |  | - | - | - | - | bar: 2020-21 to 2044-45
60 | Production Side Management, Specify Below.... | - |  | 2 | 0 | 0 | 0 | 0 | 0 | 0 | 0 | 0 | 0 | 0 | 0 | 0 | 0 | 0 | 0 | 0 | 0 | 0 | 0 | 0 | 0 | 0 | 0 | 0 | 0 | 0 | 0 | 0 | 0
60.1 | Reduce treatment works losses (input as -ve) | - | Ml/d | 2 | 0 | 0 | 0 | 0 | 0 | 0 | 0 | 0 | 0 | 0 | 0 | 0 | 0 | 0 | 0 | 0 | 0 | 0 | 0 | 0 | 0 | 0 | 0 | 0 | 0 | 0 | 0 | 0 | 0
- |  |  | Ml/d | 2
- | (insert row above) | - | - |  | - | - | - | - | bar: 2020-21 to 2044-45
60.2 | Reduce outages (input as -ve) | - | Ml/d | 2 | 0 | 0 | 0 | 0 | 0 | 0 | 0 | 0 | 0 | 0 | 0 | 0 | 0 | 0 | 0 | 0 | 0 | 0 | 0 | 0 | 0 | 0 | 0 | 0 | 0 | 0 | 0 | 0 | 0
- |  |  | Ml/d | 2
- | (insert row above) | - | - |  | - | - | - | - | bar: 2020-21 to 2044-45
61 | Customer Side Management | - |  | 2 | 0 | 0 | 0 | 0 | 0 | 0 | 0 | 0 | 0 | 0 | 0 | 0 | 0 | -0.04437 | -0.033774 | -0.033846 | -0.033942 | -0.034063 | -0.028565 | -0.028671 | -0.037796 | -0.03794 | -0.028098 | -0.028281 | -0.02748 | -0.027697 | -0.027935 | -0.01819 | -0.023753
61.1 | Change volume delivered to measured non households (input reductions as -ve) | - | Ml/d | 2 | 0 | 0 | 0 | 0 | 0 | 0 | 0 | 0 | 0 | 0 | 0 | 0 | 0 | 0 | 0 | 0 | 0 | 0 | 0 | 0 | 0 | 0 | 0 | 0 | 0 | 0 | 0 | 0 | 0
- |  |  | Ml/d | 2
- | (insert row above) | - | - |  | - | - | - | - | bar: 2020-21 to 2044-45
61.2 | Change volume delivered to unmeasured non households (input reductions as -ve) | - | Ml/d | 2 | 0 | 0 | 0 | 0 | 0 | 0 | 0 | 0 | 0 | 0 | 0 | 0 | 0 | 0 | 0 | 0 | 0 | 0 | 0 | 0 | 0 | 0 | 0 | 0 | 0 | 0 | 0 | 0 | 0
- |  |  | Ml/d | 2
- | (insert row above) | - | - |  | - | - | - | - | bar: 2020-21 to 2044-45
61.3 | Change volume delivered to measured households (input reductions as -ve) | - | Ml/d | 2 | 0 | 0 | 0 | 0 | 0 | 0 | 0 | 0 | 0 | 0 | 0 | 0 | 0 | 0.38528 | 0.38569 | 0.37634 | 0.3672 | 0.35829 | 0.35516 | 0.34687 | 0.32974 | 0.32177 | 0.32391 | 0.31626 | 0.30975 | 0.30239 | 0.2952 | 0.29815 | 0.2855
| Home water efficiency checks |  | Ml/d | 2 |  |  |  |  | 0 | 0 | 0 | 0 | 0 | 0 | 0 | 0 | 0 | 0 | 0 | 0 | 0 | 0 | -0.004365 | -0.0042892 | -0.0042147 | -0.0041414 | -0.0040695 | -0.0039988 | -0.0039293 | -0.0038611 | -0.003794 | -0.0037281 | 0
| Enhanced metering |  | Ml/d | 2 |  |  |  |  | 0 | 0 | 0 | 0 | 0 | 0 | 0 | 0 | 0 | 0.38528 | 0.38569 | 0.37634 | 0.3672 | 0.35829 | 0.35953 | 0.35116 | 0.33396 | 0.32592 | 0.32798 | 0.32026 | 0.31368 | 0.30625 | 0.29899 | 0.30188 | 0.2855
- | (insert row above) | - | - |  | - | - | - | - | bar: 2020-21 to 2044-45
61.4 | Change volume delivered to unmeasured households (input reductions as -ve) | - | Ml/d | 2 | 0 | 0 | 0 | 0 | 0 | 0 | 0 | 0 | 0 | 0 | 0 | 0 | 0 | -0.42587 | -0.41632 | -0.40704 | -0.398 | -0.38921 | -0.38059 | -0.3724 | -0.3644 | -0.35657 | -0.34886 | -0.3414 | -0.33409 | -0.32695 | -0.31999 | -0.3132 | -0.30611
| Enhanced metering |  | Ml/d | 2 |  |  |  |  | 0 | 0 | 0 | 0 | 0 | 0 | 0 | 0 | 0 | -0.42587 | -0.41632 | -0.40704 | -0.398 | -0.38921 | -0.38059 | -0.3724 | -0.3644 | -0.35657 | -0.34886 | -0.3414 | -0.33409 | -0.32695 | -0.31999 | -0.3132 | -0.30611
- | (insert row above) | - | - |  | - | - | - | - | bar: 2020-21 to 2044-45
61.5 | Options to reduce water taken unbilled (input as -ve) | - | Ml/d | 2 | 0 | 0 | 0 | 0 | 0 | 0 | 0 | 0 | 0 | 0 | 0 | 0 | 0 | 0 | 0 | 0 | 0 | 0 | 0 | 0 | 0 | 0 | 0 | 0 | 0 | 0 | 0 | 0 | 0
- |  |  | Ml/d | 2
- | (insert row above) | - | - |  | - | - | - | - | bar: 2020-21 to 2044-45
61.6 | Options impacting on measured Non Household - USPL (input reductions as -ve) |  | l/pr | 2 | 0 | 0 | 0 | 0 | 0 | 0 | 0 | 0 | 0 | 0 | 0 | 0 | 0 | 0 | 0 | 0 | 0 | 0 | 0 | 0 | 0 | 0 | 0 | 0 | 0 | 0 | 0 | 0 | 0
- |  |  | Ml/d | 2
- | (insert row above) | - | - |  | - | - | - | - | bar: 2020-21 to 2044-45
61.7 | Options impacting on unmeasured Non Household - USPL (input reductions as -ve) |  | l/pr | 2 | 0 | 0 | 0 | 0 | 0 | 0 | 0 | 0 | 0 | 0 | 0 | 0 | 0 | 0 | 0 | 0 | 0 | 0 | 0 | 0 | 0 | 0 | 0 | 0 | 0 | 0 | 0 | 0 | 0
- |  |  | Ml/d | 2
- | (insert row above) | - | - |  | - | - | - | - | bar: 2020-21 to 2044-45
61.8 | Options impacting on measured Household - USPL (input reductions as -ve) |  | l/pr | 2 | 0 | 0 | 0 | 0 | 0 | 0 | 0 | 0 | 0 | 0 | 0 | 0 | 0 | 0.036268 | 0.036284 | 0.03567 | 0.035068 | 0.034476 | 0.033895 | 0.033325 | 0.032766 | 0.032216 | 0.031677 | 0.031147 | 0.030627 | 0.030116 | 0.029614 | 0.029122 | 0.028638
- | Enhanced metering |  | Ml/d | 2 |  |  |  |  | 0 | 0 | 0 | 0 | 0 | 0 | 0 | 0 | 0 | 0.036268 | 0.036284 | 0.03567 | 0.035068 | 0.034476 | 0.033895 | 0.033325 | 0.032766 | 0.032216 | 0.031677 | 0.031147 | 0.030627 | 0.030116 | 0.029614 | 0.029122 | 0.028638
- | (insert row above) | - | - |  | - | - | - | - | bar: 2020-21 to 2044-45
61.9 | Options impacting on unmeasured Household - USPL (input reductions as -ve) |  | l/pr | 2 | 0 | 0 | 0 | 0 | 0 | 0 | 0 | 0 | 0 | 0 | 0 | 0 | 0 | -0.040051 | -0.039426 | -0.038812 | -0.038209 | -0.037618 | -0.037037 | -0.036467 | -0.035907 | -0.035358 | -0.034818 | -0.034288 | -0.033768 | -0.033258 | -0.032756 | -0.032264 | -0.03178
- | Enhanced metering |  | Ml/d | 2 |  |  |  |  | 0 | 0 | 0 | 0 | 0 | 0 | 0 | 0 | 0 | -0.040051 | -0.039426 | -0.038812 | -0.038209 | -0.037618 | -0.037037 | -0.036467 | -0.035907 | -0.035358 | -0.034818 | -0.034288 | -0.033768 | -0.033258 | -0.032756 | -0.032264 | -0.03178
- | (insert row above) | - | - |  | - | - | - | - | bar: 2020-21 to 2044-45
61.1 | Options impacting on Void properties - USPL (input reductions as -ve) |  | l/pr | 2 | 0 | 0 | 0 | 0 | 0 | 0 | 0 | 0 | 0 | 0 | 0 | 0 | 0 | 0 | 0 | 0 | 0 | 0 | 0 | 0 | 0 | 0 | 0 | 0 | 0 | 0 | 0 | 0 | 0
- |  |  | Ml/d | 2
- | (insert row above) | - | - |  | - | - | - | - | bar: 2020-21 to 2044-45
| Company: | Severn Trent Water
| Resource Zone Name: | Mardy
| Resource Zone Number: | 5
| Planning Scenario Name: | Dry Year Annual Average
| Chosen Level of Service: | No more than 3 in 100 Temporary Use Bans

## 7. FP Supply
Table 7: Final planning water supply
| Row Ref | Component | Derivation | Unit | Decimal places | 2016-17 | For info 2017-18 | For info 2018-19 | For info 2019-20 | 2020-21 | 2021-22 | 2022-23 | 2023-24 | 2024-25 | 2025-26 | 2026-27 | 2027-28 | 2028-29 | 2029-30 | 2030-31 | 2031-32 | 2032-33 | 2033-34 | 2034-35 | 2035-36 | 2036-37 | 2037-38 | 2038-39 | 2039-40 | 2040-41 | 2041-42 | 2042-43 | 2043-44 | 2044-45
Resources | 1FP | Raw Water Abstracted | 1BL | Ml/d | 2 | 3.84 | 3.84 | 3.84 | 3.84 | 3.84 | 3.84 | 3.84 | 3.84 | 3.84 | 3.84 | 3.84 | 3.84 | 3.84 | 3.84 | 3.84 | 3.84 | 3.84 | 3.84 | 3.84 | 3.84 | 3.84 | 3.84 | 3.84 | 3.84 | 3.84 | 3.84 | 3.84 | 3.84 | 3.84
| 2FP | Raw Water Imported | 2BL+ (6. Preferred scenario ref 58.2) | Ml/d | 2 | 0 | 0 | 0 | 0 | 0 | 0 | 0 | 0 | 0 | 0 | 0 | 0 | 0 | 0 | 0 | 0 | 0 | 0 | 0 | 0 | 0 | 0 | 0 | 0 | 0 | 0 | 0 | 0 | 0
| - | - | - | - | 2 | - | - | - | - | bar: 2020-21 to 2044-45
| - | - | - | - | 2 | - | - | - | - | bar: 2020-21 to 2044-45
| - | - | - | - | 2 | - | - | - | - | bar: 2020-21 to 2044-45
| 3FP | Potable Water Imported | 3BL+ (6. Preferred scenario ref 58.3) | Ml/d | 2 | 0 | 0 | 0 | 0 | 0 | 0 | 0 | 0 | 0 | 0 | 0 | 0 | 0 | 0 | 0 | 0 | 0 | 0 | 0 | 0 | 0 | 0 | 0 | 0 | 0 | 0 | 0 | 0 | 0
| - | - | - | - | 2 | - | - | - | - | bar: 2020-21 to 2044-45
| - | - | - | - | 2 | - | - | - | - | bar: 2020-21 to 2044-45
| - | - | - | - | 2 | - | - | - | - | bar: 2020-21 to 2044-45
| - | - | - | - | 2 | - | - | - | - | bar: 2020-21 to 2044-45
Resource (and process) losses | 5FP | Raw Water Exported (raw exports and non potable uses) | 5BL+ (6. Preferred scenario ref 58.5) | Ml/d | 2 | 0 | 0 | 0 | 0 | 0 | 0 | 0 | 0 | 0 | 0 | 0 | 0 | 0 | 0 | 0 | 0 | 0 | 0 | 0 | 0 | 0 | 0 | 0 | 0 | 0 | 0 | 0 | 0 | 0
| - | - | - | - | 2 | - | - | - | - | bar: 2020-21 to 2044-45
| - | - | - | - | 2 | - | - | - | - | bar: 2020-21 to 2044-45
| - | - | - | - | 2 | - | - | - | - | bar: 2020-21 to 2044-45
| 6FP | Potable Water Exported | 6BL+ (6. Preferred scenario ref 58.6) | Ml/d | 2 | 0 | 0 | 0 | 0 | 0 | 0 | 0 | 0 | 0 | 0 | 0 | 0 | 0 | 0 | 0 | 0 | 0 | 0 | 0 | 0 | 0 | 0 | 0 | 0 | 0 | 0 | 0 | 0 | 0
| - | - | - | - | 2 | - | - | - | - | bar: 2020-21 to 2044-45
| - | - | - | - | 2 | - | - | - | - | bar: 2020-21 to 2044-45
| - | - | - | - | 2 | - | - | - | - | bar: 2020-21 to 2044-45
| 7FP | Deployable Output | 7BL+ 8BL+ (6. Preferred scenario ref 58.7) + (6. Preferred scenario ref 58.4) |  | 2 | 3.84 | 3.84 | 3.84 | 3.84 | 3.84 | 3.84 | 3.84 | 3.84 | 3.84 | 3.84 | 3.84 | 3.84 | 3.84 | 3.84 | 3.3 | 3.3 | 3.3 | 3.3 | 3.3 | 3.3 | 3.3 | 3.3 | 3.3 | 3.3 | 3.3 | 3.3 | 3.3 | 3.3 | 3.3
| - | - | - | - | 2 | bar: 2020-21 to 2044-45
| - | - | - | - | 2 | - | - | - | - | bar: 2020-21 to 2044-45
| - | - | - | - | 2 | - | - | - | - | bar: 2020-21 to 2044-45
| - | - | - | - | 2 | - | - | - | - | bar: 2020-21 to 2044-45
| - | - | - | - | 2 | - | - | - | - | bar: 2020-21 to 2044-45
| 9FP | Raw water losses, treatment works losses and operational use | 9BL+ (6. Preferred scenario ref 60.1+ 6. Preferred scenario ref 58.4) | Ml/d | 2 | 0 | 0 | 0 | 0 | 0 | 0 | 0 | 0 | 0 | 0 | 0 | 0 | 0 | 0 | 0 | 0 | 0 | 0 | 0 | 0 | 0 | 0 | 0 | 0 | 0 | 0 | 0 | 0 | 0
| 10FP | Outage allowance | 10BL+ (6. Preferred scenario ref 60.2) | Ml/d | 2 | 0.11373 | 0.11373 | 0.11373 | 0.11373 | 0.11373 | 0.11373 | 0.11373 | 0.11373 | 0.11373 | 0.11373 | 0.11373 | 0.11373 | 0.11373 | 0.11373 | 0.11373 | 0.11373 | 0.11373 | 0.11373 | 0.11373 | 0.11373 | 0.11373 | 0.11373 | 0.11373 | 0.11373 | 0.11373 | 0.11373 | 0.11373 | 0.11373 | 0.11373
|  | Company: | Severn Trent Water
|  | Resource Zone Name: | Mardy
|  | Resource Zone Number: | 5
|  | Planning Scenario Name: | Dry Year Annual Average
|  | Chosen Level of Service: | No more than 3 in 100 Temporary Use Bans

## 8. FP Demand
Table 8: Final planning water demand
| Row Ref | Component | Derivation / Impact of preferred options | Unit | Decimal places | 2016-17 | For info 2017-18 | For info 2018-19 | For info 2019-20 | 2020-21 | 2021-22 | 2022-23 | 2023-24 | 2024-25 | 2025-26 | 2026-27 | 2027-28 | 2028-29 | 2029-30 | 2030-31 | 2031-32 | 2032-33 | 2033-34 | 2034-35 | 2035-36 | 2036-37 | 2037-38 | 2038-39 | 2039-40 | 2040-41 | 2041-42 | 2042-43 | 2043-44 | 2044-45
Consumption | 19FP | Water Delivered Measured Non Household | Calculated BL+Preferred options | Ml/d | 2 | 0.60201 | 0.6048 | 0.60546 | 0.60634 | 0.60556 | 0.60841 | 0.61015 | 0.61168 | 0.61101 | 0.61305 | 0.61339 | 0.61369 | 0.61232 | 0.61419 | 0.61452 | 0.61487 | 0.61351 | 0.61535 | 0.61543 | 0.61543 | 0.61367 | 0.6154 | 0.61554 | 0.6157 | 0.6142 | 0.61604 | 0.61623 | 0.61643 | 0.61498
| 20FP | Water Delivered Unmeasured Non Household | Calculated BL+Preferred options | Ml/d | 2 | 0.032399 | 0.032399 | 0.032399 | 0.032399 | 0.032399 | 0.032399 | 0.032399 | 0.032399 | 0.032399 | 0.032399 | 0.032399 | 0.032399 | 0.032399 | 0.032399 | 0.032399 | 0.032399 | 0.032399 | 0.032399 | 0.032399 | 0.032399 | 0.032399 | 0.032399 | 0.032399 | 0.032399 | 0.032399 | 0.032399 | 0.032399 | 0.032399 | 0.032399
| 21FP | Water Delivered Measured Household | Calculated BL+Preferred options | Ml/d | 2 | 0.47387 | 0.488 | 0.50232 | 0.51715 | 0.53096 | 0.5455 | 0.56008 | 0.57449 | 0.58877 | 0.603 | 0.61655 | 0.63007 | 0.64344 | 1.0783 | 1.0895 | 1.0901 | 1.0906 | 1.0912 | 1.0973 | 1.0985 | 1.091 | 1.0923 | 1.1034 | 1.1047 | 1.1069 | 1.108 | 1.1093 | 1.1205 | 1.1164
| 22FP | Water Delivered Unmeasured Household | Calculated BL+Preferred options | Ml/d | 2 | 0.6228 | 0.60858 | 0.59478 | 0.58163 | 0.56842 | 0.55552 | 0.54311 | 0.531 | 0.5192 | 0.50777 | 0.49691 | 0.48634 | 0.47599 | 0 | 0 | 0 | 0 | 0 | 0 | 0 | 0 | 0 | 0 | 0 | 0 | 0 | 0 | 0 | 0
| 23FP | Measured Non Household - Consumption | 19FP-34FP | Ml/d | 2 | 0.59373 | 0.59652 | 0.59718 | 0.59807 | 0.59729 | 0.60014 | 0.60187 | 0.6034 | 0.60273 | 0.60477 | 0.60511 | 0.60542 | 0.60404 | 0.60592 | 0.60624 | 0.60659 | 0.60523 | 0.60707 | 0.60715 | 0.60716 | 0.60539 | 0.60712 | 0.60727 | 0.60742 | 0.60592 | 0.60776 | 0.60796 | 0.60815 | 0.6067
| 24FP | Unmeasured Non Household - Consumption | 20FP-35FP | Ml/d | 2 | 0.031267 | 0.031267 | 0.031267 | 0.031267 | 0.031267 | 0.031267 | 0.031267 | 0.031267 | 0.031267 | 0.031267 | 0.031267 | 0.031267 | 0.031267 | 0.031267 | 0.031267 | 0.031267 | 0.031267 | 0.031267 | 0.031267 | 0.031267 | 0.031267 | 0.031267 | 0.031267 | 0.031267 | 0.031267 | 0.031267 | 0.031267 | 0.031267 | 0.031267
| 25FP | Measured Household - Consumption | 21FP-36FP | Ml/d | 2 | 0.4293 | 0.44277 | 0.45643 | 0.47061 | 0.48379 | 0.49771 | 0.51168 | 0.5255 | 0.5392 | 0.55286 | 0.56585 | 0.57883 | 0.59165 | 0.98975 | 1.0004 | 1.0011 | 1.0017 | 1.0025 | 1.0086 | 1.01 | 1.0025 | 1.004 | 1.0151 | 1.0165 | 1.0188 | 1.02 | 1.0213 | 1.0326 | 1.0286
| 26FP | Unmeasured Household - Consumption | 22FP-37FP | Ml/d | 2 | 0.57346 | 0.56003 | 0.54701 | 0.53465 | 0.52219 | 0.51003 | 0.49834 | 0.48695 | 0.47585 | 0.4651 | 0.45491 | 0.44501 | 0.4353 | 0 | 0 | 0 | 0 | 0 | 0 | 0 | 0 | 0 | 0 | 0 | 0 | 0 | 0 | 0 | 0
| 27 - | Percentage of consumption driven by climate change | n/a in FP | - | 1 | - | - | - | - | bar: 2020-21 to 2044-45
| 28 - | Volume of consumption driven by climate change | n/a in FP | - | 1 | - | - | - | - | bar: 2020-21 to 2044-45
PCC and consumption by component | 29FP | Measured Household - PCC | (25FP*1,000,000)/(51FP*1,000) | l/h/d | 1 | 123.1 | 123.1 | 123.1 | 123.1 | 123.1 | 123.1 | 123.1 | 123.1 | 123.1 | 123.1 | 123.1 | 123.1 | 123.1 | 123.1 | 123.1 | 123.1 | 123.1 | 123.1 | 123.1 | 123.1 | 123.1 | 123.1 | 123.1 | 123.1 | 123.1 | 123.1 | 123.1 | 123.1 | 123.1
| 29.1FP | Measured toilet flushing | Input brief explanation here | l/h/d | 1 | 27.6932 | 26.8883 | 26.1252 | 25.3994 | 24.711 | 24.0551 | 23.4293 | 22.8314 | 22.259 | 21.709 | 21.177 | 20.6615 | 20.1633 | 20.1086 | 20.1046 | 20.0978 | 20.0906 | 20.0822 | 20.0748 | 20.0684 | 20.0621 | 20.0551 | 20.0488 | 20.0397 | 20.0303 | 20.02 | 20.0087 | 19.9964 | 19.9831
| 29.2FP | Measured personal washing | Input brief explanation here | l/h/d | 1 | 52.3543 | 53.3307 | 54.302 | 55.2687 | 56.2365 | 57.2247 | 58.2132 | 59.2043 | 60.2003 | 61.1993 | 62.1869 | 63.1765 | 64.1749 | 66.4339 | 66.5448 | 66.6466 | 66.7474 | 66.8442 | 66.9444 | 67.0478 | 67.1521 | 67.2544 | 67.3588 | 67.454 | 67.5483 | 67.6397 | 67.7278 | 67.8127 | 67.8942
| 29.3FP | Measured clothes washing | Input brief explanation here | l/h/d | 1 | 15.2976 | 15.211 | 15.1273 | 15.0461 | 14.9686 | 14.8979 | 14.8301 | 14.7657 | 14.7046 | 14.6462 | 14.5874 | 14.5303 | 14.4764 | 14.7793 | 14.6845 | 14.5873 | 14.4896 | 14.3907 | 14.2922 | 14.194 | 14.0957 | 13.9966 | 13.8976 | 13.7964 | 13.6946 | 13.592 | 13.4884 | 13.3839 | 13.2784
| 29.4FP | Measured dish washing | Input brief explanation here | l/h/d | 1 | 12.0745 | 12.0835 | 12.0915 | 12.0986 | 12.106 | 12.1176 | 12.1292 | 12.1414 | 12.1544 | 12.1678 | 12.1789 | 12.1901 | 12.2028 | 12.526 | 12.5368 | 12.5458 | 12.5545 | 12.5625 | 12.5711 | 12.5803 | 12.5897 | 12.5986 | 12.6079 | 12.6155 | 12.6228 | 12.6296 | 12.6358 | 12.6413 | 12.6462
| 29.5FP | Measured miscellaneous internal use | Input brief explanation here | l/h/d | 1 | 14.2643 | 14.1874 | 14.1161 | 14.0497 | 13.9903 | 13.9365 | 13.8878 | 13.8442 | 13.8057 | 13.7715 | 13.7414 | 13.7142 | 13.691 | 13.2785 | 13.2892 | 13.2982 | 13.3072 | 13.3155 | 13.3247 | 13.3347 | 13.3448 | 13.3546 | 13.365 | 13.3737 | 13.3824 | 13.3907 | 13.3984 | 13.4057 | 13.4125
| 29.6FP | Measured external use | Input brief explanation here | l/h/d | 1 | 1.3883 | 1.4305 | 1.4722 | 1.5136 | 1.5547 | 1.5958 | 1.6368 | 1.6777 | 1.7185 | 1.7592 | 1.7999 | 1.8407 | 1.8815 | 1.9557 | 1.9956 | 2.0347 | 2.0735 | 2.1119 | 2.1499 | 2.1875 | 2.2247 | 2.2614 | 2.2977 | 2.3335 | 2.3689 | 2.4038 | 2.4383 | 2.4723 | 2.5059
| 29.7FP | Measured water efficiency savings | Input brief explanation here | l/h/d | 1 | 0.027767 | -0.031404 | -0.13432 | -0.27609 | -0.46719 | -0.72756 | -1.0264 | -1.3646 | -1.7425 | -2.1532 | -2.5715 | -3.0131 | -3.49 | -5.9822 | -6.0554 | -6.1104 | -6.1629 | -6.207 | -6.2572 | -6.3127 | -6.369 | -6.4207 | -6.4758 | -6.5128 | -6.5473 | -6.5758 | -6.5973 | -6.6123 | -6.6203
| 30FP | Unmeasured Household - PCC | (26FP*1,000,000)/(52FP*1,000) | l/h/d | 1 | 140.5 | 140.3 | 140.2 | 140.1 | 139.8 | 139.7 | 139.7 | 139.7 | 139.6 | 139.6 | 139.6 | 139.6 | 139.6 | - | - | - | - | - | - | - | - | - | - | - | - | - | - | - | -
| 30.1FP | Unmeasured toilet flushing | Input brief explanation here | l/h/d | 1 | 31.494 | 30.7359 | 29.9685 | 29.1927 | 28.4153 | 27.6502 | 26.8805 | 26.1077 | 25.333 | 24.5551 | 23.7642 | 22.9704 | 22.1771 | - | - | - | - | - | - | - | - | - | - | - | - | - | - | - | -
| 30.2FP | Unmeasured personal washing | Input brief explanation here | l/h/d | 1 | 59.0215 | 59.9891 | 60.9469 | 61.8948 | 62.8464 | 63.8341 | 64.8213 | 65.8115 | 66.8079 | 67.8072 | 68.7812 | 69.7557 | 70.7423 | - | - | - | - | - | - | - | - | - | - | - | - | - | - | - | -
| 30.3FP | Unmeasured clothes washing | Input brief explanation here | l/h/d | 1 | 16.9434 | 16.8713 | 16.7954 | 16.7157 | 16.6361 | 16.565 | 16.4925 | 16.4196 | 16.347 | 16.274 | 16.1939 | 16.113 | 16.034 | - | - | - | - | - | - | - | - | - | - | - | - | - | - | - | -
| 30.4FP | Unmeasured dish washing | Input brief explanation here | l/h/d | 1 | 13.417 | 13.4307 | 13.4415 | 13.4495 | 13.4578 | 13.4732 | 13.4877 | 13.5022 | 13.5173 | 13.5322 | 13.5415 | 13.5503 | 13.561 | - | - | - | - | - | - | - | - | - | - | - | - | - | - | - | -
| 30.5FP | Unmeasured miscellaneous internal use | Input brief explanation here | l/h/d | 1 | 18.1798 | 18.2121 | 18.2405 | 18.2651 | 18.2902 | 18.325 | 18.3587 | 18.3923 | 18.4268 | 18.4611 | 18.4878 | 18.514 | 18.5426 | - | - | - | - | - | - | - | - | - | - | - | - | - | - | - | -
| 30.7FP | Unmeasured external use | Input brief explanation here | l/h/d | 1 | 1.4368 | 1.4847 | 1.5322 | 1.5794 | 1.6265 | 1.6742 | 1.7218 | 1.7692 | 1.8167 | 1.864 | 1.9106 | 1.9571 | 2.0037 | - | - | - | - | - | - | - | - | - | - | - | - | - | - | - | -
| 30.6FP | Unmeasured water efficiency savings | Input brief explanation here | l/h/d | 1 | 0.0074631 | -0.42368 | -0.72499 | -0.99714 | -1.4723 | -1.8217 | -2.0624 | -2.3025 | -2.6486 | -2.8936 | -3.0793 | -3.2605 | -3.4607 | - | - | - | - | - | - | - | - | - | - | - | - | - | - | - | -
| 31FP | Average Household - PCC | ((25FP+26FP)*1,000,000))/(51FP+52FP*1,000) | l/h/d | 1 | 132.4654 | 131.9509 | 131.4717 | 131.1038 | 130.6079 | 130.2806 | 130.0204 | 129.7916 | 129.615 | 129.4943 | 129.3862 | 129.3154 | 129.3013 | 124.2265 | 125.2009 | 124.9249 | 124.6574 | 124.3922 | 124.8401 | 124.7245 | 123.5222 | 123.4279 | 124.5627 | 124.4523 | 124.4631 | 124.3469 | 124.2375 | 125.3363 | 124.5811
| 32FP | Water Taken Unbilled | Calculated BL+Preferred options | Ml/d | 1 | 0.084208 | 0.084208 | 0.084208 | 0.084208 | 0.084208 | 0.084208 | 0.084208 | 0.084208 | 0.084208 | 0.084208 | 0.084208 | 0.084208 | 0.084208 | 0.084208 | 0.084208 | 0.084208 | 0.084208 | 0.084208 | 0.084208 | 0.084208 | 0.084208 | 0.084208 | 0.084208 | 0.084208 | 0.084208 | 0.084208 | 0.084208 | 0.084208 | 0.084208
| 33FP | Distribution System Operational Use | Calculated BL+Preferred options | Ml/d | 1 | 0.010449 | 0.010449 | 0.010449 | 0.010449 | 0.010449 | 0.010449 | 0.010449 | 0.010449 | 0.010449 | 0.010449 | 0.010449 | 0.010449 | 0.010449 | 0.010449 | 0.010449 | 0.010449 | 0.010449 | 0.010449 | 0.010449 | 0.010449 | 0.010449 | 0.010449 | 0.010449 | 0.010449 | 0.010449 | 0.010449 | 0.010449 | 0.010449 | 0.010449
Leakage | 34FP | Measured Non Household - USPL | Calculated BL+Preferred options | Ml/d | 2 | 0.0082779 | 0.0082779 | 0.0082779 | 0.0082779 | 0.0082779 | 0.0082779 | 0.0082779 | 0.0082779 | 0.0082779 | 0.0082779 | 0.0082779 | 0.0082779 | 0.0082779 | 0.0082779 | 0.0082779 | 0.0082779 | 0.0082779 | 0.0082779 | 0.0082779 | 0.0082779 | 0.0082779 | 0.0082779 | 0.0082779 | 0.0082779 | 0.0082779 | 0.0082779 | 0.0082779 | 0.0082779 | 0.0082779
| 35FP | Unmeasured Non Household - USPL | Calculated BL+Preferred options | Ml/d | 2 | 0.0011314 | 0.0011314 | 0.0011314 | 0.0011314 | 0.0011314 | 0.0011314 | 0.0011314 | 0.0011314 | 0.0011314 | 0.0011314 | 0.0011314 | 0.0011314 | 0.0011314 | 0.0011314 | 0.0011314 | 0.0011314 | 0.0011314 | 0.0011314 | 0.0011314 | 0.0011314 | 0.0011314 | 0.0011314 | 0.0011314 | 0.0011314 | 0.0011314 | 0.0011314 | 0.0011314 | 0.0011314 | 0.0011314
| 36FP | Measured Household - USPL | Calculated BL+Preferred options | Ml/d | 2 | 0.044573 | 0.045232 | 0.04589 | 0.046548 | 0.047178 | 0.047795 | 0.0484 | 0.048993 | 0.049574 | 0.050143 | 0.050701 | 0.051248 | 0.051783 | 0.088576 | 0.089107 | 0.088997 | 0.088888 | 0.088781 | 0.088675 | 0.088569 | 0.088465 | 0.088361 | 0.088259 | 0.088157 | 0.088057 | 0.087993 | 0.087931 | 0.08787 | 0.087809
| 37FP | Unmeasured Household - USPL | Calculated BL+Preferred options | Ml/d | 2 | 0.049337 | 0.048552 | 0.047767 | 0.046983 | 0.04623 | 0.045491 | 0.044766 | 0.044054 | 0.043356 | 0.04267 | 0.041997 | 0.041336 | 0.040688 | 0 | 0 | 0 | 0 | 0 | 0 | 0 | 0 | 0 | 0 | 0 | 0 | 0 | 0 | 0 | 0
| 38FP | Void Properties - USPL | Calculated BL+Preferred options | Ml/d | 2 | 0.0082779 | 0.0082779 | 0.0082779 | 0.0082779 | 0.0082779 | 0.0082779 | 0.0082779 | 0.0082779 | 0.0082779 | 0.0082779 | 0.0082779 | 0.0082779 | 0.0082779 | 0.0082779 | 0.0082779 | 0.0082779 | 0.0082779 | 0.0082779 | 0.0082779 | 0.0082779 | 0.0082779 | 0.0082779 | 0.0082779 | 0.0082779 | 0.0082779 | 0.0082779 | 0.0082779 | 0.0082779 | 0.0082779
| 39FP | Distribution Losses | Calculated BL+Preferred options | Ml/d | 2 | 0.8484 | 0.83857 | 0.82875 | 0.82894 | 0.8289 | 0.82903 | 0.82915 | 0.82927 | 0.82938 | 0.8013 | 0.77322 | 0.74513 | 0.71704 | 0.69274 | 0.66824 | 0.64438 | 0.62051 | 0.59665 | 0.57279 | 0.55931 | 0.54583 | 0.53235 | 0.51887 | 0.50539 | 0.49327 | 0.48111 | 0.46894 | 0.45678 | 0.44462
| 40FP | Total Leakage | Sum(34FP:39FP) | Ml/d | 2 | 0.96 | 0.95004 | 0.94009 | 0.94015 | 0.94 | 0.94 | 0.94 | 0.94 | 0.94 | 0.9118 | 0.8836 | 0.8554 | 0.8272 | 0.799 | 0.77503 | 0.75106 | 0.72709 | 0.70312 | 0.67915 | 0.66557 | 0.65198 | 0.6384 | 0.62482 | 0.61123 | 0.59901 | 0.58679 | 0.57456 | 0.56234 | 0.55011
| 41FP | Total Leakage | (40FP*1,000,000)/(48FP*1,000) | l/prop/d | 2 | 261.7187 | 256.629 | 251.6297 | 249.3728 | 247.0987 | 244.6802 | 242.3071 | 239.981 | 237.6983 | 228.3985 | 219.4787 | 210.7072 | 202.0803 | 193.5946 | 186.228 | 178.9834 | 171.8575 | 164.8475 | 157.9505 | 153.5601 | 149.2037 | 144.918 | 140.7011 | 136.5515 | 132.7685 | 129.0448 | 125.379 | 121.7698 | 118.2157
Customer: Properties | 42FP | Measured Non Household - Properties | Input (total, excluding voids) | 000's | 2 | 0.24872 | 0.25004 | 0.25136 | 0.25268 | 0.254 | 0.25532 | 0.25664 | 0.25796 | 0.25929 | 0.26062 | 0.26194 | 0.26327 | 0.2646 | 0.26593 | 0.26726 | 0.26859 | 0.26992 | 0.27126 | 0.27259 | 0.27393 | 0.27527 | 0.2766 | 0.27794 | 0.27928 | 0.28062 | 0.28196 | 0.28331 | 0.28465 | 0.286
| 43FP | Unmeasured Non Household - Properties | Input (total, excluding voids) | 000's | 2 | 0.03741 | 0.036793 | 0.036175 | 0.035558 | 0.03494 | 0.034323 | 0.033706 | 0.033088 | 0.032471 | 0.031853 | 0.031236 | 0.030619 | 0.030001 | 0.029384 | 0.028766 | 0.028149 | 0.027532 | 0.026914 | 0.026297 | 0.025679 | 0.025062 | 0.024445 | 0.023827 | 0.02321 | 0.022592 | 0.021975 | 0.021358 | 0.02074 | 0.020123
| 44FP | All void non-households - properties | Input (voids in each year) | 000's | 2 | 0.08863 | 0.08863 | 0.08863 | 0.08863 | 0.08863 | 0.08863 | 0.08863 | 0.08863 | 0.08863 | 0.08863 | 0.08863 | 0.08863 | 0.08863 | 0.08863 | 0.08863 | 0.08863 | 0.08863 | 0.08863 | 0.08863 | 0.08863 | 0.08863 | 0.08863 | 0.08863 | 0.08863 | 0.08863 | 0.08863 | 0.08863 | 0.08863 | 0.08863
| 45FP | Measured Household - Properties (excl voids) | Pre-plan year = input. Forecast years = Previous year 45FP + sum(45.1FP:45.6FP) | 000's | 2 | 1.5175 | 1.5799 | 1.6423 | 1.7047 | 1.7659 | 1.8301 | 1.8938 | 1.9569 | 2.0195 | 2.0816 | 2.1394 | 2.1967 | 2.2535 | 3.5639 | 3.5977 | 3.6315 | 3.6653 | 3.6991 | 3.7329 | 3.7667 | 3.8015 | 3.8362 | 3.871 | 3.9058 | 3.9405 | 3.9752 | 4.01 | 4.0447 | 4.0794
| 45.1FP | New properties | Input (new builds in each year) | 000's | 2 | 0.035229 | 0.035193 | 0.035225 | 0.035234 | 0.035195 | 0.038677 | 0.038659 | 0.038594 | 0.038568 | 0.038466 | 0.034654 | 0.034622 | 0.034591 | 0.034561 | 0.034531 | 0.034503 | 0.034475 | 0.034449 | 0.034422 | 0.034397 | 0.035415 | 0.03539 | 0.035367 | 0.035343 | 0.035321 | 0.035299 | 0.035277 | 0.035257 | 0.035236
| 45.2FP | Meter optants - properties | Input (meter optants in each year) | 000's | 2 | 0.027 | 0.028116 | 0.028079 | 0.028043 | 0.026882 | 0.026355 | 0.02584 | 0.025337 | 0.024845 | 0.024363 | 0.023889 | 0.023427 | 0.022976 | 0.022533 | 0 | 0 | 0 | 0 | 0 | 0 | 0 | 0 | 0 | 0 | 0 | 0 | 0 | 0 | 0
| 45.3FP | Compulsory metering - properties | Input (compulsory meters in each year) | 000's | 2 | 0 | 0 | 0 | 0 | 0 | 0 | 0 | 0 | 0 | 0 | 0 | 0 | 0 | 1.254 | 0 | 0 | 0 | 0 | 0 | 0 | 0 | 0 | 0 | 0 | 0 | 0 | 0 | 0 | 0
| 45.4FP | Metering on change of occupancy - properties | Input (change of occupancy meters in each year) | 000's | 2 | 0 | 0 | 0 | 0 | 0 | 0 | 0 | 0 | 0 | 0 | 0 | 0 | 0 | 0 | 0 | 0 | 0 | 0 | 0 | 0 | 0 | 0 | 0 | 0 | 0 | 0 | 0 | 0 | 0
| 45.5FP | Selective metering properties | Input (selective meters in each year) | 000's | 2 | 0 | 0 | 0 | 0 | 0 | 0 | 0 | 0 | 0 | 0 | 0 | 0 | 0 | 0 | 0 | 0 | 0 | 0 | 0 | 0 | 0 | 0 | 0 | 0 | 0 | 0 | 0 | 0 | 0
| 45.6FP | Other changes to existing metering - properties | Input (other changes to meters in each year) | 000's | 2 | 0 | -0.00092423 | -0.00090374 | -0.00088387 | -0.00086466 | -0.00084134 | -0.00082166 | -0.00080274 | -0.00078441 | -0.00076685 | -0.00075886 | -0.00074375 | -0.00072909 | -0.00071485 | -0.00070103 | -0.0006876 | -0.00067456 | -0.00066188 | -0.00064956 | -0.00063758 | -0.00062176 | -0.00061017 | -0.0005989 | -0.00058794 | -0.00057727 | -0.0005669 | -0.0005568 | -0.00054697 | -0.00053739
| 45.7FP | Measured void households - properties | Input (voids in each year) | 000's | 2 | 0.10374 | 0.10374 | 0.10374 | 0.10374 | 0.10374 | 0.10374 | 0.10374 | 0.10374 | 0.10374 | 0.10374 | 0.10374 | 0.10374 | 0.10374 | 0.17934 | 0.17934 | 0.17934 | 0.17934 | 0.17934 | 0.17934 | 0.17934 | 0.17934 | 0.17934 | 0.17934 | 0.17934 | 0.17934 | 0.17934 | 0.17934 | 0.17934 | 0.17934
| 46FP | Unmeasured households - properties (excl void) | Input (total) | 000's | 2 | 1.5964 | 1.5673 | 1.5382 | 1.5092 | 1.4813 | 1.454 | 1.4273 | 1.401 | 1.3753 | 1.3501 | 1.3254 | 1.3011 | 1.2773 | 0 | 0 | 0 | 0 | 0 | 0 | 0 | 0 | 0 | 0 | 0 | 0 | 0 | 0 | 0 | 0
| 47FP | Unmeasured void households - properties | Input (voids in each year) | 000's | 2 | 0.075601 | 0.075601 | 0.075601 | 0.075601 | 0.075601 | 0.075601 | 0.075601 | 0.075601 | 0.075601 | 0.075601 | 0.075601 | 0.075601 | 0.075601 | 0 | 0 | 0 | 0 | 0 | 0 | 0 | 0 | 0 | 0 | 0 | 0 | 0 | 0 | 0 | 0
| 48FP | Total Resource Zone Properties (incl voids) | SUM(42FP:45FP)+45.7FP+46FP+47FP | 000's | 2 | 3.6681 | 3.702 | 3.736 | 3.7701 | 3.8041 | 3.8417 | 3.8794 | 3.917 | 3.9546 | 3.9921 | 4.0259 | 4.0597 | 4.0934 | 4.1272 | 4.1617 | 4.1963 | 4.2308 | 4.2653 | 4.2998 | 4.3342 | 4.3698 | 4.4053 | 4.4407 | 4.4762 | 4.5117 | 4.5471 | 4.5826 | 4.618 | 4.6535
Customer: Population | 49FP | Measured Non Household - Population | Input (total) | 000's | 2 | 0.616 | 0.616 | 0.616 | 0.616 | 0.616 | 0.616 | 0.616 | 0.616 | 0.616 | 0.616 | 0.616 | 0.616 | 0.616 | 0.616 | 0.616 | 0.616 | 0.616 | 0.616 | 0.616 | 0.616 | 0.616 | 0.616 | 0.616 | 0.616 | 0.616 | 0.616 | 0.616 | 0.616 | 0.616
| 50FP | Unmeasured Non Household - Population | Input (total) | 000's | 2 | 0 | 0 | 0 | 0 | 0 | 0 | 0 | 0 | 0 | 0 | 0 | 0 | 0 | 0 | 0 | 0 | 0 | 0 | 0 | 0 | 0 | 0 | 0 | 0 | 0 | 0 | 0 | 0 | 0
| 51FP | Measured Household - Population | Input (total) | 000's | 2 | 3.4882 | 3.6089 | 3.7296 | 3.8505 | 3.9675 | 4.0853 | 4.201 | 4.3138 | 4.4236 | 4.5305 | 4.6309 | 4.7294 | 4.8242 | 7.9673 | 7.9902 | 8.0134 | 8.0358 | 8.0589 | 8.0794 | 8.0975 | 8.1159 | 8.1339 | 8.1497 | 8.1681 | 8.1856 | 8.2031 | 8.2208 | 8.2385 | 8.2566
| 52FP | Unmeasured Household - Population | Input (total) | 000's | 2 | 4.0818 | 3.9909 | 3.9028 | 3.8171 | 3.7348 | 3.6498 | 3.5673 | 3.4867 | 3.4077 | 3.3305 | 3.2583 | 3.188 | 3.1182 | 0 | 0 | 0 | 0 | 0 | 0 | 0 | 0 | 0 | 0 | 0 | 0 | 0 | 0 | 0 | 0
| 53FP | Total Resource Zone Population | 49FP+Sum(50FP:52FP) | 000's | 2 | 8.1859 | 8.2158 | 8.2484 | 8.2836 | 8.3183 | 8.3511 | 8.3842 | 8.4165 | 8.4472 | 8.4771 | 8.5052 | 8.5333 | 8.5584 | 8.5833 | 8.6062 | 8.6294 | 8.6518 | 8.6749 | 8.6954 | 8.7135 | 8.7319 | 8.7499 | 8.7657 | 8.7841 | 8.8016 | 8.8191 | 8.8368 | 8.8545 | 8.8726
Occupancy | 54FP | Measured Household - Occupancy Rate (average) (excl voids) | 51FP/45FP | h/prop | 1 | 2.2986 | 2.2842 | 2.271 | 2.2587 | 2.2467 | 2.2323 | 2.2183 | 2.2044 | 2.1904 | 2.1765 | 2.1646 | 2.153 | 2.1407 | 2.2356 | 2.2209 | 2.2066 | 2.1924 | 2.1786 | 2.1644 | 2.1498 | 2.1349 | 2.1203 | 2.1053 | 2.0913 | 2.0773 | 2.0636 | 2.0501 | 2.0369 | 2.024
| 55FP | Unmeasured Household - Occupancy Rate | 52BL/46BL | h/prop | 1 | 2.5568 | 2.5464 | 2.5372 | 2.5293 | 2.5212 | 2.5101 | 2.4994 | 2.4887 | 2.4777 | 2.4669 | 2.4584 | 2.4502 | 2.4412 | - | - | - | - | - | - | - | - | - | - | - | - | - | - | - | -
Metering | 56FP | Total Household Metering penetration (excl. voids) | 45FP/45FP+46FP | % | 0 | 48.73% | 50.2% | 51.64% | 53.04% | 54.38% | 55.73% | 57.02% | 58.28% | 59.49% | 60.66% | 61.75% | 62.8% | 63.82% | 100% | 100% | 100% | 100% | 100% | 100% | 100% | 100% | 100% | 100% | 100% | 100% | 100% | 100% | 100% | 100%
| 57FP | Total Household Metering penetration (incl. voids) | 45FP/(45FP+45.7FP+46FP+47FP) | % | 0 | 46.08% | 47.49% | 48.88% | 50.24% | 51.54% | 52.84% | 54.1% | 55.32% | 56.5% | 57.65% | 58.71% | 59.74% | 60.74% | 95.21% | 95.25% | 95.29% | 95.34% | 95.38% | 95.42% | 95.46% | 95.49% | 95.53% | 95.57% | 95.61% | 95.65% | 95.68% | 95.72% | 95.75% | 95.79%
|  | Company: | Severn Trent Water
|  | Resource Zone Name: | Mardy
|  | Resource Zone Number: | 5
|  | Planning Scenario Name: | Dry Year Annual Average
|  | Chosen Level of Service: | No more than 3 in 100 Temporary Use Bans
Note on U21: STW: 100% metering
Note on U60: STW: 100% metering

## 9. FP SDB
Table 9: Final planning water supply
| Row Ref | Component | Derivation | Unit | Decimal places | 2016-17 | For info 2017-18 | For info 2018-19 | For info 2019-20 | 2020-21 | 2021-22 | 2022-23 | 2023-24 | 2024-25 | 2025-26 | 2026-27 | 2027-28 | 2028-29 | 2029-30 | 2030-31 | 2031-32 | 2032-33 | 2033-34 | 2034-35 | 2035-36 | 2036-37 | 2037-38 | 2038-39 | 2039-40 | 2040-41 | 2041-42 | 2042-43 | 2043-44 | 2044-45
SDB | 11FP | Distribution Input | 19FP+20FP+21FP+22FP+32FP+33FP+38FP+39FP | Ml/d | 2 | 2.6824 | 2.6753 | 2.6666 | 2.6694 | 2.6692 | 2.6738 | 2.6778 | 2.6818 | 2.6837 | 2.6605 | 2.6354 | 2.6106 | 2.5841 | 2.5206 | 2.5076 | 2.4846 | 2.46 | 2.4386 | 2.4209 | 2.4086 | 2.3858 | 2.3754 | 2.3732 | 2.3611 | 2.3497 | 2.3405 | 2.3298 | 2.329 | 2.3113
| 12FP | Water Available For Use (own sources) | 7FP-(9FP+10FP) | Ml/d | 2 | 3.7263 | 3.7263 | 3.7263 | 3.7263 | 3.7263 | 3.7263 | 3.7263 | 3.7263 | 3.7263 | 3.7263 | 3.7263 | 3.7263 | 3.7263 | 3.7263 | 3.1863 | 3.1863 | 3.1863 | 3.1863 | 3.1863 | 3.1863 | 3.1863 | 3.1863 | 3.1863 | 3.1863 | 3.1863 | 3.1863 | 3.1863 | 3.1863 | 3.1863
| 13FP | Total Water Available For Use | 12FP+(2FP+3FP)-(5FP+6FP) | Ml/d | 2 | 3.7263 | 3.7263 | 3.7263 | 3.7263 | 3.7263 | 3.7263 | 3.7263 | 3.7263 | 3.7263 | 3.7263 | 3.7263 | 3.7263 | 3.7263 | 3.7263 | 3.1863 | 3.1863 | 3.1863 | 3.1863 | 3.1863 | 3.1863 | 3.1863 | 3.1863 | 3.1863 | 3.1863 | 3.1863 | 3.1863 | 3.1863 | 3.1863 | 3.1863
| 14FP | Target headroom (climate change component) | Input | Ml/d | 2 | 0 | 0 | 0 | 0 | 0 | 0 | 0 | 0 | 0 | 0 | 0 | 0 | 0 | 0 | 0 | 0 | 0 | 0 | 0 | 0 | 0 | 0 | 0 | 0 | 0 | 0 | 0 | 0 | 0
| 15FP | Target headroom (All other components) | Input | Ml/d | 2 | 0.40035 | 0.39265 | 0.3974 | 0.39497 | 0.3808 | 0.38885 | 0.38063 | 0.39613 | 0.39777 | 0.2897 | 0.28721 | 0.28923 | 0.28959 | 0.28641 | 0.28723 | 0.2807 | 0.29032 | 0.28424 | 0.28175 | 0.2794 | 0.28748 | 0.2833 | 0.28145 | 0.28134 | 0.27063 | 0.28013 | 0.28111 | 0.28371 | 0.28599
| 16FP | Target Headroom | 14FP+15FP | Ml/d | 2 | 0.40035 | 0.39265 | 0.3974 | 0.39497 | 0.3808 | 0.38885 | 0.38063 | 0.39613 | 0.39777 | 0.2897 | 0.28721 | 0.28923 | 0.28959 | 0.28641 | 0.28723 | 0.2807 | 0.29032 | 0.28424 | 0.28175 | 0.2794 | 0.28748 | 0.2833 | 0.28145 | 0.28134 | 0.27063 | 0.28013 | 0.28111 | 0.28371 | 0.28599
| 17FP | Available Headroom | 13FP-11FP | Ml/d | 2 | 1.0439 | 1.051 | 1.0596 | 1.0569 | 1.0571 | 1.0525 | 1.0484 | 1.0445 | 1.0426 | 1.0658 | 1.0909 | 1.1157 | 1.1422 | 1.2057 | 0.67869 | 0.70163 | 0.7263 | 0.7477 | 0.76541 | 0.77767 | 0.80048 | 0.81087 | 0.81312 | 0.82515 | 0.83661 | 0.84577 | 0.8565 | 0.85727 | 0.87492
| 18FP | Supply Demand Balance | 17FP-16FP | Ml/d | 2 | 0.64351 | 0.65833 | 0.66224 | 0.66191 | 0.67629 | 0.66363 | 0.66781 | 0.64838 | 0.6448 | 0.77611 | 0.80367 | 0.82647 | 0.85256 | 0.91927 | 0.39146 | 0.42093 | 0.43598 | 0.46345 | 0.48366 | 0.49827 | 0.513 | 0.52757 | 0.53167 | 0.54381 | 0.56598 | 0.56564 | 0.57539 | 0.57355 | 0.58893
|  | Company: | Severn Trent Water
|  | Resource Zone Name: | Mardy
|  | Resource Zone Number: | 5
|  | Planning Scenario Name: | Dry Year Annual Average
|  | Chosen Level of Service: | No more than 3 in 100 Temporary Use Bans

## 10. Drought plan links
Table 10: Drought plan links and Deployable Output Overview
10.1 Planning scenarios |  |  |  |  | 10.2 Water resources management plan | [7 empty] | 10.3 Drought plan | [5 empty] | 10.4 Demand
Drought Scenarios | Drought Description | Drought Severity | Plan in which scenario is used (highlights overlaps) |  | WRMP DO of Sources (not including drought measures) | WRMP Additional Yield from Drought Supply Measures (eg drought permits or orders) |  |  | WRMP Impact on DO of drought plan Demand Restrictions (eg TUBs) |  |  | WRMP DO Levels of Service | Drought Plan Additional Yield from Further Supply Measures (eg drought permits or orders) |  |  | Drought Plan Impact on DO of Further Demand Restrictions (eg TUBs) |  |  | Unrestricted Demand | Restricted Demand
|  |  | WRMP | Drought Plan | DO (Ml/d) | Description | Marginal Benefit (Ml/d) | DO (Ml/d) | Description | Marginal Benefit (Ml/d) | DO (Ml/d) | DO (Ml/d) | Description | Marginal Benefit (Ml/d) | DO (Ml/d) | Description | Marginal Benefit (Ml/d) | DO (Ml/d) | Ml/d | Ml/d
Historic Droughts | Baseline Deployable Output | Worst drought on observed groundwater level record | Y | n | 3.84 | (6) | 0 | 0 | (1) | 0 | 3.84 | 3.84 | (6) | 0 | 0 | (6) | 0 | 0
Additional Drought Scenarios | Severe 18-month event | 1 in 200 yr 18-month | Y | n | 3.84 | (6) | 0 | 0 | (1) | 0 | 3.84 | 3.84 | (6) | 0 | 0 | (6) | 0 | 0
| Severe 30-month event | 1 in 200 yr 30-month | Y | n | 3.8 | (6) | 0 | 0 | (1) | 0 | 3.8 | 3.8 | (6) | 0 | 0 | (6) | 0 | 0
| Extreme 18-month event | 1 in 500 yr 18-month | Y | n | 3.8 | (6) | 0 | 0 | (1) | 0 | 3.8 | 3.8 | (6) | 0 | 0 | (6) | 0 | 0
| Extreme 30-month event | 1 in 500 yr 30-month | Y | n | 3.8 | (6) | 0 | 0 | (1) | 0 | 3.8 | 3.8 | (6) | 0 | 0 | (6) | 0 | 0
Reported DO for WRMP tables highlighted in yellow
10.5 Summary report
WRMP DO Overview | [8 empty] | Drought Plan Overview
Approach to DO analysis for our GW only WRZs can be found in the dWRMP drought resilience narrative in Appendix A9. | [8 empty] | There are no drought supply measures e.g. drought permits or orders stipulated in our Drought Plan for the Mardy WRZ.
Additional Drought Scenarios | [8 empty] | Drought Supply Measures and Demand Restrictions Further Details
4 additional drought scenarios included for 1 in 200-year and 1 in 500-year droughts with durations of 18- and 24-months. The scenarios represent a range of plausible droughts that could impact on groundwater DO. | [8 empty] | List individual measures used in scenario e.g. (1) 5% demand savings assumed during TUBs No other drought measures e.g. drought permits or order are used in this WRZ. (6) No data entered in these cells- N/A for the WRZ
Impact on Supply Demand
There is no supply/demand impact of the more severe drought scenarios for the Mardy WRZ.
Demands
Include Comment on selection of demands