## TITLE PAGE
Water Resources Planning Tables 2019
v11 - August 2016 integrating updates up to v15 - June 2018
All queries on the content of this workbook should be sent to:
water-company-plan@environment-agency.gov.uk
Water resource zone information
Company: |  | Severn Trent Water
Resource Zone Name: |  | Rutland |  |  |  | Data validation: Cell D20
Resource Zone Number: |  | 9 |  |  |  | Dry Year Annual Average
Planning Scenario Name: |  | Dry Year Annual Average | DYAA | Normal Year Annual Average |  | Dry Year Critical Period
Chosen Level of Service: |  | No more than 3 in 100 Temporary Use Bans |  |  |  | Dry Year Annual Average - benchmarking data
Base Year: |  | 2016-17 |  |  |  | Dry Year Critical Period - benchmarking data
Responsible Officer: |  | Marcus O'Kane | Signed: | Marcus O'Kane | Dated:
Version: |  | 1 |  | [Digital signature is acceptable]
Key to cells
Clear cells - indicate an input is required
Yellow shaded cells - indicates a formula.
Blue shaded cells - indicate base year data.
Light grey shaded cells - indicate preceding years.
Dark grey cells - indicate that no data entry is required.
Worksheet |  | Content
WRZ summary |  | Supply-Demand Balance and components
1. BL Licences |  | Baseline water resources
2. BL Supply |  | Baseline water supplies
3. BL Demand |  | Baseline demand
4. BL SDB |  | Baseline supply demand balance
5. Feasible options |  | Fixed and Variable costs, Net Present Value, AIC and AISC of all feasible options - confidential
6. Preferred options |  | High level costs of preferred options (Dry Year) - publicly available
7. FP Supply |  | Final Planning water supplies (impact of Scenario options)
8. FP Demand |  | Final Planning demand (impact of Scenario options)
9. FP SDB |  | Final Planning supply demand balance
10. Drought plan links |  | Drought plan links
11. Drought plan links graph |  | Drought plan links graph

## WRZ summary
Summary graphs of water resources planning tables data
DERIVATION | DESCRIPTION | UNITS | 2016-17 | For info 2017-18 | For info 2018-19 | For info 2019-20 | 2020-21 | 2021-22 | 2022-23 | 2023-24 | 2024-25 | 2025-26 | 2026-27 | 2027-28 | 2028-29 | 2029-30 | 2030-31 | 2031-32 | 2032-33 | 2033-34 | 2034-35 | 2035-36 | 2036-37 | 2037-38 | 2038-39 | 2039-40 | 2040-41 | 2041-42 | 2042-43 | 2043-44 | 2044-45
SUPPLY
13BL | Total water available for use | Ml/d | 10 | 10 | 10 | 10 | 10 | 10 | 10 | 10 | 10 | 10 | 10 | 10 | 10 | 10 | 10 | 10 | 10 | 10 | 10 | 10 | 10 | 10 | 10 | 10 | 10 | 10 | 10 | 10 | 10
13FP | Total water available for use | Ml/d | 10 | 10 | 10 | 10 | 10 | 10 | 10 | 10 | 10 | 10 | 10 | 10 | 10 | 10 | 10 | 10 | 10 | 10 | 10 | 10 | 10 | 10 | 10 | 10 | 10 | 10 | 10 | 10 | 10
| DEMAND |  | 0
26BL | Unmeasured household consumption | Ml/d | 1.8752 | 1.8181 | 1.7709 | 1.7374 | 1.7034 | 1.6661 | 1.6296 | 1.5978 | 1.5696 | 1.5411 | 1.5085 | 1.4747 | 1.444 | 1.4121 | 1.3802 | 1.3511 | 1.3209 | 1.2935 | 1.2648 | 1.2397 | 1.2135 | 1.1897 | 1.1645 | 1.1407 | 1.1176 | 1.0948 | 1.0727 | 1.0509 | 1.0277
26FP | Unmeasured household consumption | Ml/d | 1.8752 | 1.8181 | 1.7709 | 1.7374 | 1.7034 | 1.6661 | 1.6296 | 1.5978 | 1.5696 | 0 | 0 | 0 | 0 | -1.5266e-16 | 0 | 0 | 0 | 0 | 2.0817e-16 | 0 | 0 | 0 | 0 | -1.1102e-16 | 0 | 0 | 0 | 1.3878e-16 | 0
25BL | Measured household consumption | Ml/d | 1.7398 | 1.8004 | 1.8472 | 1.8844 | 1.9181 | 1.962 | 2.0076 | 2.0378 | 2.0715 | 2.0989 | 2.1444 | 2.1856 | 2.2314 | 2.2728 | 2.3054 | 2.3421 | 2.3736 | 2.4092 | 2.4395 | 2.4766 | 2.5084 | 2.5449 | 2.5754 | 2.6075 | 2.6395 | 2.6705 | 2.7015 | 2.7314 | 2.7635
25FP | Measured household consumption | Ml/d | 1.7398 | 1.8004 | 1.8472 | 1.8844 | 1.9181 | 1.962 | 2.0076 | 2.0378 | 2.0715 | 3.4879 | 3.5101 | 3.5278 | 3.543 | 3.5527 | 3.5636 | 3.5711 | 3.5824 | 3.5903 | 3.6018 | 3.6143 | 3.6296 | 3.6426 | 3.6475 | 3.6562 | 3.6843 | 3.6928 | 3.7019 | 3.7103 | 3.7195
23BL+24BL | Non-household consumption | Ml/d | 2.2636 | 2.271 | 2.2732 | 2.2822 | 2.2871 | 2.3058 | 2.3198 | 2.3331 | 2.3379 | 2.3526 | 2.3607 | 2.3686 | 2.3698 | 2.3835 | 2.3914 | 2.3995 | 2.401 | 2.4148 | 2.4219 | 2.429 | 2.4294 | 2.4431 | 2.4504 | 2.4578 | 2.4587 | 2.4728 | 2.4804 | 2.4881 | 2.4891
23FP+24FP | Non-household consumption | Ml/d | 2.2636 | 2.271 | 2.2732 | 2.2822 | 2.2871 | 2.3058 | 2.3198 | 2.3331 | 2.3379 | 2.3526 | 2.3607 | 2.3686 | 2.3698 | 2.3835 | 2.3914 | 2.3995 | 2.401 | 2.4148 | 2.4219 | 2.429 | 2.4294 | 2.4431 | 2.4504 | 2.4578 | 2.4587 | 2.4728 | 2.4804 | 2.4881 | 2.4891
40BL | Total leakage | Ml/d | 1.92 | 1.9101 | 1.9003 | 1.9005 | 1.9 | 1.9 | 1.9 | 1.9 | 1.9 | 1.9 | 1.9 | 1.9 | 1.9 | 1.9 | 1.9 | 1.9 | 1.9 | 1.9 | 1.9 | 1.9 | 1.9 | 1.9 | 1.9 | 1.9 | 1.9 | 1.9 | 1.9 | 1.9 | 1.9
40FP | Total leakage | Ml/d | 1.92 | 1.9101 | 1.9003 | 1.9005 | 1.9 | 1.9 | 1.9 | 1.9 | 1.9 | 1.843 | 1.786 | 1.729 | 1.672 | 1.615 | 1.5665 | 1.5181 | 1.4696 | 1.4212 | 1.3727 | 1.3453 | 1.3178 | 1.2904 | 1.2629 | 1.2355 | 1.2108 | 1.1861 | 1.1613 | 1.1366 | 1.1119
11BL-(23BL:26BL)-40BL | Other components of demand | Ml/d | 0.27954 | 0.27954 | 0.27954 | 0.27954 | 0.27954 | 0.27954 | 0.27954 | 0.27954 | 0.27954 | 0.27954 | 0.27954 | 0.27954 | 0.27954 | 0.27954 | 0.27954 | 0.27954 | 0.27954 | 0.27954 | 0.27954 | 0.27954 | 0.27954 | 0.27954 | 0.27954 | 0.27954 | 0.27954 | 0.27954 | 0.27954 | 0.27954 | 0.27954
11FP-(23FP:26FP)-40FP | Other components of demand | Ml/d | 0.27954 | 0.27954 | 0.27954 | 0.27954 | 0.27954 | 0.27954 | 0.27954 | 0.27954 | 0.27954 | 0.27954 | 0.27954 | 0.27954 | 0.27954 | 0.27954 | 0.27954 | 0.27954 | 0.27954 | 0.27954 | 0.27954 | 0.27954 | 0.27954 | 0.27954 | 0.27954 | 0.27954 | 0.27954 | 0.27954 | 0.27954 | 0.27954 | 0.27954
| Total demand + target headroom (baseline) | Ml/d | 8.0782 | 8.0792 | 8.0712 | 8.084 | 8.0881 | 8.1134 | 8.1366 | 8.1483 | 8.1585 | 8.1721 | 8.1932 | 8.2085 | 8.2248 | 8.2479 | 8.2565 | 8.2722 | 8.275 | 8.2971 | 8.3057 | 8.3248 | 8.3308 | 8.3572 | 8.3699 | 8.3856 | 8.3953 | 8.4177 | 8.4342 | 8.45 | 8.4599
| Total demand + target headroom (final plan) | Ml/d | 8.0782 | 8.0792 | 8.0712 | 8.084 | 8.0881 | 8.1134 | 8.1366 | 8.1483 | 8.1585 | 7.963 | 7.9363 | 7.905 | 7.8644 | 7.8307 | 7.8011 | 7.7682 | 7.7325 | 7.7059 | 7.676 | 7.6681 | 7.6563 | 7.6556 | 7.6404 | 7.629 | 7.6333 | 7.6313 | 7.6232 | 7.6146 | 7.6
SUPPLY-DEMAND BALANCE
16BL | Target headroom | Ml/d | 0 | 0 | 0 | 0 | 0 | 0 | 0 | 0 | 0 | 0 | 0 | 0 | 0 | 0 | 0 | 0 | 0 | 0 | 0 | 0 | 0 | 0 | 0 | 0 | 0 | 0 | 0 | 0 | 0
16FP | Target headroom | Ml/d | 0 | 0 | 0 | 0 | 0 | 0 | 0 | 0 | 0 | 0 | 0 | 0 | 0 | 0 | 0 | 0 | 0 | 0 | 0 | 0 | 0 | 0 | 0 | 0 | 0 | 0 | 0 | 0 | 0
17BL | Available headroom | Ml/d | 1.9218 | 1.9208 | 1.9288 | 1.916 | 1.9119 | 1.8866 | 1.8634 | 1.8517 | 1.8415 | 1.8279 | 1.8068 | 1.7915 | 1.7752 | 1.7521 | 1.7435 | 1.7278 | 1.725 | 1.7029 | 1.6943 | 1.6752 | 1.6692 | 1.6428 | 1.6301 | 1.6144 | 1.6047 | 1.5823 | 1.5658 | 1.55 | 1.5401
17FP | Available headroom | Ml/d | 1.9218 | 1.9208 | 1.9288 | 1.916 | 1.9119 | 1.8866 | 1.8634 | 1.8517 | 1.8415 | 2.037 | 2.0637 | 2.095 | 2.1356 | 2.1693 | 2.1989 | 2.2318 | 2.2675 | 2.2941 | 2.324 | 2.3319 | 2.3437 | 2.3444 | 2.3596 | 2.371 | 2.3667 | 2.3687 | 2.3768 | 2.3854 | 2.4
Baseline Supply-Demand Balance:
|  | 2020-21 | 2021-22 | 2022-23 | 2023-24 | 2024-25 | 2025-26 | 2026-27 | 2027-28 | 2028-29 | 2029-30 | 2030-31 | 2031-32 | 2032-33 | 2033-34 | 2034-35 | 2035-36 | 2036-37 | 2037-38 | 2038-39 | 2039-40 | 2040-41 | 2041-42 | 2042-43 | 2043-44 | 2044-45
| SDB (Ml/d) | 1.9119 | 1.8866 | 1.8634 | 1.8517 | 1.8415 | 1.8279 | 1.8068 | 1.7915 | 1.7752 | 1.7521 | 1.7435 | 1.7278 | 1.725 | 1.7029 | 1.6943 | 1.6752 | 1.6692 | 1.6428 | 1.6301 | 1.6144 | 1.6047 | 1.5823 | 1.5658 | 1.55 | 1.5401
Final Planning Supply-Demand Balance:
|  | 2020-21 | 2021-22 | 2022-23 | 2023-24 | 2024-25 | 2025-26 | 2026-27 | 2027-28 | 2028-29 | 2029-30 | 2030-31 | 2031-32 | 2032-33 | 2033-34 | 2034-35 | 2035-36 | 2036-37 | 2037-38 | 2038-39 | 2039-40 | 2040-41 | 2041-42 | 2042-43 | 2043-44 | 2044-45
| SDB (Ml/d) | 1.9119 | 1.8866 | 1.8634 | 1.8517 | 1.8415 | 2.037 | 2.0637 | 2.095 | 2.1356 | 2.1693 | 2.1989 | 2.2318 | 2.2675 | 2.2941 | 2.324 | 2.3319 | 2.3437 | 2.3444 | 2.3596 | 2.371 | 2.3667 | 2.3687 | 2.3768 | 2.3854 | 2.4
| Company: | 2026-27: Severn Trent Water
| Resource Zone Name | 2026-27: Rutland
| Resource Zone Number: | 2026-27: 9
| Planning Scenario Name: | 2026-27: Dry Year Annual Average
| Chosen Level of Service: | 2026-27: No more than 3 in 100 Temporary Use Bans

## 1. BL Licences
Table 1: Baseline licences |  |  |  |  | deployable output (Ml/d)
Row ref | Derivation | Licence number | Source name | Source type | Deployable output (Ml/d) | Annual licensed quantity (Ml/d) | Constraints on deployable output
All individual licences:
0.1BL | Sum (0.1BL+...) | - | - | - | 0 | 0 | -
- | Input
Input
0.2BL | Sum (0.2BL+...) | - | Total | - | 0 | - | -
- | - | Group #: | [Enter name of group] | - | 0 | - | -
- | Input
- | Input
- | Input
- | Input
- | Input
Unused licences: | Derivation | Licence number | Source name | Source type | DYAA deployable output (Ml/d) | Annual licensed quantity (Ml/d) | Reason licence is unused
0.3BL | Sum (0.3BL+...) | - | - | - | 0 | 0 | -
Input
- | Input
New licences (within current AMP): | Derivation | Licence number | Source name | Source type | DYAA deployable output (Ml/d) | Annual licensed quantity (Ml/d) | Status of licence
0.4BL | Sum (0.4BL+...) | - | - | - | 0 | 0 | -
Input
- | Input
- | - | - | - | - | - | - | -
Company: |  | Severn Trent Water
Resource Zone Name: |  | Rutland
Resource Zone Number: |  | 9
Planning Scenario Name: |  | Dry Year Annual Average
Chosen Level of Service: |  | No more than 3 in 100 Temporary Use Bans

## 2. BL Supply
Table 2: Baseline supply
| Row ref | Component | Derivation | Unit | decimal places | 2016-17 | For info 2017-18 | For info 2018-19 | For info 2019-20 | 2020-21 | 2021-22 | 2022-23 | 2023-24 | 2024-25 | 2025-26 | 2026-27 | 2027-28 | 2028-29 | 2029-30 | 2030-31 | 2031-32 | 2032-33 | 2033-34 | 2034-35 | 2035-36 | 2036-37 | 2037-38 | 2038-39 | 2039-40 | 2040-41 | 2041-42 | 2042-43 | 2043-44 | 2044-45
| 1BL | Raw water abstracted | Input | Ml/d | 2 | 0 | 0 | 0 | 0 | 0 | 0 | 0 | 0 | 0 | 0 | 0 | 0 | 0 | 0 | 0 | 0 | 0 | 0 | 0 | 0 | 0 | 0 | 0 | 0 | 0 | 0 | 0 | 0 | 0
Resources | 2BL | Total raw water imported | sum(2.1BL+2.2BL+2.3BL...) | Ml/d | 2 | 0 | 0 | 0 | 0 | 0 | 0 | 0 | 0 | 0 | 0 | 0 | 0 | 0 | 0 | 0 | 0 | 0 | 0 | 0 | 0 | 0 | 0 | 0 | 0 | 0 | 0 | 0 | 0 | 0
| 2.1BL+ | Raw water imported from: None | Input | Ml/d | 2 | 0 | 0 | 0 | 0 | 0 | 0 | 0 | 0 | 0 | 0 | 0 | 0 | 0 | 0 | 0 | 0 | 0 | 0 | 0 | 0 | 0 | 0 | 0 | 0 | 0 | 0 | 0 | 0 | 0
| - | - | - | - | 2 | - | - | - | - | bar: 2020-21 to 2044-45
| 3BL | Total potable water imported | sum(3.1BL+3.2BL+3.3BL...) | Ml/d | 2 | 10 | 10 | 10 | 10 | 10 | 10 | 10 | 10 | 10 | 10 | 10 | 10 | 10 | 10 | 10 | 10 | 10 | 10 | 10 | 10 | 10 | 10 | 10 | 10 | 10 | 10 | 10 | 10 | 10
| 3.1BL+ | Potable water imported from: Anglian Water Wing import to Rutland - same value as WRMP14 | Input | Ml/d | 2 | 10 | 10 | 10 | 10 | 10 | 10 | 10 | 10 | 10 | 10 | 10 | 10 | 10 | 10 | 10 | 10 | 10 | 10 | 10 | 10 | 10 | 10 | 10 | 10 | 10 | 10 | 10 | 10 | 10
| - | - | - | - | 2 | - | - | - | - | bar: 2020-21 to 2044-45
| 5BL | Total raw water exported (raw exports and non potable uses) | sum(5.1BL+5.2BL+...) | Ml/d | 2 | 0 | 0 | 0 | 0 | 0 | 0 | 0 | 0 | 0 | 0 | 0 | 0 | 0 | 0 | 0 | 0 | 0 | 0 | 0 | 0 | 0 | 0 | 0 | 0 | 0 | 0 | 0 | 0 | 0
| 5.1BL | Non potable water supplied to: | Input | Ml/d | 2 | 0 | 0 | 0 | 0 | 0 | 0 | 0 | 0 | 0 | 0 | 0 | 0 | 0 | 0 | 0 | 0 | 0 | 0 | 0 | 0 | 0 | 0 | 0 | 0 | 0 | 0 | 0 | 0 | 0
| 5.2BL+ | Raw water export to: None | Input | Ml/d | 2 | 0 | 0 | 0 | 0 | 0 | 0 | 0 | 0 | 0 | 0 | 0 | 0 | 0 | 0 | 0 | 0 | 0 | 0 | 0 | 0 | 0 | 0 | 0 | 0 | 0 | 0 | 0 | 0 | 0
| - |  | - | - | 2 | - | - | - | - | bar: 2020-21 to 2044-45
| 6BL | Total potable water exported | sum(6.1BL+6.2BL+6.3BL...) | Ml/d | 2 | 0 | 0 | 0 | 0 | 0 | 0 | 0 | 0 | 0 | 0 | 0 | 0 | 0 | 0 | 0 | 0 | 0 | 0 | 0 | 0 | 0 | 0 | 0 | 0 | 0 | 0 | 0 | 0 | 0
| 6.1BL+ | Potable water export to: None | Input | Ml/d | 2 | 0 | 0 | 0 | 0 | 0 | 0 | 0 | 0 | 0 | 0 | 0 | 0 | 0 | 0 | 0 | 0 | 0 | 0 | 0 | 0 | 0 | 0 | 0 | 0 | 0 | 0 | 0 | 0 | 0
| - |  | - | Ml/d | 2 | - | - | - | - | bar: 2020-21 to 2044-45
| 7BL | Deployable Output (baseline profile without reductions) | sum(0.1Bl+0.2BL+0.3BL+0.4BL) | Ml/d | 2 | 0 | 0 | 0 | 0 | 0 | 0 | 0 | 0 | 0 | 0 | 0 | 0 | 0 | 0 | 0 | 0 | 0 | 0 | 0 | 0 | 0 | 0 | 0 | 0 | 0 | 0 | 0 | 0 | 0
Resource (and process) Losses | 8BL | Baseline forecast changes to Deployable Output | sum(8.1BL+8.2BL+8.3BL) | Ml/d | 2 | 0 | 0 | 0 | 0 | 0 | 0 | 0 | 0 | 0 | 0 | 0 | 0 | 0 | 0 | 0 | 0 | 0 | 0 | 0 | 0 | 0 | 0 | 0 | 0 | 0 | 0 | 0 | 0 | 0
| 8.1BL | Change in DO due to climate change | Input (reductions must be expressed as -ve) | Ml/d | 2 | 0 | 0 | 0 | 0 | 0 | 0 | 0 | 0 | 0 | 0 | 0 | 0 | 0 | 0 | 0 | 0 | 0 | 0 | 0 | 0 | 0 | 0 | 0 | 0 | 0 | 0 | 0 | 0 | 0
| 8.2BL | Reductions to restore sustainable abstraction | sum(8.2BL sub components) | Ml/d | 2 | 0 | 0 | 0 | 0 | 0 | 0 | 0 | 0 | 0 | 0 | 0 | 0 | 0 | 0 | 0 | 0 | 0 | 0 | 0 | 0 | 0 | 0 | 0 | 0 | 0 | 0 | 0 | 0 | 0
| 8.2BL+ | Total for the zone | Input (zero or negative number) | Ml/d | 2 | 0 | 0 | 0 | 0 | 0 | 0 | 0 | 0 | 0 | 0 | 0 | 0 | 0 | 0 | 0 | 0 | 0 | 0 | 0 | 0 | 0 | 0 | 0 | 0 | 0 | 0 | 0 | 0 | 0
| - | - | - | - | 2 | - | - | - | - | bar: 2020-21 to 2044-45
| 8.3BL | Total other changes to DO (specify, e.g. nitrates): None | Input (reductions must be expressed as -ve) | Ml/d | 2 | 0 | 0 | 0 | 0 | 0 | 0 | 0 | 0 | 0 | 0 | 0 | 0 | 0 | 0 | 0 | 0 | 0 | 0 | 0 | 0 | 0 | 0 | 0 | 0 | 0 | 0 | 0 | 0 | 0
| 9BL | Raw water losses, treatment works losses and operational use | Input | Ml/d | 2 | 0 | 0 | 0 | 0 | 0 | 0 | 0 | 0 | 0 | 0 | 0 | 0 | 0 | 0 | 0 | 0 | 0 | 0 | 0 | 0 | 0 | 0 | 0 | 0 | 0 | 0 | 0 | 0 | 0
| 10BL | Outage allowance | Input | Ml/d | 2 | 0 | 0 | 0 | 0 | 0 | 0 | 0 | 0 | 0 | 0 | 0 | 0 | 0 | 0 | 0 | 0 | 0 | 0 | 0 | 0 | 0 | 0 | 0 | 0 | 0 | 0 | 0 | 0 | 0
|  | Company: | Severn Trent Water
|  | Resource Zone Name: | Rutland
|  | Resource Zone Number: | 9
|  | Planning Scenario Name: | Dry Year Annual Average
|  | Chosen Level of Service: | No more than 3 in 100 Temporary Use Bans

## 3. BL Demand
Table 3: Baseline demand
| Row ref | Component | Derivation | Unit | Decimal places | 2016-17 | For info 2017-18 | For info 2018-19 | For info 2019-20 | 2020-21 | 2021-22 | 2022-23 | 2023-24 | 2024-25 | 2025-26 | 2026-27 | 2027-28 | 2028-29 | 2029-30 | 2030-31 | 2031-32 | 2032-33 | 2033-34 | 2034-35 | 2035-36 | 2036-37 | 2037-38 | 2038-39 | 2039-40 | 2040-41 | 2041-42 | 2042-43 | 2043-44 | 2044-45
Consumption | 19BL | Water delivered measured non-household | Input | Ml/d | 2 | 2.2319 | 2.2393 | 2.2415 | 2.2504 | 2.2554 | 2.274 | 2.2881 | 2.3013 | 2.3061 | 2.3209 | 2.3289 | 2.3368 | 2.3381 | 2.3517 | 2.3596 | 2.3677 | 2.3692 | 2.3831 | 2.3902 | 2.3972 | 2.3976 | 2.4113 | 2.4187 | 2.4261 | 2.4269 | 2.4411 | 2.4487 | 2.4563 | 2.4573
| 20BL | Water delivered unmeasured non- household | Input | Ml/d | 2 | 0.057421 | 0.057421 | 0.057421 | 0.057421 | 0.057421 | 0.057421 | 0.057421 | 0.057421 | 0.057421 | 0.057421 | 0.057421 | 0.057421 | 0.057421 | 0.057421 | 0.057421 | 0.057421 | 0.057421 | 0.057421 | 0.057421 | 0.057421 | 0.057421 | 0.057421 | 0.057421 | 0.057421 | 0.057421 | 0.057421 | 0.057421 | 0.057421 | 0.057421
| 21BL | Water delivered measured household | Input | Ml/d | 2 | 1.9121 | 1.9749 | 2.0239 | 2.0632 | 2.099 | 2.145 | 2.1927 | 2.2249 | 2.2605 | 2.2898 | 2.3372 | 2.3802 | 2.4278 | 2.4709 | 2.5053 | 2.5437 | 2.5768 | 2.6141 | 2.646 | 2.6846 | 2.7181 | 2.756 | 2.788 | 2.8216 | 2.855 | 2.8875 | 2.9199 | 2.9513 | 2.9848
| 22BL | Water delivered unmeasured household | Input | Ml/d | 2 | 2.0261 | 1.9663 | 1.9165 | 1.8804 | 1.8438 | 1.8042 | 1.7652 | 1.7311 | 1.7005 | 1.6698 | 1.635 | 1.5989 | 1.5662 | 1.5321 | 1.4981 | 1.467 | 1.4348 | 1.4054 | 1.3748 | 1.3478 | 1.3197 | 1.294 | 1.2671 | 1.2415 | 1.2166 | 1.1922 | 1.1684 | 1.145 | 1.1201
| 23BL | Measured Non Household - Consumption | 19BL-34BL | Ml/d | 2 | 2.2081 | 2.2155 | 2.2177 | 2.2266 | 2.2316 | 2.2502 | 2.2643 | 2.2775 | 2.2823 | 2.2971 | 2.3051 | 2.313 | 2.3143 | 2.3279 | 2.3358 | 2.3439 | 2.3454 | 2.3593 | 2.3664 | 2.3734 | 2.3738 | 2.3875 | 2.3949 | 2.4023 | 2.4031 | 2.4173 | 2.4249 | 2.4325 | 2.4335
| 24BL | Unmeasured Non Household - Consumption | 20BL-35BL | Ml/d | 2 | 0.055565 | 0.055565 | 0.055565 | 0.055565 | 0.055565 | 0.055565 | 0.055565 | 0.055565 | 0.055565 | 0.055565 | 0.055565 | 0.055565 | 0.055565 | 0.055565 | 0.055565 | 0.055565 | 0.055565 | 0.055565 | 0.055565 | 0.055565 | 0.055565 | 0.055565 | 0.055565 | 0.055565 | 0.055565 | 0.055565 | 0.055565 | 0.055565 | 0.055565
| 25BL | Measured Household - Consumption | 21BL-36BL | Ml/d | 2 | 1.7398 | 1.8004 | 1.8472 | 1.8844 | 1.9181 | 1.962 | 2.0076 | 2.0378 | 2.0715 | 2.0989 | 2.1444 | 2.1856 | 2.2314 | 2.2728 | 2.3054 | 2.3421 | 2.3736 | 2.4092 | 2.4395 | 2.4766 | 2.5084 | 2.5449 | 2.5754 | 2.6075 | 2.6395 | 2.6705 | 2.7015 | 2.7314 | 2.7635
| 26BL | Unmeasured Household - Consumption | 22BL-37BL | Ml/d | 2 | 1.8752 | 1.8181 | 1.7709 | 1.7374 | 1.7034 | 1.6661 | 1.6296 | 1.5978 | 1.5696 | 1.5411 | 1.5085 | 1.4747 | 1.444 | 1.4121 | 1.3802 | 1.3511 | 1.3209 | 1.2935 | 1.2648 | 1.2397 | 1.2135 | 1.1897 | 1.1645 | 1.1407 | 1.1176 | 1.0948 | 1.0727 | 1.0509 | 1.0277
| 27 - | Percentage of consumption driven by climate change | Input | % | 1 | 0 | 0.032311 | 0.064601 | 0.09687 | 0.12912 | 0.16135 | 0.19355 | 0.22574 | 0.2579 | 0.29005 | 0.32217 | 0.35428 | 0.38636 | 0.41842 | 0.45046 | 0.48248 | 0.51448 | 0.54646 | 0.57842 | 0.61036 | 0.64228 | 0.67417 | 0.70605 | 0.73791 | 0.76974 | 0.80156 | 0.83335 | 0.86513 | 0.89688
| 28 - | Volume of consumption driven by climate change |  | Ml/d | 1 | 0 | 0.001903 | 0.0038059 | 0.0057192 | 0.0076291 | 0.0095741 | 0.01153 | 0.013474 | 0.01542 | 0.017382 | 0.019374 | 0.021359 | 0.023356 | 0.025391 | 0.027374 | 0.029396 | 0.03136 | 0.03343 | 0.035435 | 0.037508 | 0.039508 | 0.041648 | 0.043707 | 0.045795 | 0.047846 | 0.050002 | 0.052123 | 0.054248 | 0.056327
PCC and consumption by component | 29BL | Measured Household - PCC | (25BL*1,000,000)/(51BL*1,000) | l/h/d | 1 | 117.6 | 117.5 | 117.3 | 117.2 | 116.8 | 116.7 | 116.6 | 116.6 | 116.4 | 116.4 | 116.5 | 116.7 | 116.8 | 117.1 | 117 | 116.8 | 116.6 | 116.4 | 116.3 | 116.2 | 116.2 | 116.2 | 116.2 | 116.2 | 116.2 | 116.1 | 116.1 | 116.1 | 116
| 29.1BL | Measured toilet flushing | Input | l/h/d | 1 | 26.4354 | 25.6671 | 24.9827 | 24.3404 | 23.715 | 23.1 | 22.5067 | 21.946 | 21.3822 | 20.8393 | 20.3078 | 19.8046 | 19.3032 | 18.8267 | 18.8262 | 18.8134 | 18.8104 | 18.7955 | 18.7904 | 18.7742 | 18.7674 | 18.7495 | 18.7407 | 18.7269 | 18.7115 | 18.696 | 18.6794 | 18.6627 | 18.6415
| 29.2BL | Measured personal washing | Input | l/h/d | 1 | 50.0882 | 51.1841 | 52.1788 | 53.0313 | 53.8828 | 54.7987 | 55.7238 | 56.5999 | 57.4363 | 58.2895 | 59.2127 | 60.1746 | 61.0998 | 62.0639 | 62.1635 | 62.2232 | 62.316 | 62.3701 | 62.4571 | 62.5077 | 62.59 | 62.6359 | 62.7126 | 62.7733 | 62.8288 | 62.8844 | 62.9365 | 62.9886 | 63.0258
| 29.3BL | Measured clothes washing | Input | l/h/d | 1 | 14.6175 | 14.5652 | 14.5048 | 14.4222 | 14.3402 | 14.2704 | 14.2042 | 14.1332 | 14.0531 | 13.9785 | 13.9173 | 13.8666 | 13.8087 | 13.7607 | 13.6737 | 13.5775 | 13.4882 | 13.3902 | 13.2989 | 13.1995 | 13.1066 | 13.0057 | 12.9109 | 12.8125 | 12.7128 | 12.6129 | 12.512 | 12.4109 | 12.3067
| 29.4BL | Measured dish washing | Input | l/h/d | 1 | 11.5468 | 11.5908 | 11.6143 | 11.6084 | 11.6022 | 11.6089 | 11.6174 | 11.6162 | 11.6068 | 11.6008 | 11.6085 | 11.6236 | 11.6315 | 11.6465 | 11.6571 | 11.6601 | 11.6692 | 11.671 | 11.6789 | 11.6799 | 11.6867 | 11.6867 | 11.6923 | 11.6949 | 11.6965 | 11.698 | 11.6989 | 11.6997 | 11.6977
| 29.5BL | Measured miscellaneous internal use | Input | l/h/d | 1 | 13.6245 | 13.562 | 13.517 | 13.477 | 13.439 | 13.3988 | 13.361 | 13.3379 | 13.3079 | 13.2878 | 13.258 | 13.2388 | 13.2133 | 13.1979 | 13.1816 | 13.1586 | 13.1441 | 13.123 | 13.1101 | 13.091 | 13.0796 | 13.0618 | 13.0515 | 13.0388 | 13.0259 | 13.014 | 13.0022 | 12.9911 | 12.9777
| 29.6BL | Measured external use | Input | l/h/d | 1 | 1.3259 | 1.3705 | 1.4125 | 1.4517 | 1.4909 | 1.5307 | 1.5703 | 1.6098 | 1.6488 | 1.6883 | 1.7278 | 1.7675 | 1.8068 | 1.8463 | 1.8834 | 1.92 | 1.9562 | 1.992 | 2.0272 | 2.0622 | 2.0966 | 2.1309 | 2.1643 | 2.1976 | 2.2304 | 2.2629 | 2.2949 | 2.3265 | 2.3582
| 29.7BL | Measured water efficiency savings | Input | l/h/d | 1 | -0.038243 | -0.43976 | -0.91006 | -1.1311 | -1.6701 | -2.0074 | -2.3834 | -2.643 | -3.0351 | -3.2843 | -3.532 | -3.7757 | -4.0633 | -4.2419 | -4.3855 | -4.5528 | -4.7841 | -4.9418 | -5.0626 | -5.1146 | -5.1269 | -5.0703 | -5.0723 | -5.0439 | -5.0059 | -5.0682 | -5.0239 | -4.9796 | -5.0076
| 30BL | Unmeasured Household - PCC | (26BL*1,000,000)/(52BL*1,000) | l/h/d | 1 | 139.5 | 140.1 | 140.1 | 139.6 | 139 | 138.7 | 138.6 | 138.2 | 137.6 | 137.1 | 137 | 137 | 136.9 | 137 | 136.9 | 136.8 | 136.7 | 136.6 | 136.6 | 136.5 | 136.6 | 136.6 | 136.7 | 136.7 | 136.7 | 136.7 | 136.8 | 136.8 | 137
| 30.1BL | Unmeasured toilet flushing | Input | l/h/d | 1 | 31.374 | 30.7773 | 30.0657 | 29.2062 | 28.3494 | 27.5547 | 26.7662 | 25.9298 | 25.0645 | 24.2132 | 23.4193 | 22.6476 | 21.849 | 21.0703 | 21.0723 | 21.0519 | 21.0517 | 21.0294 | 21.0277 | 21.0047 | 21.0021 | 20.9776 | 20.9736 | 20.9602 | 20.9445 | 20.9298 | 20.9138 | 20.8987 | 20.9073
| 30.2BL | Unmeasured personal washing | Input | l/h/d | 1 | 58.4273 | 59.6927 | 60.7607 | 61.5346 | 62.3069 | 63.2142 | 64.1405 | 64.9528 | 65.6849 | 66.4432 | 67.3573 | 68.3438 | 69.258 | 70.2443 | 70.3671 | 70.4152 | 70.5314 | 70.5737 | 70.6853 | 70.7257 | 70.8349 | 70.8707 | 70.9756 | 71.0495 | 71.1156 | 71.1853 | 71.2506 | 71.3197 | 71.4697
| 30.3BL | Unmeasured clothes washing | Input | l/h/d | 1 | 16.8208 | 16.836 | 16.7919 | 16.6659 | 16.5405 | 16.451 | 16.3659 | 16.2517 | 16.1182 | 15.9922 | 15.904 | 15.832 | 15.7424 | 15.6685 | 15.5702 | 15.455 | 15.3546 | 15.2377 | 15.1355 | 15.0179 | 14.9145 | 14.7955 | 14.6906 | 14.579 | 14.4655 | 14.3525 | 14.2384 | 14.1248 | 14.0269
| 30.4BL | Unmeasured dish washing | Input | l/h/d | 1 | 13.3109 | 13.3934 | 13.4294 | 13.4001 | 13.371 | 13.3709 | 13.3746 | 13.3544 | 13.3182 | 13.288 | 13.289 | 13.3039 | 13.3042 | 13.3179 | 13.3309 | 13.3297 | 13.3415 | 13.3392 | 13.3499 | 13.3473 | 13.3575 | 13.354 | 13.3634 | 13.3669 | 13.369 | 13.3717 | 13.3736 | 13.3762 | 13.3939
| 30.5BL | Unmeasured miscellaneous internal use | Input | l/h/d | 1 | 18.1428 | 18.2692 | 18.3323 | 18.3062 | 18.2804 | 18.2943 | 18.3133 | 18.2996 | 18.264 | 18.2366 | 18.252 | 18.2864 | 18.3009 | 18.3338 | 18.3659 | 18.3784 | 18.4087 | 18.4198 | 18.4489 | 18.4595 | 18.488 | 18.4973 | 18.5247 | 18.544 | 18.5612 | 18.5794 | 18.5965 | 18.6145 | 18.6536
| 30.6BL | Unmeasured external use | Input | l/h/d | 1 | 1.4403 | 1.4953 | 1.5451 | 1.5879 | 1.6307 | 1.6765 | 1.7226 | 1.7663 | 1.8083 | 1.851 | 1.8967 | 1.9435 | 1.9889 | 2.0355 | 2.0814 | 2.1259 | 2.1713 | 2.2154 | 2.2604 | 2.3042 | 2.3488 | 2.3921 | 2.4363 | 2.4799 | 2.5232 | 2.5663 | 2.6093 | 2.6521 | 2.6956
| 30.7BL | Unmeasured water efficiency savings | Input | l/h/d | 1 | -0.016082 | -0.36383 | -0.82518 | -1.1009 | -1.4788 | -1.8617 | -2.0831 | -2.3545 | -2.6582 | -2.9241 | -3.1182 | -3.3572 | -3.5434 | -3.6703 | -3.8878 | -3.9561 | -4.1592 | -4.2152 | -4.3078 | -4.3591 | -4.3458 | -4.2872 | -4.2642 | -4.2795 | -4.279 | -4.2852 | -4.1822 | -4.186 | -4.147
| 31BL | Average Household - PCC | ((25BL+26BL)*1,000,000))/(51BL+52BL*1,000) | l/h/d | 1 | 128.0546 | 127.8411 | 127.4957 | 126.9668 | 126.295 | 125.8729 | 125.5372 | 125.1558 | 124.7055 | 124.3576 | 124.1664 | 124.1061 | 123.9935 | 124.003 | 123.719 | 123.3596 | 123.0913 | 122.7507 | 122.4977 | 122.2951 | 122.1868 | 122.0029 | 121.889 | 121.744 | 121.5922 | 121.4447 | 121.306 | 121.1703 | 121.0417
| 32BL | Water Taken Unbilled | Input | Ml/d | 2 | 0.23938 | 0.23938 | 0.23938 | 0.23938 | 0.23938 | 0.23938 | 0.23938 | 0.23938 | 0.23938 | 0.23938 | 0.23938 | 0.23938 | 0.23938 | 0.23938 | 0.23938 | 0.23938 | 0.23938 | 0.23938 | 0.23938 | 0.23938 | 0.23938 | 0.23938 | 0.23938 | 0.23938 | 0.23938 | 0.23938 | 0.23938 | 0.23938 | 0.23938
| 33BL | Distribution System Operational Use | Input | Ml/d | 2 | 0.040158 | 0.040158 | 0.040158 | 0.040158 | 0.040158 | 0.040158 | 0.040158 | 0.040158 | 0.040158 | 0.040158 | 0.040158 | 0.040158 | 0.040158 | 0.040158 | 0.040158 | 0.040158 | 0.040158 | 0.040158 | 0.040158 | 0.040158 | 0.040158 | 0.040158 | 0.040158 | 0.040158 | 0.040158 | 0.040158 | 0.040158 | 0.040158 | 0.040158
Leakage | 34BL | Measured Non Household - USPL | Input | Ml/d | 2 | 0.023801 | 0.023801 | 0.023801 | 0.023801 | 0.023801 | 0.023801 | 0.023801 | 0.023801 | 0.023801 | 0.023801 | 0.023801 | 0.023801 | 0.023801 | 0.023801 | 0.023801 | 0.023801 | 0.023801 | 0.023801 | 0.023801 | 0.023801 | 0.023801 | 0.023801 | 0.023801 | 0.023801 | 0.023801 | 0.023801 | 0.023801 | 0.023801 | 0.023801
| 35BL | Unmeasured Non Household - USPL | Input | Ml/d | 2 | 0.0018568 | 0.0018568 | 0.0018568 | 0.0018568 | 0.0018568 | 0.0018568 | 0.0018568 | 0.0018568 | 0.0018568 | 0.0018568 | 0.0018568 | 0.0018568 | 0.0018568 | 0.0018568 | 0.0018568 | 0.0018568 | 0.0018568 | 0.0018568 | 0.0018568 | 0.0018568 | 0.0018568 | 0.0018568 | 0.0018568 | 0.0018568 | 0.0018568 | 0.0018568 | 0.0018568 | 0.0018568 | 0.0018568
| 36BL | Measured Household - USPL | Input | Ml/d | 2 | 0.1723 | 0.17449 | 0.17668 | 0.17888 | 0.18098 | 0.18304 | 0.18506 | 0.18705 | 0.18899 | 0.1909 | 0.19277 | 0.1946 | 0.1964 | 0.19817 | 0.1999 | 0.20159 | 0.20326 | 0.20489 | 0.20649 | 0.20806 | 0.2096 | 0.21111 | 0.2126 | 0.21405 | 0.21547 | 0.21697 | 0.21844 | 0.21989 | 0.22131
| 37BL | Unmeasured Household - USPL | Input | Ml/d | 2 | 0.15084 | 0.14822 | 0.14561 | 0.14299 | 0.14048 | 0.13803 | 0.13563 | 0.13328 | 0.13096 | 0.12869 | 0.12646 | 0.12427 | 0.12211 | 0.12 | 0.11792 | 0.11588 | 0.11387 | 0.1119 | 0.10997 | 0.10807 | 0.1062 | 0.10437 | 0.10256 | 0.10079 | 0.099053 | 0.097344 | 0.095665 | 0.094015 | 0.092393
| 38BL | Void Properties - USPL | Input | Ml/d | 2 | 0.023801 | 0.023801 | 0.023801 | 0.023801 | 0.023801 | 0.023801 | 0.023801 | 0.023801 | 0.023801 | 0.023801 | 0.023801 | 0.023801 | 0.023801 | 0.023801 | 0.023801 | 0.023801 | 0.023801 | 0.023801 | 0.023801 | 0.023801 | 0.023801 | 0.023801 | 0.023801 | 0.023801 | 0.023801 | 0.023801 | 0.023801 | 0.023801 | 0.023801 | 0.021058
| 39BL | Distribution Losses | Input | Ml/d | 2 | 1.5474 | 1.538 | 1.5286 | 1.5292 | 1.5291 | 1.5295 | 1.5298 | 1.5302 | 1.5306 | 1.531 | 1.5313 | 1.5317 | 1.532 | 1.5324 | 1.5327 | 1.5331 | 1.5334 | 1.5337 | 1.5341 | 1.5344 | 1.5347 | 1.5351 | 1.5354 | 1.5357 | 1.536 | 1.5362 | 1.5364 | 1.5366 | 1.5368
| 40BL | Total Leakage | sum(34BL:39BL) | Ml/d | 2 | 1.92 | 1.9101 | 1.9003 | 1.9005 | 1.9 | 1.9 | 1.9 | 1.9 | 1.9 | 1.9 | 1.9 | 1.9 | 1.9 | 1.9 | 1.9 | 1.9 | 1.9 | 1.9 | 1.9 | 1.9 | 1.9 | 1.9 | 1.9 | 1.9 | 1.9 | 1.9 | 1.9 | 1.9 | 1.9
| 41BL | Total Leakage | (40BL*1,000,000)/(48BL*1,000) | l/prop/d | 2 | 140.7806 | 137.3226 | 134.8953 | 134.2632 | 133.5861 | 132.3503 | 131.049 | 130.54 | 130.0783 | 129.7922 | 128.5829 | 127.3958 | 126.2305 | 125.0863 | 123.9626 | 122.8589 | 121.7748 | 120.7095 | 119.6628 | 118.634 | 117.6228 | 116.6286 | 115.6511 | 114.6899 | 113.7445 | 112.8146 | 111.8997 | 110.9995 | 110.1138
Customer: Properties | 42BL | Measured non-households - properties | Input (total, excluding voids) | 000's | 2 | 0.96503 | 0.96915 | 0.97327 | 0.97739 | 0.98151 | 0.98562 | 0.98975 | 0.99387 | 0.99799 | 1.0021 | 1.0062 | 1.0104 | 1.0145 | 1.0186 | 1.0227 | 1.0269 | 1.031 | 1.0351 | 1.0392 | 1.0434 | 1.0475 | 1.0516 | 1.0558 | 1.0599 | 1.064 | 1.0682 | 1.0723 | 1.0764 | 1.0806
| 43BL | Unmeasured non-households - properties | Input (total, excluding voids) | 000's | 2 | 0.0672 | 0.066091 | 0.064982 | 0.063873 | 0.062764 | 0.061655 | 0.060546 | 0.059437 | 0.058328 | 0.057219 | 0.05611 | 0.055001 | 0.053892 | 0.052783 | 0.051674 | 0.050565 | 0.049456 | 0.048346 | 0.047237 | 0.046128 | 0.045019 | 0.04391 | 0.042801 | 0.041692 | 0.040583 | 0.039474 | 0.038365 | 0.037256 | 0.036147
| 44BL | All void non-households - properties | Input (voids in each year) | 000's | 2 | 0.21324 | 0.21324 | 0.21324 | 0.21324 | 0.21324 | 0.21324 | 0.21324 | 0.21324 | 0.21324 | 0.21324 | 0.21324 | 0.21324 | 0.21324 | 0.21324 | 0.21324 | 0.21324 | 0.21324 | 0.21324 | 0.21324 | 0.21324 | 0.21324 | 0.21324 | 0.21324 | 0.21324 | 0.21324 | 0.21324 | 0.21324 | 0.21324 | 0.21324
| 45BL | Total measured households - properties (excl void) | Pre-plan year = input. Forecast years = Previous year 45BL + sum(45.1BL:45.6BL) | 000's | 2 | 6.4204 | 6.7858 | 7.0569 | 7.2183 | 7.3759 | 7.5965 | 7.8251 | 7.9661 | 8.1006 | 8.214 | 8.4311 | 8.6467 | 8.8607 | 9.0732 | 9.2843 | 9.4938 | 9.702 | 9.9088 | 10.1142 | 10.3183 | 10.5211 | 10.7226 | 10.9228 | 11.1218 | 11.3196 | 11.5163 | 11.7118 | 11.9061 | 12.0994
| 45.1BL | New build properties - properties | Input (new builds in each year) | 000's | 2 | 0.21938 | 0.27432 | 0.18002 | 0.070451 | 0.070387 | 0.1351 | 0.1447 | 0.058819 | 0.053917 | 0.03447 | 0.13949 | 0.13939 | 0.13929 | 0.13919 | 0.1391 | 0.13901 | 0.13892 | 0.13883 | 0.13875 | 0.13867 | 0.13859 | 0.13851 | 0.13844 | 0.13837 | 0.1383 | 0.13823 | 0.13816 | 0.1381 | 0.13804
| 45.2BL | Meter optants - properties | Input (meter optants in each year) | 000's | 2 | 0.065 | 0.094123 | 0.094037 | 0.093951 | 0.090093 | 0.08836 | 0.086666 | 0.08499 | 0.083355 | 0.081747 | 0.080206 | 0.078681 | 0.077185 | 0.075722 | 0.074285 | 0.072881 | 0.071506 | 0.070156 | 0.068836 | 0.067541 | 0.066272 | 0.065029 | 0.063811 | 0.062618 | 0.061448 | 0.060302 | 0.059179 | 0.058075 | 0.056996
| 45.3BL | Compulsory metering - properties | Input (compulsory meters in each year) | 000's | 2 | 0 | 0 | 0 | 0 | 0 | 0 | 0 | 0 | 0 | 0 | 0 | 0 | 0 | 0 | 0 | 0 | 0 | 0 | 0 | 0 | 0 | 0 | 0 | 0 | 0 | 0 | 0 | 0 | 0
| 45.4BL | Metering on change of occupancy - properties | Input (change of occupancy meters in each year) | 000's | 2 | 0 | 0 | 0 | 0 | 0 | 0 | 0 | 0 | 0 | 0 | 0 | 0 | 0 | 0 | 0 | 0 | 0 | 0 | 0 | 0 | 0 | 0 | 0 | 0 | 0 | 0 | 0 | 0 | 0
| 45.5BL | Selective metering - properties | Input (selective meters in each year) | 000's | 2 | 0 | 0 | 0 | 0 | 0 | 0 | 0 | 0 | 0 | 0 | 0 | 0 | 0 | 0 | 0 | 0 | 0 | 0 | 0 | 0 | 0 | 0 | 0 | 0 | 0 | 0 | 0 | 0 | 0
| 45.6BL | Other changes to existing metering - properties | Input (other changes to meters in each year) | 000's | 2 | 0 | -0.0030585 | -0.0029682 | -0.0029612 | -0.0029272 | -0.0028169 | -0.0027429 | -0.002817 | -0.0027995 | -0.002815 | -0.0025653 | -0.0025101 | -0.0024567 | -0.0024049 | -0.0023548 | -0.0023062 | -0.0022591 | -0.0022134 | -0.0021691 | -0.0021261 | -0.0020844 | -0.0020439 | -0.0020046 | -0.0019664 | -0.0019292 | -0.0018931 | -0.0018581 | -0.0018239 | -0.0017908
| 45.7BL | Measured void households - properties | Input (voids in each year) | 000's | 2 | 0.28006 | 0.28006 | 0.28006 | 0.28006 | 0.28006 | 0.28006 | 0.28006 | 0.28006 | 0.28006 | 0.28006 | 0.28006 | 0.28006 | 0.28006 | 0.28006 | 0.28006 | 0.28006 | 0.28006 | 0.28006 | 0.28006 | 0.28006 | 0.28006 | 0.28006 | 0.28006 | 0.28006 | 0.28006 | 0.28006 | 0.28006 | 0.28006 | 0.28006
| 46BL | Unmeasured households - properties (excl void) | Input (total) | 000's | 2 | 5.3422 | 5.2454 | 5.1488 | 5.0522 | 4.9595 | 4.8687 | 4.7796 | 4.6921 | 4.6063 | 4.5221 | 4.4396 | 4.3587 | 4.2794 | 4.2015 | 4.1252 | 4.0503 | 3.9768 | 3.9047 | 3.8339 | 3.7645 | 3.6964 | 3.6296 | 3.564 | 3.4996 | 3.4365 | 3.3745 | 3.3137 | 3.254 | 3.1954
| 47BL | Unmeasured void households - properties | Input (voids in each year) | 000's | 2 | 0.35005 | 0.35005 | 0.35005 | 0.35005 | 0.35005 | 0.35005 | 0.35005 | 0.35005 | 0.35005 | 0.35005 | 0.35005 | 0.35005 | 0.35005 | 0.35005 | 0.35005 | 0.35005 | 0.35005 | 0.35005 | 0.35005 | 0.35005 | 0.35005 | 0.35005 | 0.35005 | 0.35005 | 0.35005 | 0.35005 | 0.35005 | 0.35005 | 0.35005
| 48BL | Total Resource Zone Properties (incl voids) | SUM(42BL:45BL)+45.7BL+46BL+47BL | 000's | 2 | 13.6382 | 13.9098 | 14.0873 | 14.1551 | 14.223 | 14.3558 | 14.4984 | 14.5549 | 14.6066 | 14.6388 | 14.7765 | 14.9141 | 15.0518 | 15.1895 | 15.3272 | 15.4649 | 15.6026 | 15.7403 | 15.878 | 16.0156 | 16.1533 | 16.291 | 16.4287 | 16.5664 | 16.7041 | 16.8418 | 16.9795 | 17.1172 | 17.2549
Customer: Population | 49BL | Measured Non Household - Population | Input (total) | 000's | 2 | 3.01 | 3.01 | 3.01 | 3.01 | 3.01 | 3.01 | 3.01 | 3.01 | 3.01 | 3.01 | 3.01 | 3.01 | 3.01 | 3.01 | 3.01 | 3.01 | 3.01 | 3.01 | 3.01 | 3.01 | 3.01 | 3.01 | 3.01 | 3.01 | 3.01 | 3.01 | 3.01 | 3.01 | 3.01
| 50BL | Unmeasured Non Household - Population | Input (total) | 000's | 2 | 0 | 0 | 0 | 0 | 0 | 0 | 0 | 0 | 0 | 0 | 0 | 0 | 0 | 0 | 0 | 0 | 0 | 0 | 0 | 0 | 0 | 0 | 0 | 0 | 0 | 0 | 0 | 0 | 0
| 51BL | Measured Household - Population | Input (total) | 000's | 2 | 14.7895 | 15.3234 | 15.7418 | 16.0834 | 16.4191 | 16.8147 | 17.2139 | 17.4839 | 17.7906 | 18.0317 | 18.4085 | 18.7316 | 19.0963 | 19.4072 | 19.7116 | 20.0599 | 20.354 | 20.6937 | 20.9772 | 21.3063 | 21.5783 | 21.8997 | 22.1623 | 22.4431 | 22.7245 | 22.9977 | 23.2693 | 23.5327 | 23.8182
| 52BL | Unmeasured Household - Population | Input (total) | 000's | 2 | 13.441 | 12.9809 | 12.6364 | 12.442 | 12.2552 | 12.0087 | 11.7595 | 11.565 | 11.4067 | 11.2386 | 11.0112 | 10.7617 | 10.5457 | 10.3089 | 10.0785 | 9.8786 | 9.66 | 9.4705 | 9.2624 | 9.0814 | 8.8826 | 8.7105 | 8.5211 | 8.3449 | 8.1746 | 8.0067 | 7.8436 | 7.6827 | 7.5035
| 53BL | Total Resource Zone Population | Sum(49BL:52BL) | 000's | 2 | 31.2405 | 31.3143 | 31.3882 | 31.5354 | 31.6843 | 31.8334 | 31.9835 | 32.0589 | 32.2073 | 32.2803 | 32.4298 | 32.5034 | 32.652 | 32.7261 | 32.8001 | 32.9485 | 33.024 | 33.1742 | 33.2495 | 33.3977 | 33.4708 | 33.6202 | 33.6934 | 33.7979 | 33.9091 | 34.0144 | 34.1229 | 34.2255 | 34.3317
Occupancy | 54BL | Measured Household - Occupancy Rate (average) (excl voids) | 51BL/45BL | h/prop | 1 | 2.3035 | 2.2582 | 2.2307 | 2.2281 | 2.2261 | 2.2135 | 2.1998 | 2.1948 | 2.1962 | 2.1952 | 2.1834 | 2.1663 | 2.1552 | 2.1389 | 2.1231 | 2.1129 | 2.0979 | 2.0884 | 2.074 | 2.0649 | 2.051 | 2.0424 | 2.029 | 2.0179 | 2.0075 | 1.997 | 1.9868 | 1.9765 | 1.9686
| 55BL | Unmeasured Household - Occupancy Rate | 52BL/46BL | h/prop | 1 | 2.516 | 2.4747 | 2.4543 | 2.4627 | 2.471 | 2.4665 | 2.4604 | 2.4648 | 2.4763 | 2.4853 | 2.4802 | 2.469 | 2.4643 | 2.4536 | 2.4432 | 2.439 | 2.4291 | 2.4254 | 2.4159 | 2.4124 | 2.403 | 2.3999 | 2.3909 | 2.3845 | 2.3788 | 2.3727 | 2.367 | 2.361 | 2.3482
Metering | 56BL | Total Household Metering penetration (excl. voids) | 45BL/45BL+46BL | % | 0 | 54.58% | 56.4% | 57.82% | 58.83% | 59.79% | 60.94% | 62.08% | 62.93% | 63.75% | 64.49% | 65.51% | 66.49% | 67.43% | 68.35% | 69.24% | 70.1% | 70.93% | 71.73% | 72.51% | 73.27% | 74% | 74.71% | 75.4% | 76.07% | 76.71% | 77.34% | 77.95% | 78.54% | 79.11%
| 57BL | Total Household Metering penetration (incl. voids) | 45BL/(45BL+45.7BL+46BL+47BL) | % | 0 | 51.81% | 53.59% | 54.98% | 55.95% | 56.89% | 58.01% | 59.13% | 59.95% | 60.74% | 61.45% | 62.45% | 63.41% | 64.35% | 65.25% | 66.13% | 66.98% | 67.8% | 68.6% | 69.38% | 70.13% | 70.86% | 71.57% | 72.26% | 72.92% | 73.57% | 74.2% | 74.81% | 75.4% | 75.98%
|  | Company: | Severn Trent Water
|  | Resource Zone Name: | Rutland
|  | Resource Zone Number: | 9
|  | Planning Scenario Name: | Dry Year Annual Average
|  | Chosen Level of Service: | No more than 3 in 100 Temporary Use Bans

## 4. BL SDB
Table 4: Baseline supply demand balance
| Row ref | Component | Derivation | Unit | Decimal places | 2016-17 | For info 2017-18 | For info 2018-19 | For info 2019-20 | 2020-21 | 2021-22 | 2022-23 | 2023-24 | 2024-25 | 2025-26 | 2026-27 | 2027-28 | 2028-29 | 2029-30 | 2030-31 | 2031-32 | 2032-33 | 2033-34 | 2034-35 | 2035-36 | 2036-37 | 2037-38 | 2038-39 | 2039-40 | 2040-41 | 2041-42 | 2042-43 | 2043-44 | 2044-45
SDB | 11BL | Distribution input | 19BL+20BL+21BL+22BL+32BL+33BL+38BL+39BL | Ml/d | 2 | 8.0782 | 8.0792 | 8.0712 | 8.084 | 8.0881 | 8.1134 | 8.1366 | 8.1483 | 8.1585 | 8.1721 | 8.1932 | 8.2085 | 8.2248 | 8.2479 | 8.2565 | 8.2722 | 8.275 | 8.2971 | 8.3057 | 8.3248 | 8.3308 | 8.3572 | 8.3699 | 8.3856 | 8.3953 | 8.4177 | 8.4342 | 8.45 | 8.4599
| 12BL | Water Available For Use (own sources) | (7BL+8BL)-(9BL+10BL) | Ml/d | 2 | 0 | 0 | 0 | 0 | 0 | 0 | 0 | 0 | 0 | 0 | 0 | 0 | 0 | 0 | 0 | 0 | 0 | 0 | 0 | 0 | 0 | 0 | 0 | 0 | 0 | 0 | 0 | 0 | 0
| 13BL | Total Water Available For Use | 12BL+(2BL+3BL)-(5BL+6BL) | Ml/d | 2 | 10 | 10 | 10 | 10 | 10 | 10 | 10 | 10 | 10 | 10 | 10 | 10 | 10 | 10 | 10 | 10 | 10 | 10 | 10 | 10 | 10 | 10 | 10 | 10 | 10 | 10 | 10 | 10 | 10
| 14BL | Target headroom (climate change component) | Input | Ml/d | 2 | 0 | 0 | 0 | 0 | 0 | 0 | 0 | 0 | 0 | 0 | 0 | 0 | 0 | 0 | 0 | 0 | 0 | 0 | 0 | 0 | 0 | 0 | 0 | 0 | 0 | 0 | 0 | 0 | 0
| 15BL | Target headroom (All other components) | Input | Ml/d | 2 | 0 | 0 | 0 | 0 | 0 | 0 | 0 | 0 | 0 | 0 | 0 | 0 | 0 | 0 | 0 | 0 | 0 | 0 | 0 | 0 | 0 | 0 | 0 | 0 | 0 | 0 | 0 | 0 | 0
| 16BL | Target Headroom | 14BL+15BL | Ml/d | 2 | 0 | 0 | 0 | 0 | 0 | 0 | 0 | 0 | 0 | 0 | 0 | 0 | 0 | 0 | 0 | 0 | 0 | 0 | 0 | 0 | 0 | 0 | 0 | 0 | 0 | 0 | 0 | 0 | 0
| 17BL | Available Headroom | 13BL-11BL | Ml/d | 2 | 1.9218 | 1.9208 | 1.9288 | 1.916 | 1.9119 | 1.8866 | 1.8634 | 1.8517 | 1.8415 | 1.8279 | 1.8068 | 1.7915 | 1.7752 | 1.7521 | 1.7435 | 1.7278 | 1.725 | 1.7029 | 1.6943 | 1.6752 | 1.6692 | 1.6428 | 1.6301 | 1.6144 | 1.6047 | 1.5823 | 1.5658 | 1.55 | 1.5401
| 18BL | Supply Demand Balance | 17BL-16BL | Ml/d | 2 | 1.9218 | 1.9208 | 1.9288 | 1.916 | 1.9119 | 1.8866 | 1.8634 | 1.8517 | 1.8415 | 1.8279 | 1.8068 | 1.7915 | 1.7752 | 1.7521 | 1.7435 | 1.7278 | 1.725 | 1.7029 | 1.6943 | 1.6752 | 1.6692 | 1.6428 | 1.6301 | 1.6144 | 1.6047 | 1.5823 | 1.5658 | 1.55 | 1.5401
|  | Company: | Severn Trent Water
|  | Resource Zone Name: | Rutland
|  | Resource Zone Number: | 9
|  | Planning Scenario Name: | Dry Year Annual Average
|  | Chosen Level of Service: | No more than 3 in 100 Temporary Use Bans

## 5. Feasible Options
Table 5: Feasible options detailed costs | [18 empty] | ENTER DISCOUNT RATE % |  |  |  | 3.5% | 3.5% | 3.5% | 3.5% | 3.5% | 3.5% | 3.5% | 3.5% | 3.5% | 3.5% | 3.5% | 3.5% | 3.5% | 3.5% | 3.5% | 3.5% | 3.5% | 3.5% | 3.5% | 3.5% | 3.5% | 3.5% | 3.5% | 3.5% | 3.5% | 3.5% | 3.5% | 3.5% | 3.5% | 3% | 3% | 3% | 3% | 3% | 3% | 3% | 3% | 3% | 3% | 3% | 3% | 3% | 3% | 3% | 3% | 3% | 3% | 3% | 3% | 3% | 3% | 3% | 3% | 3% | 3% | 3% | 3% | 3% | 3% | 3% | 3% | 3% | 3% | 3% | 3% | 3% | 3% | 3% | 3% | 3% | 3% | 3% | 3% | 3% | 2.5% | 2.5% | 2.5% | 2.5% | 2.5% | 2.5% | 2.5% | 2.5% | 2.5% | 2.5% | 2.5% | 2.5% | 2.5% | 2.5% | 2.5% | 2.5% | 2.5% | 2.5% | 2.5% | 2.5% | 2.5% | 2.5% | 2.5% | 2.5% | 2.5% | 2.5% | 2.5% | 2.5% | 2.5%
Detail the gains in WAFU / savings in demand, and the costs of feasible options under capacity use scenario | [18 empty] | ENTER DISCOUNT PERIOD (YRS) | 80 |  | 1 | 0.96618 | 0.93351 | 0.90194 | 0.87144 | 0.84197 | 0.8135 | 0.78599 | 0.75941 | 0.73373 | 0.70892 | 0.68495 | 0.66178 | 0.6394 | 0.61778 | 0.59689 | 0.57671 | 0.5572 | 0.53836 | 0.52016 | 0.50257 | 0.48557 | 0.46915 | 0.45329 | 0.43796 | 0.42315 | 0.40884 | 0.39501 | 0.38165 | 0.36875 | 0.35801 | 0.34758 | 0.33746 | 0.32763 | 0.31809 | 0.30882 | 0.29983 | 0.29109 | 0.28261 | 0.27438 | 0.26639 | 0.25863 | 0.2511 | 0.24379 | 0.23669 | 0.22979 | 0.2231 | 0.2166 | 0.21029 | 0.20417 | 0.19822 | 0.19245 | 0.18684 | 0.1814 | 0.17612 | 0.17099 | 0.16601 | 0.16117 | 0.15648 | 0.15192 | 0.14749 | 0.1432 | 0.13903 | 0.13498 | 0.13105 | 0.12723 | 0.12352 | 0.11993 | 0.11643 | 0.11304 | 0.10975 | 0.10655 | 0.10345 | 0.10044 | 0.097511 | 0.095133 | 0.092813 | 0.090549 | 0.08834 | 0.086186 | Note: If option costs are required from beyond year 80 then the NPV calculation formula must be amended manually to cover the extended period
[22 empty] | 1 | 2 | 3 | 4 | 5 | 6 | 7 | 8 | 9 | 10 | 11 | 12 | 13 | 14 | 15 | 16 | 17 | 18 | 19 | 20 | 21 | 22 | 23 | 24 | 25 | 26 | 27 | 28 | 29 | 30 | 31 | 32 | 33 | 34 | 35 | 36 | 37 | 38 | 39 | 40 | 41 | 42 | 43 | 44 | 45 | 46 | 47 | 48 | 49 | 50 | 51 | 52 | 53 | 54 | 55 | 56 | 57 | 58 | 59 | 60 | 61 | 62 | 63 | 64 | 65 | 66 | 67 | 68 | 69 | 70 | 71 | 72 | 73 | 74 | 75 | 76 | 77 | 78 | 79 | 80 | 81 | 82 | 83 | 84 | 85 | 86 | 87 | 88 | 89 | 90 | 91 | 92 | 93 | 94 | 95 | 96 | 97 | 98 | 99 | 100 | 101 | 102 | 103 | 104
Row ref | Option name | Option reference no. | Type of option | Preferred Option (Y/N) | Earliest potential option start date (Year) | Costs based on capacity | WAFU on full implementation (Ml/d) | NPV of WAFU (Ml) | CAPEX NPV (£000) | OPEX NPV (£000) | NPV of opex savings (£000) | NPV of carbon (£000) | Social & Env. NPV (£000) | TOTAL NPV (£000) | AIC (p/m3) | AISC (p/m3) | Scope confidence (score 1 to 5) | Cost confidence (score 1 to 5) | Cost component | Derivation | Unit | Year 1 | Year 2 | Year 3 | Year 4 | Year 5 | Year 6 | Year 7 | Year 8 | Year 9 | Year 10 | Year 11 | Year 12 | Year 13 | Year 14 | Year 15 | Year 16 | Year 17 | Year 18 | Year 19 | Year 20 | Year 21 | Year 22 | Year 23 | Year 24 | Year 25 | Year 26 | Year 27 | Year 28 | Year 29 | Year 30 | Year 31 | Year 32 | Year 33 | Year 34 | Year 35 | Year 36 | Year 37 | Year 38 | Year 39 | Year 40 | Year 41 | Year 42 | Year 43 | Year 44 | Year 45 | Year 46 | Year 47 | Year 48 | Year 49 | Year 50 | Year 51 | Year 52 | Year 53 | Year 54 | Year 55 | Year 56 | Year 57 | Year 58 | Year 59 | Year 60 | Year 61 | Year 62 | Year 63 | Year 64 | Year 65 | Year 66 | Year 67 | Year 68 | Year 69 | Year 70 | Year 71 | Year 72 | Year 73 | Year 74 | Year 75 | Year 76 | Year 77 | Year 78 | Year 79 | Year 80 | Year 81 | Year 82 | Year 83 | Year 84 | Year 85 | Year 86 | Year 87 | Year 88 | Year 89 | Year 90 | Year 91 | Year 92 | Year 93 | Year 94 | Year 95 | Year 96 | Year 97 | Year 98 | Year 99 | Year 100 | Year 101 | Year 102 | Year 103 | Year 104
58a | RESOURCE SIDE | bar: 1 Year 1 to 80 Year 80
58.1a | Options to increase raw water abstractions | [17 empty] | Total Mld for SDB component |  |  | 0 | 0 | 0 | 0 | 0 | 0 | 0 | 0 | 0 | 0 | 0 | 0 | 0 | 0 | 0 | 0 | 0 | 0 | 0 | 0 | 0 | 0 | 0 | 0 | 0 | 0 | 0 | 0 | 0 | 0 | 0 | 0 | 0 | 0 | 0 | 0 | 0 | 0 | 0 | 0 | 0 | 0 | 0 | 0 | 0 | 0 | 0 | 0 | 0 | 0 | 0 | 0 | 0 | 0 | 0 | 0 | 0 | 0 | 0 | 0 | 0 | 0 | 0 | 0 | 0 | 0 | 0 | 0 | 0 | 0 | 0 | 0 | 0 | 0 | 0 | 0 | 0 | 0 | 0 | 0 | 0 | 0 | 0 | 0 | 0 | 0 | 0 | 0 | 0 | 0 | 0 | 0 | 0 | 0 | 0 | 0 | 0 | 0 | 0 | 0 | 0 | 0 | 0 | 0
58.2a | Options to increase raw imports | [20 empty] | 0 | 0 | 0 | 0 | 0 | 0 | 0 | 0 | 0 | 0 | 0 | 0 | 0 | 0 | 0 | 0 | 0 | 0 | 0 | 0 | 0 | 0 | 0 | 0 | 0 | 0 | 0 | 0 | 0 | 0 | 0 | 0 | 0 | 0 | 0 | 0 | 0 | 0 | 0 | 0 | 0 | 0 | 0 | 0 | 0 | 0 | 0 | 0 | 0 | 0 | 0 | 0 | 0 | 0 | 0 | 0 | 0 | 0 | 0 | 0 | 0 | 0 | 0 | 0 | 0 | 0 | 0 | 0 | 0 | 0 | 0 | 0 | 0 | 0 | 0 | 0 | 0 | 0 | 0 | 0 | 0 | 0 | 0 | 0 | 0 | 0 | 0 | 0 | 0 | 0 | 0 | 0 | 0 | 0 | 0 | 0 | 0 | 0 | 0 | 0 | 0 | 0 | 0 | 0
58.3a | Options to increase potable imports | [20 empty] | 0 | 0 | 0 | 0 | 0 | 0 | 0 | 0 | 0 | 0 | 0 | 0 | 0 | 0 | 0 | 0 | 0 | 0 | 0 | 0 | 0 | 0 | 0 | 0 | 0 | 0 | 0 | 0 | 0 | 0 | 0 | 0 | 0 | 0 | 0 | 0 | 0 | 0 | 0 | 0 | 0 | 0 | 0 | 0 | 0 | 0 | 0 | 0 | 0 | 0 | 0 | 0 | 0 | 0 | 0 | 0 | 0 | 0 | 0 | 0 | 0 | 0 | 0 | 0 | 0 | 0 | 0 | 0 | 0 | 0 | 0 | 0 | 0 | 0 | 0 | 0 | 0 | 0 | 0 | 0 | 0 | 0 | 0 | 0 | 0 | 0 | 0 | 0 | 0 | 0 | 0 | 0 | 0 | 0 | 0 | 0 | 0 | 0 | 0 | 0 | 0 | 0 | 0 | 0
58.4a | Options to reduce raw water losses and operational use | [20 empty] | 0 | 0 | 0 | 0 | 0 | 0 | 0 | 0 | 0 | 0 | 0 | 0 | 0 | 0 | 0 | 0 | 0 | 0 | 0 | 0 | 0 | 0 | 0 | 0 | 0 | 0 | 0 | 0 | 0 | 0 | 0 | 0 | 0 | 0 | 0 | 0 | 0 | 0 | 0 | 0 | 0 | 0 | 0 | 0 | 0 | 0 | 0 | 0 | 0 | 0 | 0 | 0 | 0 | 0 | 0 | 0 | 0 | 0 | 0 | 0 | 0 | 0 | 0 | 0 | 0 | 0 | 0 | 0 | 0 | 0 | 0 | 0 | 0 | 0 | 0 | 0 | 0 | 0 | 0 | 0 | 0 | 0 | 0 | 0 | 0 | 0 | 0 | 0 | 0 | 0 | 0 | 0 | 0 | 0 | 0 | 0 | 0 | 0 | 0 | 0 | 0 | 0 | 0 | 0
58.5a | Options to reduce raw water exports | [20 empty] | 0 | 0 | 0 | 0 | 0 | 0 | 0 | 0 | 0 | 0 | 0 | 0 | 0 | 0 | 0 | 0 | 0 | 0 | 0 | 0 | 0 | 0 | 0 | 0 | 0 | 0 | 0 | 0 | 0 | 0 | 0 | 0 | 0 | 0 | 0 | 0 | 0 | 0 | 0 | 0 | 0 | 0 | 0 | 0 | 0 | 0 | 0 | 0 | 0 | 0 | 0 | 0 | 0 | 0 | 0 | 0 | 0 | 0 | 0 | 0 | 0 | 0 | 0 | 0 | 0 | 0 | 0 | 0 | 0 | 0 | 0 | 0 | 0 | 0 | 0 | 0 | 0 | 0 | 0 | 0 | 0 | 0 | 0 | 0 | 0 | 0 | 0 | 0 | 0 | 0 | 0 | 0 | 0 | 0 | 0 | 0 | 0 | 0 | 0 | 0 | 0 | 0 | 0 | 0
58.6a | Options to reduce potable water exports | [20 empty] | 0 | 0 | 0 | 0 | 0 | 0 | 0 | 0 | 0 | 0 | 0 | 0 | 0 | 0 | 0 | 0 | 0 | 0 | 0 | 0 | 0 | 0 | 0 | 0 | 0 | 0 | 0 | 0 | 0 | 0 | 0 | 0 | 0 | 0 | 0 | 0 | 0 | 0 | 0 | 0 | 0 | 0 | 0 | 0 | 0 | 0 | 0 | 0 | 0 | 0 | 0 | 0 | 0 | 0 | 0 | 0 | 0 | 0 | 0 | 0 | 0 | 0 | 0 | 0 | 0 | 0 | 0 | 0 | 0 | 0 | 0 | 0 | 0 | 0 | 0 | 0 | 0 | 0 | 0 | 0 | 0 | 0 | 0 | 0 | 0 | 0 | 0 | 0 | 0 | 0 | 0 | 0 | 0 | 0 | 0 | 0 | 0 | 0 | 0 | 0 | 0 | 0 | 0 | 0
58.7a | Other options to increase Deployable Output | [20 empty] | 0 | 0 | 0 | 0 | 0 | 0 | 0 | 0 | 0 | 0 | 0 | 0 | 0 | 0 | 0 | 0 | 0 | 0 | 0 | 0 | 0 | 0 | 0 | 0 | 0 | 0 | 0 | 0 | 0 | 0 | 0 | 0 | 0 | 0 | 0 | 0 | 0 | 0 | 0 | 0 | 0 | 0 | 0 | 0 | 0 | 0 | 0 | 0 | 0 | 0 | 0 | 0 | 0 | 0 | 0 | 0 | 0 | 0 | 0 | 0 | 0 | 0 | 0 | 0 | 0 | 0 | 0 | 0 | 0 | 0 | 0 | 0 | 0 | 0 | 0 | 0 | 0 | 0 | 0 | 0 | 0 | 0 | 0 | 0 | 0 | 0 | 0 | 0 | 0 | 0 | 0 | 0 | 0 | 0 | 0 | 0 | 0 | 0 | 0 | 0 | 0 | 0 | 0 | 0
59a | DISTRIBUTION SIDE | bar: 1 Year 1 to 80 Year 80
59.1a | Options to reduce Distribution Losses | [20 empty] | 0 | 0 | 0 | 0 | 0 | 0 | 0 | 0 | 0 | 0 | 0 | 0 | 0 | 0 | 0 | 0 | 0 | 0 | 0 | 0 | 0 | 0 | 0 | 0 | 0 | 0 | 0 | 0 | 0 | 0 | 0 | 0 | 0 | 0 | 0 | 0 | 0 | 0 | 0 | 0 | 0 | 0 | 0 | 0 | 0 | 0 | 0 | 0 | 0 | 0 | 0 | 0 | 0 | 0 | 0 | 0 | 0 | 0 | 0 | 0 | 0 | 0 | 0 | 0 | 0 | 0 | 0 | 0 | 0 | 0 | 0 | 0 | 0 | 0 | 0 | 0 | 0 | 0 | 0 | 0 | 0 | 0 | 0 | 0 | 0 | 0 | 0 | 0 | 0 | 0 | 0 | 0 | 0 | 0 | 0 | 0 | 0 | 0 | 0 | 0 | 0 | 0 | 0 | 0
58.1x | Active Leakage Control - Supply demand balance scenario | ALC1 | Active leakage management | N | 2020/21 | Capacity | 0.3607 | 2236.4071 | 2709.2888 | 209.0688 | -461.9121 | 0.66225 | 402.8876 | 2859.9953 | 109.8389 | 127.8835 | 3 | 3 | Gains in WAFU / Savings in demand | Input | Ml/d | 0 | 0.00059178 | 0.0023495 | 0.0052454 | 0.0092517 | 0.014341 | 0.020748 | 0.028693 | 0.038162 | 0.049144 | 0.061627 | 0.075478 | 0.090593 | 0.10696 | 0.12455 | 0.14336 | 0.16332 | 0.18444 | 0.20669 | 0.23003 | 0.25444 | 0.27979 | 0.30597 | 0.33295 | 0.3607 | 0.3892 | 0.3892 | 0.3892 | 0.3892 | 0.3892 | 0.3892 | 0.3892 | 0.3892 | 0.3892 | 0.3892 | 0.3892 | 0.3892 | 0.3892 | 0.3892 | 0.3892 | 0.3892 | 0.3892 | 0.3892 | 0.3892 | 0.3892 | 0.3892 | 0.3892 | 0.3892 | 0.3892 | 0.3892 | 0.3892 | 0.3892 | 0.3892 | 0.3892 | 0.3892 | 0.3892 | 0.3892 | 0.3892 | 0.3892 | 0.3892 | 0.3892 | 0.3892 | 0.3892 | 0.3892 | 0.3892 | 0.3892 | 0.3892 | 0.3892 | 0.3892 | 0.3892 | 0.3892 | 0.3892 | 0.3892 | 0.3892 | 0.3892 | 0.3892 | 0.3892 | 0.3892 | 0.3892 | 0.3892 | 0 | 0 | 0 | 0 | 0 | 0 | 0 | 0 | 0 | 0 | 0 | 0 | 0 | 0 | 0 | 0 | 0 | 0 | 0 | 0 | 0 | 0 | 0 | 0
[19 empty] | Fixed capex | Input | £000s | 2.7956 | 2.8044 | 2.8146 | 2.8251 | 2.8362 | 2.8493 | 2.8651 | 2.8821 | 2.8999 | 2.9188 | 2.9378 | 2.9569 | 2.9768 | 2.9976 | 3.0195 | 3.042 | 3.0656 | 3.0904 | 3.1163 | 3.1433 | 3.171 | 3.1992 | 3.2285 | 3.2593 | 3.2917 | 3.2917 | 3.2917 | 3.2917 | 3.2917 | 3.2917 | 3.2917 | 3.2917 | 3.2917 | 3.2917 | 3.2917 | 3.2917 | 3.2917 | 3.2917 | 3.2917 | 3.2917 | 3.2917 | 3.2917 | 3.2917 | 3.2917 | 3.2917 | 3.2917 | 3.2917 | 3.2917 | 3.2917 | 3.2917 | 3.2917 | 3.2917 | 3.2917 | 3.2917 | 3.2917 | 3.2917 | 3.2917 | 3.2917 | 3.2917 | 3.2917 | 3.2917 | 3.2917 | 3.2917 | 3.2917 | 3.2917 | 3.2917 | 3.2917 | 3.2917 | 3.2917 | 3.2917 | 3.2917 | 3.2917 | 3.2917 | 3.2917 | 3.2917 | 3.2917 | 3.2917 | 3.2917 | 3.2917 | 3.2917 | 0 | 0 | 0 | 0 | 0 | 0 | 0 | 0 | 0 | 0 | 0 | 0 | 0 | 0 | 0 | 0 | 0 | 0 | 0 | 0 | 0 | 0 | 0 | 0
[19 empty] | Variable capex | Input | £000s | 59.6259 | 59.9963 | 60.5143 | 61.1579 | 61.925 | 62.8779 | 64.051 | 65.4157 | 66.9668 | 68.7073 | 70.61 | 72.6668 | 74.8931 | 77.2957 | 79.8796 | 82.6365 | 85.5828 | 88.7212 | 92.0563 | 95.5946 | 99.3184 | 103.2196 | 107.3194 | 111.6309 | 116.1657 | 116.1657 | 116.1657 | 116.1657 | 116.1657 | 116.1657 | 116.1657 | 116.1657 | 116.1657 | 116.1657 | 116.1657 | 116.1657 | 116.1657 | 116.1657 | 116.1657 | 116.1657 | 116.1657 | 116.1657 | 116.1657 | 116.1657 | 116.1657 | 116.1657 | 116.1657 | 116.1657 | 116.1657 | 116.1657 | 116.1657 | 116.1657 | 116.1657 | 116.1657 | 116.1657 | 116.1657 | 116.1657 | 116.1657 | 116.1657 | 116.1657 | 116.1657 | 116.1657 | 116.1657 | 116.1657 | 116.1657 | 116.1657 | 116.1657 | 116.1657 | 116.1657 | 116.1657 | 116.1657 | 116.1657 | 116.1657 | 116.1657 | 116.1657 | 116.1657 | 116.1657 | 116.1657 | 116.1657 | 116.1657 | 0 | 0 | 0 | 0 | 0 | 0 | 0 | 0 | 0 | 0 | 0 | 0 | 0 | 0 | 0 | 0 | 0 | 0 | 0 | 0 | 0 | 0 | 0 | 0
[19 empty] | Financing costs | Input | £000s | 81 Year 81: 0; 82 Year 82: 0; 83 Year 83: 0; 84 Year 84: 0; 85 Year 85: 0; 86 Year 86: 0; 87 Year 87: 0; 88 Year 88: 0; 89 Year 89: 0; 90 Year 90: 0; 91 Year 91: 0; 92 Year 92: 0; 93 Year 93: 0; 94 Year 94: 0; 95 Year 95: 0; 96 Year 96: 0; 97 Year 97: 0; 98 Year 98: 0; 99 Year 99: 0; 100 Year 100: 0; 101 Year 101: 0; 102 Year 102: 0; 103 Year 103: 0; 104 Year 104: 0
[19 empty] | Fixed opex | Input | £000s | 81 Year 81: 0; 82 Year 82: 0; 83 Year 83: 0; 84 Year 84: 0; 85 Year 85: 0; 86 Year 86: 0; 87 Year 87: 0; 88 Year 88: 0; 89 Year 89: 0; 90 Year 90: 0; 91 Year 91: 0; 92 Year 92: 0; 93 Year 93: 0; 94 Year 94: 0; 95 Year 95: 0; 96 Year 96: 0; 97 Year 97: 0; 98 Year 98: 0; 99 Year 99: 0; 100 Year 100: 0; 101 Year 101: 0; 102 Year 102: 0; 103 Year 103: 0; 104 Year 104: 0
[19 empty] | Variable opex | Input | £000s | 6.6183 | 6.6391 | 6.6632 | 6.6882 | 6.7143 | 6.7455 | 6.7828 | 6.823 | 6.8653 | 6.9099 | 6.9549 | 7.0002 | 7.0473 | 7.0966 | 7.1483 | 7.2016 | 7.2576 | 7.3162 | 7.3774 | 7.4415 | 7.507 | 7.5737 | 7.6432 | 7.7162 | 7.7928 | 7.7928 | 7.7928 | 7.7928 | 7.7928 | 7.7928 | 7.7928 | 7.7928 | 7.7928 | 7.7928 | 7.7928 | 7.7928 | 7.7928 | 7.7928 | 7.7928 | 7.7928 | 7.7928 | 7.7928 | 7.7928 | 7.7928 | 7.7928 | 7.7928 | 7.7928 | 7.7928 | 7.7928 | 7.7928 | 7.7928 | 7.7928 | 7.7928 | 7.7928 | 7.7928 | 7.7928 | 7.7928 | 7.7928 | 7.7928 | 7.7928 | 7.7928 | 7.7928 | 7.7928 | 7.7928 | 7.7928 | 7.7928 | 7.7928 | 7.7928 | 7.7928 | 7.7928 | 7.7928 | 7.7928 | 7.7928 | 7.7928 | 7.7928 | 7.7928 | 7.7928 | 7.7928 | 7.7928 | 7.7928 | 0 | 0 | 0 | 0 | 0 | 0 | 0 | 0 | 0 | 0 | 0 | 0 | 0 | 0 | 0 | 0 | 0 | 0 | 0 | 0 | 0 | 0 | 0 | 0
[19 empty] | Opex savings | Input | £000s | 0 | 0.044613 | 0.17713 | 0.39544 | 0.69747 | 1.0811 | 1.5642 | 2.1631 | 2.877 | 3.7048 | 4.6459 | 5.6901 | 6.8296 | 8.0631 | 9.3895 | 10.8077 | 12.3126 | 13.9047 | 15.5816 | 17.3413 | 19.1815 | 21.0929 | 23.0665 | 25.1004 | 27.1925 | 29.3408 | 29.3408 | 29.3408 | 29.3408 | 29.3408 | 29.3408 | 29.3408 | 29.3408 | 29.3408 | 29.3408 | 29.3408 | 29.3408 | 29.3408 | 29.3408 | 29.3408 | 29.3408 | 29.3408 | 29.3408 | 29.3408 | 29.3408 | 29.3408 | 29.3408 | 29.3408 | 29.3408 | 29.3408 | 29.3408 | 29.3408 | 29.3408 | 29.3408 | 29.3408 | 29.3408 | 29.3408 | 29.3408 | 29.3408 | 29.3408 | 29.3408 | 29.3408 | 29.3408 | 29.3408 | 29.3408 | 29.3408 | 29.3408 | 29.3408 | 29.3408 | 29.3408 | 29.3408 | 29.3408 | 29.3408 | 29.3408 | 29.3408 | 29.3408 | 29.3408 | 29.3408 | 29.3408 | 29.3408 | 0 | 0 | 0 | 0 | 0 | 0 | 0 | 0 | 0 | 0 | 0 | 0 | 0 | 0 | 0 | 0 | 0 | 0 | 0 | 0 | 0 | 0 | 0 | 0
[19 empty] | Fixed env & social | Input | £000s | 81 Year 81: 0; 82 Year 82: 0; 83 Year 83: 0; 84 Year 84: 0; 85 Year 85: 0; 86 Year 86: 0; 87 Year 87: 0; 88 Year 88: 0; 89 Year 89: 0; 90 Year 90: 0; 91 Year 91: 0; 92 Year 92: 0; 93 Year 93: 0; 94 Year 94: 0; 95 Year 95: 0; 96 Year 96: 0; 97 Year 97: 0; 98 Year 98: 0; 99 Year 99: 0; 100 Year 100: 0; 101 Year 101: 0; 102 Year 102: 0; 103 Year 103: 0; 104 Year 104: 0
[19 empty] | Variable env & social | Input | £000s | 0.033516 | 0.13313 | 0.29746 | 0.52525 | 0.81534 | 1.1818 | 1.638 | 2.1845 | 2.8221 | 3.5519 | 4.3681 | 5.2666 | 6.2488 | 7.3162 | 8.4709 | 9.7117 | 11.0425 | 12.4653 | 13.9823 | 15.5963 | 17.3041 | 19.1027 | 20.9958 | 22.9876 | 25.0828 | 25.0828 | 25.0828 | 25.0828 | 25.0828 | 25.0828 | 25.0828 | 25.0828 | 25.0828 | 25.0828 | 25.0828 | 25.0828 | 25.0828 | 25.0828 | 25.0828 | 25.0828 | 25.0828 | 25.0828 | 25.0828 | 25.0828 | 25.0828 | 25.0828 | 25.0828 | 25.0828 | 25.0828 | 25.0828 | 25.0828 | 25.0828 | 25.0828 | 25.0828 | 25.0828 | 25.0828 | 25.0828 | 25.0828 | 25.0828 | 25.0828 | 25.0828 | 25.0828 | 25.0828 | 25.0828 | 25.0828 | 25.0828 | 25.0828 | 25.0828 | 25.0828 | 25.0828 | 25.0828 | 25.0828 | 25.0828 | 25.0828 | 25.0828 | 25.0828 | 25.0828 | 25.0828 | 25.0828 | 25.0828 | 0 | 0 | 0 | 0 | 0 | 0 | 0 | 0 | 0 | 0 | 0 | 0 | 0 | 0 | 0 | 0 | 0 | 0 | 0 | 0 | 0 | 0 | 0 | 0
[19 empty] | Fixed carbon costs | Input | £000s | 81 Year 81: 0; 82 Year 82: 0; 83 Year 83: 0; 84 Year 84: 0; 85 Year 85: 0; 86 Year 86: 0; 87 Year 87: 0; 88 Year 88: 0; 89 Year 89: 0; 90 Year 90: 0; 91 Year 91: 0; 92 Year 92: 0; 93 Year 93: 0; 94 Year 94: 0; 95 Year 95: 0; 96 Year 96: 0; 97 Year 97: 0; 98 Year 98: 0; 99 Year 99: 0; 100 Year 100: 0; 101 Year 101: 0; 102 Year 102: 0; 103 Year 103: 0; 104 Year 104: 0
[19 empty] | Variable carbon costs | Input | £000s | 0.039511 | 0.038295 | 0.037134 | 0.036013 | 0.034931 | 0.033907 | 0.032941 | 0.032016 | 0.031125 | 0.030268 | 0.029435 | 0.028625 | 0.027843 | 0.027089 | 0.026364 | 0.025662 | 0.024987 | 0.024337 | 0.023711 | 0.023108 | 0.022523 | 0.021955 | 0.021407 | 0.020881 | 0.020375 | 0.019686 | 0.01902 | 0.018377 | 0.017756 | 0.017155 | 0.019167 | 0.018609 | 0.018067 | 0.01754 | 0.01703 | 0.016534 | 0.016052 | 0.015584 | 0.015131 | 0.01469 | 0.014262 | 0.013847 | 0.013443 | 0.013052 | 0.012672 | 0.012302 | 0.011944 | 0.011596 | 0.011259 | 0.010931 | 0.010612 | 0.010303 | 0.010003 | 0.0097117 | 0.0094288 | 0.0091542 | 0.0088876 | 0.0086287 | 0.0083774 | 0.0081334 | 0.0078965 | 0.0076665 | 0.0074432 | 0.0072264 | 0.0070159 | 0.0068116 | 0.0066132 | 0.0064206 | 0.0062336 | 0.006052 | 0.0058757 | 0.0057046 | 0.0055384 | 0.0053771 | 0.0052205 | 0.0073009 | 0.0071229 | 0.0069491 | 0.0067796 | 0.0066143 | 0 | 0 | 0 | 0 | 0 | 0 | 0 | 0 | 0 | 0 | 0 | 0 | 0 | 0 | 0 | 0 | 0 | 0 | 0 | 0 | 0 | 0 | 0 | 0
[19 empty] | Customer willingness to pay | Input | £000s | 81 Year 81: 0; 82 Year 82: 0; 83 Year 83: 0; 84 Year 84: 0; 85 Year 85: 0; 86 Year 86: 0; 87 Year 87: 0; 88 Year 88: 0; 89 Year 89: 0; 90 Year 90: 0; 91 Year 91: 0; 92 Year 92: 0; 93 Year 93: 0; 94 Year 94: 0; 95 Year 95: 0; 96 Year 96: 0; 97 Year 97: 0; 98 Year 98: 0; 99 Year 99: 0; 100 Year 100: 0; 101 Year 101: 0; 102 Year 102: 0; 103 Year 103: 0; 104 Year 104: 0
[19 empty] | Total | Sum of above (excl WAFU) | £000s | 69.1128 | 69.6558 | 70.5037 | 71.628 | 73.0232 | 74.7695 | 76.934 | 79.5005 | 82.4623 | 85.823 | 89.5461 | 93.6093 | 98.0234 | 102.7964 | 107.9341 | 113.4251 | 119.2861 | 125.522 | 132.1376 | 139.1402 | 146.5045 | 154.2101 | 162.2749 | 170.7153 | 179.5459 | 181.6935 | 181.6928 | 181.6922 | 181.6916 | 181.691 | 181.693 | 181.6924 | 181.6919 | 181.6913 | 181.6908 | 181.6903 | 181.6899 | 181.6894 | 181.6889 | 181.6885 | 181.6881 | 181.6877 | 181.6873 | 181.6869 | 181.6865 | 181.6861 | 181.6858 | 181.6854 | 181.6851 | 181.6847 | 181.6844 | 181.6841 | 181.6838 | 181.6835 | 181.6832 | 181.683 | 181.6827 | 181.6824 | 181.6822 | 181.6819 | 181.6817 | 181.6815 | 181.6813 | 181.681 | 181.6808 | 181.6806 | 181.6804 | 181.6802 | 181.68 | 181.6799 | 181.6797 | 181.6795 | 181.6793 | 181.6792 | 181.679 | 181.6811 | 181.6809 | 181.6808 | 181.6806 | 181.6804 | 0 | 0 | 0 | 0 | 0 | 0 | 0 | 0 | 0 | 0 | 0 | 0 | 0 | 0 | 0 | 0 | 0 | 0 | 0 | 0 | 0 | 0 | 0 | 0
58.1x | Active Leakage Control - National Infrustructure commision scenario | ALC2 | Active leakage management | Y | 2020/21 | Capacity | 1.1241 | 7353.3563 | 7409.9876 | 303.5352 | -1518.7773 | 0.86958 | 2479.3438 | 8674.9588 | 84.2438 | 117.9728 | 3 | 3 | Gains in WAFU / Savings in demand | Input | Ml/d | 0 | 0.00059178 | 0.0023495 | 0.0052454 | 0.0092517 | 0.014341 | 0.077748 | 0.14269 | 0.20916 | 0.27714 | 0.34663 | 0.40893 | 0.47249 | 0.53731 | 0.60335 | 0.67061 | 0.71803 | 0.7666 | 0.8163 | 0.8671 | 0.91896 | 0.96903 | 1.0199 | 1.0716 | 1.1241 | 1.1773 | 1.1773 | 1.1773 | 1.1773 | 1.1773 | 1.1773 | 1.1773 | 1.1773 | 1.1773 | 1.1773 | 1.1773 | 1.1773 | 1.1773 | 1.1773 | 1.1773 | 1.1773 | 1.1773 | 1.1773 | 1.1773 | 1.1773 | 1.1773 | 1.1773 | 1.1773 | 1.1773 | 1.1773 | 1.1773 | 1.1773 | 1.1773 | 1.1773 | 1.1773 | 1.1773 | 1.1773 | 1.1773 | 1.1773 | 1.1773 | 1.1773 | 1.1773 | 1.1773 | 1.1773 | 1.1773 | 1.1773 | 1.1773 | 1.1773 | 1.1773 | 1.1773 | 1.1773 | 1.1773 | 1.1773 | 1.1773 | 1.1773 | 1.1773 | 1.1773 | 1.1773 | 1.1773 | 1.1773
[19 empty] | Fixed capex | Input | £000s | 2.7956 | 2.8044 | 2.8146 | 2.8251 | 2.8362 | 3.2238 | 3.2801 | 3.3416 | 3.4087 | 3.4825 | 3.5006 | 3.5789 | 3.6663 | 3.7653 | 3.8793 | 3.8288 | 3.9336 | 4.0559 | 4.2025 | 4.3861 | 4.5983 | 4.9745 | 5.4276 | 5.5801 | 5.7589 | 5.7589 | 5.7589 | 5.7589 | 5.7589 | 5.7589 | 5.7589 | 5.7589 | 5.7589 | 5.7589 | 5.7589 | 5.7589 | 5.7589 | 5.7589 | 5.7589 | 5.7589 | 5.7589 | 5.7589 | 5.7589 | 5.7589 | 5.7589 | 5.7589 | 5.7589 | 5.7589 | 5.7589 | 5.7589 | 5.7589 | 5.7589 | 5.7589 | 5.7589 | 5.7589 | 5.7589 | 5.7589 | 5.7589 | 5.7589 | 5.7589 | 5.7589 | 5.7589 | 5.7589 | 5.7589 | 5.7589 | 5.7589 | 5.7589 | 5.7589 | 5.7589 | 5.7589 | 5.7589 | 5.7589 | 5.7589 | 5.7589 | 5.7589 | 5.7589 | 5.7589 | 5.7589 | 5.7589 | 5.7589
[19 empty] | Variable capex | Input | £000s | 59.6259 | 59.9963 | 60.5143 | 61.1579 | 61.925 | 76.951 | 85.3567 | 94.3634 | 104.0461 | 114.5099 | 123.3192 | 134.0956 | 145.8733 | 158.8733 | 173.4046 | 181.6253 | 194.205 | 208.4915 | 225.0808 | 245.0381 | 268.6731 | 304.6842 | 347.892 | 378.6116 | 414.7572 | 414.7572 | 414.7572 | 414.7572 | 414.7572 | 414.7572 | 414.7572 | 414.7572 | 414.7572 | 414.7572 | 414.7572 | 414.7572 | 414.7572 | 414.7572 | 414.7572 | 414.7572 | 414.7572 | 414.7572 | 414.7572 | 414.7572 | 414.7572 | 414.7572 | 414.7572 | 414.7572 | 414.7572 | 414.7572 | 414.7572 | 414.7572 | 414.7572 | 414.7572 | 414.7572 | 414.7572 | 414.7572 | 414.7572 | 414.7572 | 414.7572 | 414.7572 | 414.7572 | 414.7572 | 414.7572 | 414.7572 | 414.7572 | 414.7572 | 414.7572 | 414.7572 | 414.7572 | 414.7572 | 414.7572 | 414.7572 | 414.7572 | 414.7572 | 414.7572 | 414.7572 | 414.7572 | 414.7572 | 414.7572
[19 empty] | Financing costs | Input | £000s
[19 empty] | Fixed opex | Input | £000s
[19 empty] | Variable opex | Input | £000s | 6.6183 | 6.6391 | 6.6632 | 6.6882 | 6.7143 | 7.6321 | 7.7654 | 7.9109 | 8.0697 | 8.2445 | 8.2873 | 8.4727 | 8.6796 | 8.914 | 9.1839 | 9.0644 | 9.3125 | 9.602 | 9.9491 | 10.3836 | 10.8859 | 11.7766 | 12.8493 | 13.2104 | 13.6336 | 13.6336 | 13.6336 | 13.6336 | 13.6336 | 13.6336 | 13.6336 | 13.6336 | 13.6336 | 13.6336 | 13.6336 | 13.6336 | 13.6336 | 13.6336 | 13.6336 | 13.6336 | 13.6336 | 13.6336 | 13.6336 | 13.6336 | 13.6336 | 13.6336 | 13.6336 | 13.6336 | 13.6336 | 13.6336 | 13.6336 | 13.6336 | 13.6336 | 13.6336 | 13.6336 | 13.6336 | 13.6336 | 13.6336 | 13.6336 | 13.6336 | 13.6336 | 13.6336 | 13.6336 | 13.6336 | 13.6336 | 13.6336 | 13.6336 | 13.6336 | 13.6336 | 13.6336 | 13.6336 | 13.6336 | 13.6336 | 13.6336 | 13.6336 | 13.6336 | 13.6336 | 13.6336 | 13.6336 | 13.6336
[19 empty] | Opex savings | Input | £000s | 0 | 0.044613 | 0.17713 | 0.39544 | 0.69747 | 1.0811 | 5.8613 | 10.7573 | 15.7683 | 20.8933 | 26.1315 | 30.8282 | 35.6202 | 40.5063 | 45.4852 | 50.556 | 54.1306 | 57.7925 | 61.5392 | 65.3687 | 69.2786 | 73.0528 | 76.8892 | 80.7859 | 84.7408 | 88.7519 | 88.7519 | 88.7519 | 88.7519 | 88.7519 | 88.7519 | 88.7519 | 88.7519 | 88.7519 | 88.7519 | 88.7519 | 88.7519 | 88.7519 | 88.7519 | 88.7519 | 88.7519 | 88.7519 | 88.7519 | 88.7519 | 88.7519 | 88.7519 | 88.7519 | 88.7519 | 88.7519 | 88.7519 | 88.7519 | 88.7519 | 88.7519 | 88.7519 | 88.7519 | 88.7519 | 88.7519 | 88.7519 | 88.7519 | 88.7519 | 88.7519 | 88.7519 | 88.7519 | 88.7519 | 88.7519 | 88.7519 | 88.7519 | 88.7519 | 88.7519 | 88.7519 | 88.7519 | 88.7519 | 88.7519 | 88.7519 | 88.7519 | 88.7519 | 88.7519 | 88.7519 | 88.7519 | 88.7519
[19 empty] | Fixed env & social | Input | £000s
[19 empty] | Variable env & social | Input | £000s | 0.033516 | 0.13313 | 0.29746 | 0.52525 | 0.81534 | 4.5024 | 8.4289 | 12.6231 | 17.1204 | 21.9653 | 26.5558 | 31.5188 | 36.9218 | 42.8561 | 49.4507 | 54.5167 | 60.1547 | 66.52 | 73.8575 | 82.6017 | 93.0171 | 108.2721 | 126.5557 | 141.5247 | 159.1455 | 159.1455 | 159.1455 | 159.1455 | 159.1455 | 159.1455 | 159.1455 | 159.1455 | 159.1455 | 159.1455 | 159.1455 | 159.1455 | 159.1455 | 159.1455 | 159.1455 | 159.1455 | 159.1455 | 159.1455 | 159.1455 | 159.1455 | 159.1455 | 159.1455 | 159.1455 | 159.1455 | 159.1455 | 159.1455 | 159.1455 | 159.1455 | 159.1455 | 159.1455 | 159.1455 | 159.1455 | 159.1455 | 159.1455 | 159.1455 | 159.1455 | 159.1455 | 159.1455 | 159.1455 | 159.1455 | 159.1455 | 159.1455 | 159.1455 | 159.1455 | 159.1455 | 159.1455 | 159.1455 | 159.1455 | 159.1455 | 159.1455 | 159.1455 | 159.1455 | 159.1455 | 159.1455 | 159.1455 | 159.1455
[19 empty] | Fixed carbon costs | Input | £000s
[19 empty] | Variable carbon costs | Input | £000s | 0.039511 | 0.038295 | 0.037134 | 0.036013 | 0.034931 | 0.038363 | 0.037713 | 0.037121 | 0.036586 | 0.036114 | 0.035074 | 0.034646 | 0.034292 | 0.034027 | 0.033872 | 0.0323 | 0.032062 | 0.031941 | 0.031976 | 0.032244 | 0.032661 | 0.034139 | 0.035989 | 0.035749 | 0.035646 | 0.034441 | 0.033276 | 0.032151 | 0.031064 | 0.030013 | 0.033533 | 0.032556 | 0.031608 | 0.030687 | 0.029793 | 0.028926 | 0.028083 | 0.027265 | 0.026471 | 0.0257 | 0.024951 | 0.024225 | 0.023519 | 0.022834 | 0.022169 | 0.021523 | 0.020896 | 0.020288 | 0.019697 | 0.019123 | 0.018566 | 0.018025 | 0.0175 | 0.016991 | 0.016496 | 0.016015 | 0.015549 | 0.015096 | 0.014656 | 0.014229 | 0.013815 | 0.013413 | 0.013022 | 0.012643 | 0.012274 | 0.011917 | 0.01157 | 0.011233 | 0.010906 | 0.010588 | 0.01028 | 0.0099802 | 0.0096896 | 0.0094073 | 0.0091333 | 0.012773 | 0.012461 | 0.012158 | 0.011861 | 0.011572
[19 empty] | Customer willingness to pay | Input | £000s
[19 empty] | Total | Sum of above (excl WAFU) | £000s | 69.1128 | 69.6558 | 70.5037 | 71.628 | 73.0232 | 93.4288 | 110.7301 | 129.0334 | 148.4499 | 169.1316 | 187.8294 | 208.5288 | 230.7955 | 254.9491 | 281.4377 | 299.6235 | 321.7686 | 346.4938 | 374.6611 | 407.8103 | 446.4856 | 502.7943 | 569.6499 | 619.7484 | 678.0716 | 682.0815 | 682.0803 | 682.0792 | 682.0781 | 682.0771 | 682.0806 | 682.0796 | 682.0787 | 682.0777 | 682.0768 | 682.076 | 682.0751 | 682.0743 | 682.0735 | 682.0728 | 682.072 | 682.0713 | 682.0706 | 682.0699 | 682.0692 | 682.0686 | 682.068 | 682.0673 | 682.0668 | 682.0662 | 682.0656 | 682.0651 | 682.0646 | 682.064 | 682.0636 | 682.0631 | 682.0626 | 682.0622 | 682.0617 | 682.0613 | 682.0609 | 682.0605 | 682.0601 | 682.0597 | 682.0593 | 682.059 | 682.0586 | 682.0583 | 682.058 | 682.0576 | 682.0573 | 682.057 | 682.0567 | 682.0565 | 682.0562 | 682.0598 | 682.0595 | 682.0592 | 682.0589 | 682.0586 | 0 | 0 | 0 | 0 | 0 | 0 | 0 | 0 | 0 | 0 | 0 | 0 | 0 | 0 | 0 | 0 | 0 | 0 | 0 | 0 | 0 | 0 | 0 | 0
59.2a | Options to reduce Distribution System Operating Use (DSOU) losses | [20 empty] | 0 | 0 | 0 | 0 | 0 | 0 | 0 | 0 | 0 | 0 | 0 | 0 | 0 | 0 | 0 | 0 | 0 | 0 | 0 | 0 | 0 | 0 | 0 | 0 | 0 | 0 | 0 | 0 | 0 | 0 | 0 | 0 | 0 | 0 | 0 | 0 | 0 | 0 | 0 | 0 | 0 | 0 | 0 | 0 | 0 | 0 | 0 | 0 | 0 | 0 | 0 | 0 | 0 | 0 | 0 | 0 | 0 | 0 | 0 | 0 | 0 | 0 | 0 | 0 | 0 | 0 | 0 | 0 | 0 | 0 | 0 | 0 | 0 | 0 | 0 | 0 | 0 | 0 | 0 | 0 | 0 | 0 | 0 | 0 | 0 | 0 | 0 | 0 | 0 | 0 | 0 | 0 | 0 | 0 | 0 | 0 | 0 | 0 | 0 | 0 | 0 | 0 | 0 | 0
60a | PRODUCTION SIDE | bar: 1 Year 1 to 80 Year 80
60.1a | Options to reduce treatment works losses | [20 empty] | 0 | 0 | 0 | 0 | 0 | 0 | 0 | 0 | 0 | 0 | 0 | 0 | 0 | 0 | 0 | 0 | 0 | 0 | 0 | 0 | 0 | 0 | 0 | 0 | 0 | 0 | 0 | 0 | 0 | 0 | 0 | 0 | 0 | 0 | 0 | 0 | 0 | 0 | 0 | 0 | 0 | 0 | 0 | 0 | 0 | 0 | 0 | 0 | 0 | 0 | 0 | 0 | 0 | 0 | 0 | 0 | 0 | 0 | 0 | 0 | 0 | 0 | 0 | 0 | 0 | 0 | 0 | 0 | 0 | 0 | 0 | 0 | 0 | 0 | 0 | 0 | 0 | 0 | 0 | 0 | 0 | 0 | 0 | 0 | 0 | 0 | 0 | 0 | 0 | 0 | 0 | 0 | 0 | 0 | 0 | 0 | 0 | 0 | 0 | 0 | 0 | 0 | 0 | 0
60.2a | Options to reduce outage | [20 empty] | 0 | 0 | 0 | 0 | 0 | 0 | 0 | 0 | 0 | 0 | 0 | 0 | 0 | 0 | 0 | 0 | 0 | 0 | 0 | 0 | 0 | 0 | 0 | 0 | 0 | 0 | 0 | 0 | 0 | 0 | 0 | 0 | 0 | 0 | 0 | 0 | 0 | 0 | 0 | 0 | 0 | 0 | 0 | 0 | 0 | 0 | 0 | 0 | 0 | 0 | 0 | 0 | 0 | 0 | 0 | 0 | 0 | 0 | 0 | 0 | 0 | 0 | 0 | 0 | 0 | 0 | 0 | 0 | 0 | 0 | 0 | 0 | 0 | 0 | 0 | 0 | 0 | 0 | 0 | 0 | 0 | 0 | 0 | 0 | 0 | 0 | 0 | 0 | 0 | 0 | 0 | 0 | 0 | 0 | 0 | 0 | 0 | 0 | 0 | 0 | 0 | 0 | 0 | 0
61a | CUSTOMER SIDE | bar: 1 Year 1 to 80 Year 80
61.1a | Options to change volume delivered to measured non households | [20 empty] | 0 | 0 | 0 | 0 | 0 | 0 | 0 | 0 | 0 | 0 | 0 | 0 | 0 | 0 | 0 | 0 | 0 | 0 | 0 | 0 | 0 | 0 | 0 | 0 | 0 | 0 | 0 | 0 | 0 | 0 | 0 | 0 | 0 | 0 | 0 | 0 | 0 | 0 | 0 | 0 | 0 | 0 | 0 | 0 | 0 | 0 | 0 | 0 | 0 | 0 | 0 | 0 | 0 | 0 | 0 | 0 | 0 | 0 | 0 | 0 | 0 | 0 | 0 | 0 | 0 | 0 | 0 | 0 | 0 | 0 | 0 | 0 | 0 | 0 | 0 | 0 | 0 | 0 | 0 | 0 | 0 | 0 | 0 | 0 | 0 | 0 | 0 | 0 | 0 | 0 | 0 | 0 | 0 | 0 | 0 | 0 | 0 | 0 | 0 | 0 | 0 | 0 | 0 | 0
61.2a | Options to change volume delivered to unmeasured non households | [20 empty] | 0 | 0 | 0 | 0 | 0 | 0 | 0 | 0 | 0 | 0 | 0 | 0 | 0 | 0 | 0 | 0 | 0 | 0 | 0 | 0 | 0 | 0 | 0 | 0 | 0 | 0 | 0 | 0 | 0 | 0 | 0 | 0 | 0 | 0 | 0 | 0 | 0 | 0 | 0 | 0 | 0 | 0 | 0 | 0 | 0 | 0 | 0 | 0 | 0 | 0 | 0 | 0 | 0 | 0 | 0 | 0 | 0 | 0 | 0 | 0 | 0 | 0 | 0 | 0 | 0 | 0 | 0 | 0 | 0 | 0 | 0 | 0 | 0 | 0 | 0 | 0 | 0 | 0 | 0 | 0 | 0 | 0 | 0 | 0 | 0 | 0 | 0 | 0 | 0 | 0 | 0 | 0 | 0 | 0 | 0 | 0 | 0 | 0 | 0 | 0 | 0 | 0 | 0 | 0
61.3a | Options to change volume delivered to measured households | [20 empty] | 0 | 0 | 0 | 0 | 0 | 0 | 0 | 0 | 0 | 0 | 0 | 0 | 0 | 0 | 0 | 0 | 0 | 0 | 0 | 0 | 0 | 0 | 0 | 0 | 0 | 0 | 0 | 0 | 0 | 0 | 0 | 0 | 0 | 0 | 0 | 0 | 0 | 0 | 0 | 0 | 0 | 0 | 0 | 0 | 0 | 0 | 0 | 0 | 0 | 0 | 0 | 0 | 0 | 0 | 0 | 0 | 0 | 0 | 0 | 0 | 0 | 0 | 0 | 0 | 0 | 0 | 0 | 0 | 0 | 0 | 0 | 0 | 0 | 0 | 0 | 0 | 0 | 0 | 0 | 0 | 0 | 0 | 0 | 0 | 0 | 0 | 0 | 0 | 0 | 0 | 0 | 0 | 0 | 0 | 0 | 0 | 0 | 0 | 0 | 0 | 0 | 0 | 0 | 0
58.1x | Home water efficiency audits | WE001 | Retrofitting indoor water efficiency devices | N | 2020-21 | Capacity | 9.5178 | 21686.0142 | 9412.4049 | 0 | -2844.1287 | 3741.2665 | 0 | 10309.5426 | 30.2881 | 47.5401 | 3 | 3 | Gains in WAFU / Savings in demand | Input | Ml/d | 0.50606 | 1.0401 | 1.639 | 2.0421 | 2.6219 | 3.3073 | 4.1775 | 4.9969 | 5.7684 | 6.4948 | 7.1789 | 7.8188 | 8.2431 | 8.8334 | 9.3245 | 9.5178 | 0 | 0 | 0 | 0 | 0 | 0 | 0 | 0 | 0 | 0 | 0 | 0 | 0 | 0 | 0 | 0 | 0 | 0 | 0 | 0 | 0 | 0 | 0 | 0 | 0 | 0 | 0 | 0 | 0 | 0 | 0 | 0 | 0 | 0 | 0 | 0 | 0 | 0 | 0 | 0 | 0 | 0 | 0 | 0 | 0 | 0 | 0 | 0 | 0 | 0 | 0 | 0 | 0 | 0 | 0 | 0 | 0 | 0 | 0 | 0 | 0 | 0 | 0 | 0 | 0 | 0 | 0 | 0 | 0 | 0 | 0 | 0 | 0 | 0 | 0 | 0 | 0 | 0 | 0 | 0 | 0 | 0 | 0 | 0 | 0 | 0 | 0 | 0
| This is a company wide decision, and the AIC reflects the company wide costs and demand benefits for measured and unmeasured water efficiency programmes | [17 empty] | Fixed capex | Input | £000s | 879.7305 | 906.12 | 775.5 | 852.4787 | 775.5 | 775.5 | 775.5 | 775.5 | 775.5 | 775.5 | 775.5 | 765.7906 | 503.6798 | 772.1474 | 630.403 | 245.432 | 0 | 0 | 0 | 0 | 0 | 0 | 0 | 0 | 0 | 0 | 0 | 0 | 0 | 0 | 0 | 0 | 0 | 0 | 0 | 0 | 0 | 0 | 0 | 0 | 0 | 0 | 0 | 0 | 0 | 0 | 0 | 0 | 0 | 0 | 0 | 0 | 0 | 0 | 0 | 0 | 0 | 0 | 0 | 0 | 0 | 0 | 0 | 0 | 0 | 0 | 0 | 0 | 0 | 0 | 0 | 0 | 0 | 0 | 0 | 0 | 0 | 0 | 0 | 0 | 0 | 0 | 0 | 0 | 0 | 0 | 0 | 0 | 0 | 0 | 0 | 0 | 0 | 0 | 0 | 0 | 0 | 0 | 0 | 0 | 0 | 0 | 0 | 0
[19 empty] | Variable capex | Input | £000s | 81 Year 81: 0; 82 Year 82: 0; 83 Year 83: 0; 84 Year 84: 0; 85 Year 85: 0; 86 Year 86: 0; 87 Year 87: 0; 88 Year 88: 0; 89 Year 89: 0; 90 Year 90: 0; 91 Year 91: 0; 92 Year 92: 0; 93 Year 93: 0; 94 Year 94: 0; 95 Year 95: 0; 96 Year 96: 0; 97 Year 97: 0; 98 Year 98: 0; 99 Year 99: 0; 100 Year 100: 0; 101 Year 101: 0; 102 Year 102: 0; 103 Year 103: 0; 104 Year 104: 0
[19 empty] | Financing costs | Input | £000s
[12 empty] | 0 | [6 empty] | Fixed opex | Input | £000s | 81 Year 81: 0; 82 Year 82: 0; 83 Year 83: 0; 84 Year 84: 0; 85 Year 85: 0; 86 Year 86: 0; 87 Year 87: 0; 88 Year 88: 0; 89 Year 89: 0; 90 Year 90: 0; 91 Year 91: 0; 92 Year 92: 0; 93 Year 93: 0; 94 Year 94: 0; 95 Year 95: 0; 96 Year 96: 0; 97 Year 97: 0; 98 Year 98: 0; 99 Year 99: 0; 100 Year 100: 0; 101 Year 101: 0; 102 Year 102: 0; 103 Year 103: 0; 104 Year 104: 0
[19 empty] | Variable opex | Input | £000s | 81 Year 81: 0; 82 Year 82: 0; 83 Year 83: 0; 84 Year 84: 0; 85 Year 85: 0; 86 Year 86: 0; 87 Year 87: 0; 88 Year 88: 0; 89 Year 89: 0; 90 Year 90: 0; 91 Year 91: 0; 92 Year 92: 0; 93 Year 93: 0; 94 Year 94: 0; 95 Year 95: 0; 96 Year 96: 0; 97 Year 97: 0; 98 Year 98: 0; 99 Year 99: 0; 100 Year 100: 0; 101 Year 101: 0; 102 Year 102: 0; 103 Year 103: 0; 104 Year 104: 0
[19 empty] | Opex savings | Input | £000s | 24.2249 | 49.7889 | 78.4583 | 97.7572 | 125.5097 | 158.3215 | 199.9744 | 239.1996 | 276.133 | 310.9031 | 343.6511 | 374.2849 | 394.5956 | 422.8543 | 446.3606 | 455.6147 | 0 | 0 | 0 | 0 | 0 | 0 | 0 | 0 | 0 | 0 | 0 | 0 | 0 | 0 | 0 | 0 | 0 | 0 | 0 | 0 | 0 | 0 | 0 | 0 | 0 | 0 | 0 | 0 | 0 | 0 | 0 | 0 | 0 | 0 | 0 | 0 | 0 | 0 | 0 | 0 | 0 | 0 | 0 | 0 | 0 | 0 | 0 | 0 | 0 | 0 | 0 | 0 | 0 | 0 | 0 | 0 | 0 | 0 | 0 | 0 | 0 | 0 | 0 | 0 | 0 | 0 | 0 | 0 | 0 | 0 | 0 | 0 | 0 | 0 | 0 | 0 | 0 | 0 | 0 | 0 | 0 | 0 | 0 | 0 | 0 | 0 | 0 | 0
[19 empty] | Fixed env & social | Input | £000s | 81 Year 81: 0; 82 Year 82: 0; 83 Year 83: 0; 84 Year 84: 0; 85 Year 85: 0; 86 Year 86: 0; 87 Year 87: 0; 88 Year 88: 0; 89 Year 89: 0; 90 Year 90: 0; 91 Year 91: 0; 92 Year 92: 0; 93 Year 93: 0; 94 Year 94: 0; 95 Year 95: 0; 96 Year 96: 0; 97 Year 97: 0; 98 Year 98: 0; 99 Year 99: 0; 100 Year 100: 0; 101 Year 101: 0; 102 Year 102: 0; 103 Year 103: 0; 104 Year 104: 0
[19 empty] | Variable env & social | Input | £000s | 81 Year 81: 0; 82 Year 82: 0; 83 Year 83: 0; 84 Year 84: 0; 85 Year 85: 0; 86 Year 86: 0; 87 Year 87: 0; 88 Year 88: 0; 89 Year 89: 0; 90 Year 90: 0; 91 Year 91: 0; 92 Year 92: 0; 93 Year 93: 0; 94 Year 94: 0; 95 Year 95: 0; 96 Year 96: 0; 97 Year 97: 0; 98 Year 98: 0; 99 Year 99: 0; 100 Year 100: 0; 101 Year 101: 0; 102 Year 102: 0; 103 Year 103: 0; 104 Year 104: 0
[19 empty] | Fixed carbon costs | Input | £000s | 1.454 | 1.454 | 1.454 | 1.454 | 1.454 | 1.3078 | 1.3078 | 1.3078 | 1.3078 | 1.3078 | 0.4195 | 0.4195 | 0.4195 | 0.4195 | 0.4195 | 0 | 0 | 0 | 0 | 0 | 0 | 0 | 0 | 0 | 0 | 0 | 0 | 0 | 0 | 0 | 0 | 0 | 0 | 0 | 0 | 0 | 0 | 0 | 0 | 0 | 0 | 0 | 0 | 0 | 0 | 0 | 0 | 0 | 0 | 0 | 0 | 0 | 0 | 0 | 0 | 0 | 0 | 0 | 0 | 0 | 0 | 0 | 0 | 0 | 0 | 0 | 0 | 0 | 0 | 0 | 0 | 0 | 0 | 0 | 0 | 0 | 0 | 0 | 0 | 0 | 0 | 0 | 0 | 0 | 0 | 0 | 0 | 0 | 0 | 0 | 0 | 0 | 0 | 0 | 0 | 0 | 0 | 0 | 0 | 0 | 0 | 0 | 0 | 0
[19 empty] | Variable carbon costs | Input | £000s | 406.6361 | 406.6361 | 406.6361 | 406.6361 | 406.6361 | 365.737 | 365.737 | 365.737 | 365.737 | 365.737 | 117.3202 | 117.3202 | 117.3202 | 117.3202 | 117.3202 | 0 | 0 | 0 | 0 | 0 | 0 | 0 | 0 | 0 | 0 | 0 | 0 | 0 | 0 | 0 | 0 | 0 | 0 | 0 | 0 | 0 | 0 | 0 | 0 | 0 | 0 | 0 | 0 | 0 | 0 | 0 | 0 | 0 | 0 | 0 | 0 | 0 | 0 | 0 | 0 | 0 | 0 | 0 | 0 | 0 | 0 | 0 | 0 | 0 | 0 | 0 | 0 | 0 | 0 | 0 | 0 | 0 | 0 | 0 | 0 | 0 | 0 | 0 | 0 | 0 | 0 | 0 | 0 | 0 | 0 | 0 | 0 | 0 | 0 | 0 | 0 | 0 | 0 | 0 | 0 | 0 | 0 | 0 | 0 | 0 | 0 | 0 | 0 | 0
[19 empty] | Customer willingness to pay | Input | £000s | 81 Year 81: 0; 82 Year 82: 0; 83 Year 83: 0; 84 Year 84: 0; 85 Year 85: 0; 86 Year 86: 0; 87 Year 87: 0; 88 Year 88: 0; 89 Year 89: 0; 90 Year 90: 0; 91 Year 91: 0; 92 Year 92: 0; 93 Year 93: 0; 94 Year 94: 0; 95 Year 95: 0; 96 Year 96: 0; 97 Year 97: 0; 98 Year 98: 0; 99 Year 99: 0; 100 Year 100: 0; 101 Year 101: 0; 102 Year 102: 0; 103 Year 103: 0; 104 Year 104: 0
[19 empty] | Total | Sum of above (excl WAFU) | £000s | 558.1 | 558.3835 | 558.6514 | 558.9046 | 559.1438 | 559.3699 | 559.5836 | 559.7855 | 559.9763 | 560.1566 | 560.327 | 560.488 | 560.6401 | 560.7839 | 560.9198 | 2.9482 | 2.7861 | 2.6328 | 2.488 | 2.3512 | 0 | 0 | 0 | 0 | 0 | 0 | 0 | 0 | 0 | 0 | 0 | 0 | 0 | 0 | 0 | 0 | 0 | 0 | 0 | 0 | 0 | 0 | 0 | 0 | 0 | 0 | 0 | 0 | 0 | 0 | 0 | 0 | 0 | 0 | 0 | 0 | 0 | 0 | 0 | 0 | 0 | 0 | 0 | 0 | 0 | 0 | 0 | 0 | 0 | 0 | 0 | 0 | 0 | 0 | 0 | 0 | 0 | 0 | 0 | 0 | 0 | 0 | 0 | 0 | 0 | 0 | 0 | 0 | 0 | 0 | 0 | 0 | 0 | 0 | 0 | 0 | 0 | 0 | 0 | 0 | 0 | 0 | 0 | 0
61.4a | Options to change volume delivered to unmeasured households | [20 empty] | 0 | 0 | 0 | 0 | 0 | 0 | 0 | 0 | 0 | 0 | 0 | 0 | 0 | 0 | 0 | 0 | 0 | 0 | 0 | 0 | 0 | 0 | 0 | 0 | 0 | 0 | 0 | 0 | 0 | 0 | 0 | 0 | 0 | 0 | 0 | 0 | 0 | 0 | 0 | 0 | 0 | 0 | 0 | 0 | 0 | 0 | 0 | 0 | 0 | 0 | 0 | 0 | 0 | 0 | 0 | 0 | 0 | 0 | 0 | 0 | 0 | 0 | 0 | 0 | 0 | 0 | 0 | 0 | 0 | 0 | 0 | 0 | 0 | 0 | 0 | 0 | 0 | 0 | 0 | 0 | 0 | 0 | 0 | 0 | 0 | 0 | 0 | 0 | 0 | 0 | 0 | 0 | 0 | 0 | 0 | 0 | 0 | 0 | 0 | 0 | 0 | 0 | 0 | 0
58.1x | Enhanced Metering | EM001 | Metering other selective | Y | 2020-21 | Capacity | 41.54 | 260373.7353 | 439070.7105 | 328248.2517 | -30851.6277 | 11101.6143 | 185038.0382 | 932606.987 | 282.8501 | 358.1801 | 3 | 3 | Gains in WAFU / Savings in demand | Input | Ml/d | 1.51 | 3.54 | 5.74 | 8.29 | 11.37 | 15.38 | 19.56 | 23.95 | 28.2 | 32.15 | 36.75 | 39.71 | 41.54 | 41.39 | 40.01 | 38.4 | 36.85 | 35.36 | 33.88 | 32.42 | 30.98 | 29.61 | 28.26 | 26.93 | 25.75 | 25.75 | 25.75 | 25.75 | 25.75 | 25.75 | 25.75 | 25.75 | 25.75 | 25.75 | 25.75 | 25.75 | 25.75 | 25.75 | 25.75 | 25.75 | 25.75 | 25.75 | 25.75 | 25.75 | 25.75 | 25.75 | 25.75 | 25.75 | 25.75 | 25.75 | 25.75 | 25.75 | 25.75 | 25.75 | 25.75 | 25.75 | 25.75 | 25.75 | 25.75 | 25.75 | 25.75 | 25.75 | 25.75 | 25.75 | 25.75 | 25.75 | 25.75 | 25.75 | 25.75 | 25.75 | 25.75 | 25.75 | 25.75 | 25.75 | 25.75 | 25.75 | 25.75 | 25.75 | 25.75 | 25.75 | 0 | 0 | 0 | 0 | 0 | 0 | 0 | 0 | 0 | 0 | 0 | 0 | 0 | 0 | 0 | 0 | 0 | 0 | 0 | 0 | 0 | 0 | 0 | 0
| This is a company wide decision, and the AIC reflects the company wide costs and demand benefits | [17 empty] | Fixed capex | Input | £000s | 9026.92 | 12461.61 | 14080.55 | 16727.14 | 21293.65 | 25773.68 | 26309.14 | 28939.35 | 29699.79 | 30103.87 | 36925.22 | 27676.42 | 19952.76 | 15944.27 | 5189.78 | 6281.67 | 6412.17 | 7053.22 | 7238.55 | 7337.04 | 13391.53 | 12808.49 | 11713.73 | 12024.43 | 11625.1 | 14070.94 | 14363.26 | 15799.21 | 16214.36 | 16434.97 | 21157.99 | 16488.78 | 12451.27 | 10555.75 | 5189.78 | 6281.67 | 6412.17 | 7053.22 | 7238.55 | 7337.04 | 13391.53 | 12808.49 | 11713.73 | 12024.43 | 11625.1 | 14070.94 | 14363.26 | 15799.21 | 16214.36 | 16434.97 | 21157.99 | 16488.78 | 12451.27 | 10555.75 | 5189.78 | 6281.67 | 6412.17 | 7053.22 | 7238.55 | 7337.04 | 13391.53 | 12808.49 | 11713.73 | 12024.43 | 11625.1 | 14070.94 | 14363.26 | 15799.21 | 16214.36 | 16434.97 | 21157.99 | 16488.78 | 12451.27 | 10555.75 | 5189.78 | 6281.67 | 6412.17 | 7053.22 | 7238.55 | 7337.04 | 0 | 0 | 0 | 0 | 0 | 0 | 0 | 0 | 0 | 0 | 0 | 0 | 0 | 0 | 0 | 0 | 0 | 0 | 0 | 0 | 0 | 0 | 0 | 0
[19 empty] | Variable capex | Input | £000s | 0 | 0 | 0 | 0 | 0 | 0 | 0 | 0 | 0 | 0 | 0 | 0 | 0 | 0 | 0 | 0 | 0 | 0 | 0 | 0 | 0 | 0 | 0 | 0 | 0 | 0 | 0 | 0 | 0 | 0 | 0 | 0 | 0 | 0 | 0 | 0 | 0 | 0 | 0 | 0 | 0 | 0 | 0 | 0 | 0 | 0 | 0 | 0 | 0 | 0 | 0 | 0 | 0 | 0 | 0 | 0 | 0 | 0 | 0 | 0 | 0 | 0 | 0 | 0 | 0 | 0 | 0 | 0 | 0 | 0 | 0 | 0 | 0 | 0 | 0 | 0 | 0 | 0 | 0 | 0 | 0 | 0 | 0 | 0 | 0 | 0 | 0 | 0 | 0 | 0 | 0 | 0 | 0 | 0 | 0 | 0 | 0 | 0 | 0 | 0 | 0 | 0 | 0 | 0
[19 empty] | Financing costs | Input | £000s | 0 | 0 | 0 | 0 | 0 | 0 | 0 | 0 | 0 | 0 | 0 | 0 | 0 | 0 | 0 | 0 | 0 | 0 | 0 | 0 | 0 | 0 | 0 | 0 | 0 | 0 | 0 | 0 | 0 | 0 | 0 | 0 | 0 | 0 | 0 | 0 | 0 | 0 | 0 | 0 | 0 | 0 | 0 | 0 | 0 | 0 | 0 | 0 | 0 | 0 | 0 | 0 | 0 | 0 | 0 | 0 | 0 | 0 | 0 | 0 | 0 | 0 | 0 | 0 | 0 | 0 | 0 | 0 | 0 | 0 | 0 | 0 | 0 | 0 | 0 | 0 | 0 | 0 | 0 | 0 | 0 | 0 | 0 | 0 | 0 | 0 | 0 | 0 | 0 | 0 | 0 | 0 | 0 | 0 | 0 | 0 | 0 | 0 | 0 | 0 | 0 | 0 | 0 | 0
[19 empty] | Fixed opex | Input | £000s | 440.02 | 1047.45 | 1733.81 | 2549.17 | 3587.12 | 4843.46 | 6125.89 | 7536.54 | 8984.25 | 10451.65 | 12144.33 | 13345.36 | 14150.67 | 14729.15 | 14729.15 | 14729.15 | 14729.15 | 14729.15 | 14729.15 | 14729.15 | 14729.15 | 14729.15 | 14729.15 | 14729.15 | 14729.15 | 14729.15 | 14729.15 | 14729.15 | 14729.15 | 14729.15 | 14729.15 | 14729.15 | 14729.15 | 14729.15 | 14729.15 | 14729.15 | 14729.15 | 14729.15 | 14729.15 | 14729.15 | 14729.15 | 14729.15 | 14729.15 | 14729.15 | 14729.15 | 14729.15 | 14729.15 | 14729.15 | 14729.15 | 14729.15 | 14729.15 | 14729.15 | 14729.15 | 14729.15 | 14729.15 | 14729.15 | 14729.15 | 14729.15 | 14729.15 | 14729.15 | 14729.15 | 14729.15 | 14729.15 | 14729.15 | 14729.15 | 14729.15 | 14729.15 | 14729.15 | 14729.15 | 14729.15 | 14729.15 | 14729.15 | 14729.15 | 14729.15 | 14729.15 | 14729.15 | 14729.15 | 14729.15 | 14729.15 | 14729.15 | 0 | 0 | 0 | 0 | 0 | 0 | 0 | 0 | 0 | 0 | 0 | 0 | 0 | 0 | 0 | 0 | 0 | 0 | 0 | 0 | 0 | 0 | 0 | 0
[19 empty] | Variable opex | Input | £000s | 0 | 0 | 0 | 0 | 0 | 0 | 0 | 0 | 0 | 0 | 0 | 0 | 0 | 0 | 0 | 0 | 0 | 0 | 0 | 0 | 0 | 0 | 0 | 0 | 0 | 0 | 0 | 0 | 0 | 0 | 0 | 0 | 0 | 0 | 0 | 0 | 0 | 0 | 0 | 0 | 0 | 0 | 0 | 0 | 0 | 0 | 0 | 0 | 0 | 0 | 0 | 0 | 0 | 0 | 0 | 0 | 0 | 0 | 0 | 0 | 0 | 0 | 0 | 0 | 0 | 0 | 0 | 0 | 0 | 0 | 0 | 0 | 0 | 0 | 0 | 0 | 0 | 0 | 0 | 0 | 0 | 0 | 0 | 0 | 0 | 0 | 0 | 0 | 0 | 0 | 0 | 0 | 0 | 0 | 0 | 0 | 0 | 0 | 0 | 0 | 0 | 0 | 0 | 0
[19 empty] | Opex savings | Input | £000s | 41.2634 | 96.7366 | 156.7524 | 226.1633 | 329.6961 | 506.5882 | 756.9333 | 1036.2784 | 1289.7335 | 1486.8235 | 1666.9931 | 1774.5092 | 1835.9327 | 1818.4685 | 1757.8706 | 1687.0088 | 1619.3199 | 1553.9397 | 1489.4924 | 1424.4339 | 1361.9009 | 1302.561 | 1242.4513 | 1184.9365 | 1133.9368 | 1133.9368 | 1133.9368 | 1133.9368 | 1133.9368 | 1133.9368 | 1133.9368 | 1133.9368 | 1133.9368 | 1133.9368 | 1133.9368 | 1133.9368 | 1133.9368 | 1133.9368 | 1133.9368 | 1133.9368 | 1133.9368 | 1133.9368 | 1133.9368 | 1133.9368 | 1133.9368 | 1133.9368 | 1133.9368 | 1133.9368 | 1133.9368 | 1133.9368 | 1133.9368 | 1133.9368 | 1133.9368 | 1133.9368 | 1133.9368 | 1133.9368 | 1133.9368 | 1133.9368 | 1133.9368 | 1133.9368 | 1133.9368 | 1133.9368 | 1133.9368 | 1133.9368 | 1133.9368 | 1133.9368 | 1133.9368 | 1133.9368 | 1133.9368 | 1133.9368 | 1133.9368 | 1133.9368 | 1133.9368 | 1133.9368 | 1133.9368 | 1133.9368 | 1133.9368 | 1133.9368 | 1133.9368 | 1133.9368 | 0 | 0 | 0 | 0 | 0 | 0 | 0 | 0 | 0 | 0 | 0 | 0 | 0 | 0 | 0 | 0 | 0 | 0 | 0 | 0 | 0 | 0 | 0 | 0
[19 empty] | Fixed env & social | Input | £000s | 4360.99 | 6020.33 | 6802.45 | 8081.05 | 10287.18 | 12451.52 | 12710.21 | 13980.89 | 14348.26 | 14543.48 | 16776.06 | 11903.46 | 7981.46 | 5733.29 | 0 | 0 | 0 | 0 | 0 | 0 | 2813.46 | 3883.96 | 4388.55 | 5213.42 | 6636.69 | 8033 | 8199.88 | 9019.65 | 9256.66 | 9382.61 | 10822.94 | 7679.42 | 5149.17 | 3698.78 | 0 | 0 | 0 | 0 | 0 | 0 | 2813.46 | 3883.96 | 4388.55 | 5213.42 | 6636.69 | 8033 | 8199.88 | 9019.65 | 9256.66 | 9382.61 | 10822.94 | 7679.42 | 5149.17 | 3698.78 | 0 | 0 | 0 | 0 | 0 | 0 | 2813.46 | 3883.96 | 4388.55 | 5213.42 | 6636.69 | 8033 | 8199.88 | 9019.65 | 9256.66 | 9382.61 | 10822.94 | 7679.42 | 5149.17 | 3698.78 | 0 | 0 | 0 | 0 | 0 | 0 | 0 | 0 | 0 | 0 | 0 | 0 | 0 | 0 | 0 | 0 | 0 | 0 | 0 | 0 | 0 | 0 | 0 | 0 | 0 | 0 | 0 | 0 | 0 | 0
[19 empty] | Variable env & social | Input | £000s | 0 | 1 | 2 | 3 | 4 | 5 | 6 | 7 | 8 | 9 | 10 | 11 | 12 | 13 | 14 | 15 | 16 | 17 | 18 | 19 | 20 | 21 | 22 | 23 | 24 | 25 | 26 | 27 | 28 | 29 | 30 | 31 | 32 | 33 | 34 | 35 | 36 | 37 | 38 | 39 | 40 | 41 | 42 | 43 | 44 | 45 | 46 | 47 | 48 | 49 | 50 | 51 | 52 | 53 | 54 | 55 | 56 | 57 | 58 | 59 | 60 | 61 | 62 | 63 | 64 | 65 | 66 | 67 | 68 | 69 | 70 | 71 | 72 | 73 | 74 | 75 | 76 | 77 | 78 | 79 | 0 | 0 | 0 | 0 | 0 | 0 | 0 | 0 | 0 | 0 | 0 | 0 | 0 | 0 | 0 | 0 | 0 | 0 | 0 | 0 | 0 | 0 | 0 | 0
[19 empty] | Fixed carbon costs | Input | £000s | 264.76 | 365.49 | 412.98 | 490.6 | 624.54 | 755.93 | 771.64 | 848.78 | 871.09 | 882.94 | 1018.48 | 722.66 | 484.56 | 348.07 | 0 | 0 | 0 | 0 | 0 | 0 | 167.14 | 230.73 | 260.7 | 309.71 | 394.26 | 477.21 | 487.12 | 535.82 | 549.9 | 557.38 | 642.94 | 456.2 | 305.89 | 219.73 | 0 | 0 | 0 | 0 | 0 | 0 | 167.14 | 230.73 | 260.7 | 309.71 | 394.26 | 477.21 | 487.12 | 535.82 | 549.9 | 557.38 | 642.94 | 456.2 | 305.89 | 219.73 | 0 | 0 | 0 | 0 | 0 | 0 | 167.14 | 230.73 | 260.7 | 309.71 | 394.26 | 477.21 | 487.12 | 535.82 | 549.9 | 557.38 | 642.94 | 456.2 | 305.89 | 219.73 | 0 | 0 | 0 | 0 | 0 | 0 | 0 | 0 | 0 | 0 | 0 | 0 | 0 | 0 | 0 | 0 | 0 | 0 | 0 | 0 | 0 | 0 | 0 | 0 | 0 | 0 | 0 | 0 | 0 | 0
[19 empty] | Variable carbon costs | Input | £000s | 0 | 0 | 0 | 0 | 0 | 0 | 0 | 0 | 0 | 0 | 0 | 0 | 0 | 0 | 0 | 0 | 0 | 0 | 0 | 0 | 0 | 0 | 0 | 0 | 0 | 0 | 0 | 0 | 0 | 0 | 0 | 0 | 0 | 0 | 0 | 0 | 0 | 0 | 0 | 0 | 0 | 0 | 0 | 0 | 0 | 0 | 0 | 0 | 0 | 0 | 0 | 0 | 0 | 0 | 0 | 0 | 0 | 0 | 0 | 0 | 0 | 0 | 0 | 0 | 0 | 0 | 0 | 0 | 0 | 0 | 0 | 0 | 0 | 0 | 0 | 0 | 0 | 0 | 0 | 0 | 0 | 0 | 0 | 0 | 0 | 0 | 0 | 0 | 0 | 0 | 0 | 0 | 0 | 0 | 0 | 0 | 0 | 0 | 0 | 0 | 0 | 0 | 0 | 0
[19 empty] | Customer willingness to pay | Input | £000s | 0 | 0 | 0 | 0 | 0 | 0 | 0 | 0 | 0 | 0 | 0 | 0 | 0 | 0 | 0 | 0 | 0 | 0 | 0 | 0 | 0 | 0 | 0 | 0 | 0 | 0 | 0 | 0 | 0 | 0 | 0 | 0 | 0 | 0 | 0 | 0 | 0 | 0 | 0 | 0 | 0 | 0 | 0 | 0 | 0 | 0 | 0 | 0 | 0 | 0 | 0 | 0 | 0 | 0 | 0 | 0 | 0 | 0 | 0 | 0 | 0 | 0 | 0 | 0 | 0 | 0 | 0 | 0 | 0 | 0 | 0 | 0 | 0 | 0 | 0 | 0 | 0 | 0 | 0 | 0 | 0 | 0 | 0 | 0 | 0 | 0 | 0 | 0 | 0 | 0 | 0 | 0 | 0 | 0 | 0 | 0 | 0 | 0 | 0 | 0 | 0 | 0 | 0 | 0
[19 empty] | Total | Sum of above (excl WAFU) | £000s | 14133.9534 | 19992.6166 | 23188.5424 | 28077.1233 | 36126.1861 | 44336.1782 | 46679.8133 | 52348.8384 | 55201.1235 | 57477.7635 | 68541.0831 | 55433.4092 | 44417.3827 | 38586.2485 | 21690.8006 | 22712.8288 | 22776.6399 | 23353.3097 | 23475.1924 | 23509.6239 | 32483.1809 | 32975.891 | 32356.5813 | 33484.6465 | 34543.1368 | 38469.2368 | 38939.3468 | 41244.7668 | 41912.0068 | 42267.0468 | 48516.9568 | 40518.4868 | 33801.4168 | 30370.3468 | 21086.8668 | 22179.7568 | 22311.2568 | 22953.3068 | 23139.6368 | 23239.1268 | 32275.2168 | 32827.2668 | 32268.0668 | 33453.6468 | 34563.1368 | 38489.2368 | 38959.3468 | 41264.7668 | 41932.0068 | 42287.0468 | 48536.9568 | 40538.4868 | 33821.4168 | 30390.3468 | 21106.8668 | 22199.7568 | 22331.2568 | 22973.3068 | 23159.6368 | 23259.1268 | 32295.2168 | 32847.2668 | 32288.0668 | 33473.6468 | 34583.1368 | 38509.2368 | 38979.3468 | 41284.7668 | 41952.0068 | 42307.0468 | 48556.9568 | 40558.4868 | 33841.4168 | 30410.3468 | 21126.8668 | 22219.7568 | 22351.2568 | 22993.3068 | 23179.6368 | 23279.1268 | 0 | 0 | 0 | 0 | 0 | 0 | 0 | 0 | 0 | 0 | 0 | 0 | 0 | 0 | 0 | 0 | 0 | 0 | 0 | 0 | 0 | 0 | 0 | 0
61.5a | Options to reduce water taken unbilled | [20 empty] | 0 | 0 | 0 | 0 | 0 | 0 | 0 | 0 | 0 | 0 | 0 | 0 | 0 | 0 | 0 | 0 | 0 | 0 | 0 | 0 | 0 | 0 | 0 | 0 | 0 | 0 | 0 | 0 | 0 | 0 | 0 | 0 | 0 | 0 | 0 | 0 | 0 | 0 | 0 | 0 | 0 | 0 | 0 | 0 | 0 | 0 | 0 | 0 | 0 | 0 | 0 | 0 | 0 | 0 | 0 | 0 | 0 | 0 | 0 | 0 | 0 | 0 | 0 | 0 | 0 | 0 | 0 | 0 | 0 | 0 | 0 | 0 | 0 | 0 | 0 | 0 | 0 | 0 | 0 | 0 | 0 | 0 | 0 | 0 | 0 | 0 | 0 | 0 | 0 | 0 | 0 | 0 | 0 | 0 | 0 | 0 | 0 | 0 | 0 | 0 | 0 | 0 | 0 | 0
61.6a | Options impacting on measured Non Household - USPL | [20 empty] | 0 | 0 | 0 | 0 | 0 | 0 | 0 | 0 | 0 | 0 | 0 | 0 | 0 | 0 | 0 | 0 | 0 | 0 | 0 | 0 | 0 | 0 | 0 | 0 | 0 | 0 | 0 | 0 | 0 | 0 | 0 | 0 | 0 | 0 | 0 | 0 | 0 | 0 | 0 | 0 | 0 | 0 | 0 | 0 | 0 | 0 | 0 | 0 | 0 | 0 | 0 | 0 | 0 | 0 | 0 | 0 | 0 | 0 | 0 | 0 | 0 | 0 | 0 | 0 | 0 | 0 | 0 | 0 | 0 | 0 | 0 | 0 | 0 | 0 | 0 | 0 | 0 | 0 | 0 | 0 | 0 | 0 | 0 | 0 | 0 | 0 | 0 | 0 | 0 | 0 | 0 | 0 | 0 | 0 | 0 | 0 | 0 | 0 | 0 | 0 | 0 | 0 | 0 | 0
61.7a | Options impacting on unmeasured Non Household - USPL | [20 empty] | 0 | 0 | 0 | 0 | 0 | 0 | 0 | 0 | 0 | 0 | 0 | 0 | 0 | 0 | 0 | 0 | 0 | 0 | 0 | 0 | 0 | 0 | 0 | 0 | 0 | 0 | 0 | 0 | 0 | 0 | 0 | 0 | 0 | 0 | 0 | 0 | 0 | 0 | 0 | 0 | 0 | 0 | 0 | 0 | 0 | 0 | 0 | 0 | 0 | 0 | 0 | 0 | 0 | 0 | 0 | 0 | 0 | 0 | 0 | 0 | 0 | 0 | 0 | 0 | 0 | 0 | 0 | 0 | 0 | 0 | 0 | 0 | 0 | 0 | 0 | 0 | 0 | 0 | 0 | 0 | 0 | 0 | 0 | 0 | 0 | 0 | 0 | 0 | 0 | 0 | 0 | 0 | 0 | 0 | 0 | 0 | 0 | 0 | 0 | 0 | 0 | 0 | 0 | 0
61.8a | Options impacting on measured Household - USPL | [20 empty] | 0 | 0 | 0 | 0 | 0 | 0 | 0 | 0 | 0 | 0 | 0 | 0 | 0 | 0 | 0 | 0 | 0 | 0 | 0 | 0 | 0 | 0 | 0 | 0 | 0 | 0 | 0 | 0 | 0 | 0 | 0 | 0 | 0 | 0 | 0 | 0 | 0 | 0 | 0 | 0 | 0 | 0 | 0 | 0 | 0 | 0 | 0 | 0 | 0 | 0 | 0 | 0 | 0 | 0 | 0 | 0 | 0 | 0 | 0 | 0 | 0 | 0 | 0 | 0 | 0 | 0 | 0 | 0 | 0 | 0 | 0 | 0 | 0 | 0 | 0 | 0 | 0 | 0 | 0 | 0 | 0 | 0 | 0 | 0 | 0 | 0 | 0 | 0 | 0 | 0 | 0 | 0 | 0 | 0 | 0 | 0 | 0 | 0 | 0 | 0 | 0 | 0 | 0 | 0
61.9a | Options impacting on unmeasured Household - USPL | [20 empty] | 0 | 0 | 0 | 0 | 0 | 0 | 0 | 0 | 0 | 0 | 0 | 0 | 0 | 0 | 0 | 0 | 0 | 0 | 0 | 0 | 0 | 0 | 0 | 0 | 0 | 0 | 0 | 0 | 0 | 0 | 0 | 0 | 0 | 0 | 0 | 0 | 0 | 0 | 0 | 0 | 0 | 0 | 0 | 0 | 0 | 0 | 0 | 0 | 0 | 0 | 0 | 0 | 0 | 0 | 0 | 0 | 0 | 0 | 0 | 0 | 0 | 0 | 0 | 0 | 0 | 0 | 0 | 0 | 0 | 0 | 0 | 0 | 0 | 0 | 0 | 0 | 0 | 0 | 0 | 0 | 0 | 0 | 0 | 0 | 0 | 0 | 0 | 0 | 0 | 0 | 0 | 0 | 0 | 0 | 0 | 0 | 0 | 0 | 0 | 0 | 0 | 0 | 0 | 0
58.1x | Enhanced Metering | EM001 | Metering other selective | Y | 2020-21 | Capacity | 3.1036 | 24424.3228 | 32540.7368 | 27932.6092 | -3181.6271 | 441.8786 | 19235.4332 | 76969.0307 | 234.5683 | 315.1327 | 3 | 3 | Gains in WAFU / Savings in demand | Input | Ml/d | 0.11209 | 0.26496 | 0.43539 | 0.63586 | 0.87186 | 0.74608 | 1.0158 | 1.3619 | 1.676 | 1.9984 | 2.619 | 2.8846 | 3.0446 | 3.1036 | 3.0862 | 3.0745 | 3.0631 | 3.0521 | 3.0414 | 3.0311 | 3.0212 | 3.0115 | 3.0022 | 2.9932 | 2.9844 | 2.9844 | 2.9844 | 2.9844 | 2.9844 | 2.9844 | 2.9844 | 2.9844 | 2.9844 | 2.9844 | 2.9844 | 2.9844 | 2.9844 | 2.9844 | 2.9844 | 2.9844 | 2.9844 | 2.9844 | 2.9844 | 2.9844 | 2.9844 | 2.9844 | 2.9844 | 2.9844 | 2.9844 | 2.9844 | 2.9844 | 2.9844 | 2.9844 | 2.9844 | 2.9844 | 2.9844 | 2.9844 | 2.9844 | 2.9844 | 2.9844 | 2.9844 | 2.9844 | 2.9844 | 2.9844 | 2.9844 | 2.9844 | 2.9844 | 2.9844 | 2.9844 | 2.9844 | 2.9844 | 2.9844 | 2.9844 | 2.9844 | 2.9844 | 2.9844 | 2.9844 | 2.9844 | 2.9844 | 2.9844 | 0 | 0 | 0 | 0 | 0 | 0 | 0 | 0 | 0 | 0 | 0 | 0 | 0 | 0 | 0 | 0 | 0 | 0 | 0 | 0 | 0 | 0 | 0 | 0
| This is a company wide decision, and the AIC reflects the company wide costs and demand benefits | [17 empty] | Fixed capex | Input | £000s | 456.0506 | 629.5752 | 636.6518 | 646.0003 | 1008.2386 | 2426.7119 | 1954.7485 | 2216.6715 | 2370.8476 | 2622.496 | 3396.6618 | 1972.9778 | 1322.9127 | 950.2826 | 0 | 118.9238 | 164.1735 | 166.0189 | 168.4567 | 262.9172 | 879.4674 | 850.2455 | 922.3743 | 967.6347 | 1229.1747 | 2198.2397 | 1571.7241 | 1543.8695 | 1530.0859 | 1418.3869 | 1956.0212 | 1231.266 | 881.5212 | 682.4206 | 262.9172 | 632.8107 | 509.7374 | 578.0387 | 618.2431 | 683.8651 | 1132.4001 | 854.9991 | 689.3099 | 597.1957 | 545.3096 | 1431.4201 | 1221.4066 | 1364.9141 | 1450.7386 | 1681.304 | 2469.9081 | 1576.8299 | 1293.5411 | 1132.207 | 683.8651 | 885.7434 | 514.491 | 344.9743 | 247.804 | 0 | 365.5805 | 504.6816 | 510.3544 | 517.8484 | 808.2268 | 1945.307 | 1566.9705 | 1776.9339 | 1900.525 | 2102.2519 | 2722.8408 | 1581.5835 | 1060.4767 | 761.7679 | 0 | 118.9238 | 164.1735 | 166.0189 | 168.4567 | 262.9172 | 0 | 0 | 0 | 0 | 0 | 0 | 0 | 0 | 0 | 0 | 0 | 0 | 0 | 0 | 0 | 0 | 0 | 0 | 0 | 0 | 0 | 0 | 0 | 0
[19 empty] | Variable capex | Input | £000s | 0 | 0 | 0 | 0 | 0 | 0 | 0 | 0 | 0 | 0 | 0 | 0 | 0 | 0 | 0 | 0 | 0 | 0 | 0 | 0 | 0 | 0 | 0 | 0 | 0 | 0 | 0 | 0 | 0 | 0 | 0 | 0 | 0 | 0 | 0 | 0 | 0 | 0 | 0 | 0 | 0 | 0 | 0 | 0 | 0 | 0 | 0 | 0 | 0 | 0 | 0 | 0 | 0 | 0 | 0 | 0 | 0 | 0 | 0 | 0 | 0 | 0 | 0 | 0 | 0 | 0 | 0 | 0 | 0 | 0 | 0 | 0 | 0 | 0 | 0 | 0 | 0 | 0 | 0 | 0 | 0 | 0 | 0 | 0 | 0 | 0 | 0 | 0 | 0 | 0 | 0 | 0 | 0 | 0 | 0 | 0 | 0 | 0 | 0 | 0 | 0 | 0 | 0 | 0
[19 empty] | Financing costs | Input | £000s | 0 | 0 | 0 | 0 | 0 | 0 | 0 | 0 | 0 | 0 | 0 | 0 | 0 | 0 | 0 | 0 | 0 | 0 | 0 | 0 | 0 | 0 | 0 | 0 | 0 | 0 | 0 | 0 | 0 | 0 | 0 | 0 | 0 | 0 | 0 | 0 | 0 | 0 | 0 | 0 | 0 | 0 | 0 | 0 | 0 | 0 | 0 | 0 | 0 | 0 | 0 | 0 | 0 | 0 | 0 | 0 | 0 | 0 | 0 | 0 | 0 | 0 | 0 | 0 | 0 | 0 | 0 | 0 | 0 | 0 | 0 | 0 | 0 | 0 | 0 | 0 | 0 | 0 | 0 | 0 | 0 | 0 | 0 | 0 | 0 | 0 | 0 | 0 | 0 | 0 | 0 | 0 | 0 | 0 | 0 | 0 | 0 | 0 | 0 | 0 | 0 | 0 | 0 | 0
[19 empty] | Fixed opex | Input | £000s | 10.6424 | 45.8585 | 90.6175 | 138.5505 | 190.2813 | 224.1065 | 359.8673 | 481.4673 | 611.9054 | 750.1349 | 928.1011 | 1107.5069 | 1212.2583 | 1277.9096 | 1319.3941 | 1318.2778 | 1317.1973 | 1316.1514 | 1315.139 | 1314.1622 | 1313.2167 | 1312.3015 | 1311.4156 | 1310.5581 | 1309.7313 | 1309.7313 | 1309.7313 | 1309.7313 | 1309.7313 | 1309.7313 | 1309.7313 | 1309.7313 | 1309.7313 | 1309.7313 | 1309.7313 | 1309.7313 | 1309.7313 | 1309.7313 | 1309.7313 | 1309.7313 | 1309.7313 | 1309.7313 | 1309.7313 | 1309.7313 | 1309.7313 | 1309.7313 | 1309.7313 | 1309.7313 | 1309.7313 | 1309.7313 | 1309.7313 | 1309.7313 | 1309.7313 | 1309.7313 | 1309.7313 | 1309.7313 | 1309.7313 | 1309.7313 | 1309.7313 | 1309.7313 | 1309.7313 | 1309.7313 | 1309.7313 | 1309.7313 | 1309.7313 | 1309.7313 | 1309.7313 | 1309.7313 | 1309.7313 | 1309.7313 | 1309.7313 | 1309.7313 | 1309.7313 | 1309.7313 | 1309.7313 | 1309.7313 | 1309.7313 | 1309.7313 | 1309.7313 | 1309.7313 | 0 | 0 | 0 | 0 | 0 | 0 | 0 | 0 | 0 | 0 | 0 | 0 | 0 | 0 | 0 | 0 | 0 | 0 | 0 | 0 | 0 | 0 | 0 | 0
[19 empty] | Variable opex | Input | £000s | 0 | 0 | 0 | 0 | 0 | 0 | 0 | 0 | 0 | 0 | 0 | 0 | 0 | 0 | 0 | 0 | 0 | 0 | 0 | 0 | 0 | 0 | 0 | 0 | 0 | 0 | 0 | 0 | 0 | 0 | 0 | 0 | 0 | 0 | 0 | 0 | 0 | 0 | 0 | 0 | 0 | 0 | 0 | 0 | 0 | 0 | 0 | 0 | 0 | 0 | 0 | 0 | 0 | 0 | 0 | 0 | 0 | 0 | 0 | 0 | 0 | 0 | 0 | 0 | 0 | 0 | 0 | 0 | 0 | 0 | 0 | 0 | 0 | 0 | 0 | 0 | 0 | 0 | 0 | 0 | 0 | 0 | 0 | 0 | 0 | 0 | 0 | 0 | 0 | 0 | 0 | 0 | 0 | 0 | 0 | 0 | 0 | 0 | 0 | 0 | 0 | 0 | 0 | 0
[19 empty] | Opex savings | Input | £000s | 3.0631 | 7.2406 | 14.1561 | 25.6154 | 38.1358 | 28.179 | 45.6541 | 66.4173 | 84.469 | 98.7841 | 135.3593 | 144.8853 | 150.3589 | 151.957 | 150.6298 | 149.5429 | 148.4909 | 147.4726 | 146.4869 | 145.5358 | 144.6153 | 143.7243 | 142.8617 | 142.0269 | 141.2219 | 141.2219 | 141.2219 | 141.2219 | 141.2219 | 141.2219 | 141.2219 | 141.2219 | 141.2219 | 141.2219 | 141.2219 | 141.2219 | 141.2219 | 141.2219 | 141.2219 | 141.2219 | 141.2219 | 141.2219 | 141.2219 | 141.2219 | 141.2219 | 141.2219 | 141.2219 | 141.2219 | 141.2219 | 141.2219 | 141.2219 | 141.2219 | 141.2219 | 141.2219 | 141.2219 | 141.2219 | 141.2219 | 141.2219 | 141.2219 | 141.2219 | 141.2219 | 141.2219 | 141.2219 | 141.2219 | 141.2219 | 141.2219 | 141.2219 | 141.2219 | 141.2219 | 141.2219 | 141.2219 | 141.2219 | 141.2219 | 141.2219 | 141.2219 | 141.2219 | 141.2219 | 141.2219 | 141.2219 | 141.2219 | 0 | 0 | 0 | 0 | 0 | 0 | 0 | 0 | 0 | 0 | 0 | 0 | 0 | 0 | 0 | 0 | 0 | 0 | 0 | 0 | 0 | 0 | 0 | 0
[19 empty] | Fixed env & social | Input | £000s | 0 | 0 | 0 | 0 | 0 | 0 | 0 | 0 | 0 | 0 | 0 | 0 | 0 | 0 | 0 | 0 | 0 | 0 | 0 | 0 | 0 | 0 | 0 | 0 | 0 | 0 | 0 | 0 | 0 | 0 | 0 | 0 | 0 | 0 | 0 | 0 | 0 | 0 | 0 | 0 | 0 | 0 | 0 | 0 | 0 | 0 | 0 | 0 | 0 | 0 | 0 | 0 | 0 | 0 | 0 | 0 | 0 | 0 | 0 | 0 | 0 | 0 | 0 | 0 | 0 | 0 | 0 | 0 | 0 | 0 | 0 | 0 | 0 | 0 | 0 | 0 | 0 | 0 | 0 | 0 | 0 | 0 | 0 | 0 | 0 | 0 | 0 | 0 | 0 | 0 | 0 | 0 | 0 | 0 | 0 | 0 | 0 | 0 | 0 | 0 | 0 | 0 | 0 | 0
[19 empty] | Variable env & social | Input | £000s | 365.3709 | 505.8322 | 501.2014 | 490.4115 | 766.0016 | 1837.1893 | 1521.124 | 1730.4865 | 1851.3685 | 2070.9453 | 2663.621 | 1550.85 | 1054.367 | 769.3464 | 40.3001 | 40.1465 | 39.9979 | 39.854 | 39.7147 | 39.5803 | 182.1588 | 236.3326 | 233.5458 | 228.2316 | 335.0335 | 755.6185 | 630.2829 | 710.5896 | 756.3815 | 840.838 | 1070.081 | 632.3503 | 436.8411 | 324.7713 | 38.9707 | 38.9707 | 38.9707 | 38.9707 | 38.9707 | 38.9707 | 181.6792 | 235.979 | 233.314 | 228.1178 | 335.0335 | 755.6185 | 630.2829 | 710.5896 | 756.3815 | 840.838 | 1070.081 | 632.3503 | 436.8411 | 324.7713 | 38.9707 | 38.9707 | 38.9707 | 38.9707 | 38.9707 | 38.9707 | 181.6792 | 235.979 | 233.314 | 228.1178 | 335.0335 | 755.6185 | 630.2829 | 710.5896 | 756.3815 | 840.838 | 1070.081 | 632.3503 | 436.8411 | 324.7713 | 38.9707 | 38.9707 | 38.9707 | 38.9707 | 38.9707 | 38.9707 | 0 | 0 | 0 | 0 | 0 | 0 | 0 | 0 | 0 | 0 | 0 | 0 | 0 | 0 | 0 | 0 | 0 | 0 | 0 | 0 | 0 | 0 | 0 | 0
[19 empty] | Fixed carbon costs | Input | £000s | 8.6436 | 11.5792 | 11.8285 | 12.3844 | 20.8836 | 67.8135 | 46.4416 | 51.2174 | 52.4355 | 66.7498 | 63.7598 | 39.2088 | 25.7823 | 18.198 | 0.98936 | 0.95259 | 0.91728 | 0.88336 | 0.85078 | 0.81949 | 1.8688 | 2.2002 | 2.2497 | 2.3692 | 3.7555 | 12.3679 | 8.4346 | 9.2197 | 9.3391 | 12.5096 | 12.2971 | 8.0542 | 5.4419 | 3.9602 | 0.56863 | 0.55206 | 0.53599 | 0.52037 | 0.50522 | 0.4905 | 1.1346 | 1.3448 | 1.3832 | 1.4652 | 2.3356 | 7.7291 | 5.2966 | 5.8178 | 5.9217 | 7.9706 | 6.8086 | 4.4594 | 3.0131 | 2.1927 | 0.31483 | 0.30566 | 0.29676 | 0.28812 | 0.27973 | 0.27158 | 0.6282 | 0.74457 | 0.76586 | 0.81124 | 1.2932 | 4.2794 | 2.9326 | 3.2212 | 3.2787 | 4.4131 | 3.7698 | 2.4691 | 1.6683 | 1.214 | 0.17432 | 0.24378 | 0.23784 | 0.23204 | 0.22638 | 0.22086 | 0 | 0 | 0 | 0 | 0 | 0 | 0 | 0 | 0 | 0 | 0 | 0 | 0 | 0 | 0 | 0 | 0 | 0 | 0 | 0 | 0 | 0 | 0 | 0
[19 empty] | Variable carbon costs | Input | £000s | 0 | 0 | 0 | 0 | 0 | 0 | 0 | 0 | 0 | 0 | 0 | 0 | 0 | 0 | 0 | 0 | 0 | 0 | 0 | 0 | 0 | 0 | 0 | 0 | 0 | 0 | 0 | 0 | 0 | 0 | 0 | 0 | 0 | 0 | 0 | 0 | 0 | 0 | 0 | 0 | 0 | 0 | 0 | 0 | 0 | 0 | 0 | 0 | 0 | 0 | 0 | 0 | 0 | 0 | 0 | 0 | 0 | 0 | 0 | 0 | 0 | 0 | 0 | 0 | 0 | 0 | 0 | 0 | 0 | 0 | 0 | 0 | 0 | 0 | 0 | 0 | 0 | 0 | 0 | 0 | 0 | 0 | 0 | 0 | 0 | 0 | 0 | 0 | 0 | 0 | 0 | 0 | 0 | 0 | 0 | 0 | 0 | 0 | 0 | 0 | 0 | 0 | 0 | 0
[19 empty] | Customer willingness to pay | Input | £000s | 0 | 0 | 0 | 0 | 0 | 0 | 0 | 0 | 0 | 0 | 0 | 0 | 0 | 0 | 0 | 0 | 0 | 0 | 0 | 0 | 0 | 0 | 0 | 0 | 0 | 0 | 0 | 0 | 0 | 0 | 0 | 0 | 0 | 0 | 0 | 0 | 0 | 0 | 0 | 0 | 0 | 0 | 0 | 0 | 0 | 0 | 0 | 0 | 0 | 0 | 0 | 0 | 0 | 0 | 0 | 0 | 0 | 0 | 0 | 0 | 0 | 0 | 0 | 0 | 0 | 0 | 0 | 0 | 0 | 0 | 0 | 0 | 0 | 0 | 0 | 0 | 0 | 0 | 0 | 0 | 0 | 0 | 0 | 0 | 0 | 0 | 0 | 0 | 0 | 0 | 0 | 0 | 0 | 0 | 0 | 0 | 0 | 0 | 0 | 0 | 0 | 0 | 0 | 0
[19 empty] | Total | Sum of above (excl WAFU) | £000s | 843.7707 | 1200.0856 | 1254.4553 | 1312.962 | 2023.5408 | 4584.0003 | 3927.8355 | 4546.26 | 4971.026 | 5609.1101 | 7187.5031 | 4815.4288 | 3765.6792 | 3167.6935 | 1511.3134 | 1627.8437 | 1670.7769 | 1670.3802 | 1670.648 | 1763.015 | 2521.327 | 2544.804 | 2612.4471 | 2650.8205 | 3018.917 | 4417.1792 | 3661.3948 | 3714.632 | 3746.7597 | 3722.6876 | 4489.3525 | 3322.6237 | 2774.7575 | 2462.1053 | 1753.4097 | 2123.2867 | 2000.1973 | 2068.483 | 2108.6722 | 2174.2795 | 2766.1671 | 2543.276 | 2374.9603 | 2277.7319 | 2333.632 | 3645.7208 | 3307.9394 | 3532.2746 | 3663.995 | 3981.0658 | 4997.7509 | 3664.5928 | 3184.3484 | 2910.1242 | 2174.1038 | 2375.9729 | 2004.7117 | 1835.1864 | 1738.0077 | 1490.1955 | 1998.8411 | 2192.3584 | 2195.3875 | 2197.7306 | 2595.5067 | 4156.1581 | 3651.1392 | 3941.6978 | 4111.1383 | 4398.4562 | 5247.6447 | 3667.3561 | 2949.9392 | 2538.7065 | 1490.0982 | 1609.0915 | 1654.3353 | 1656.1748 | 1658.607 | 1753.0619 | 0 | 0 | 0 | 0 | 0 | 0 | 0 | 0 | 0 | 0 | 0 | 0 | 0 | 0 | 0 | 0 | 0 | 0 | 0 | 0 | 0 | 0 | 0 | 0
61.10a | Options impacting on Void properties - USPL | [20 empty] | 0 | 0 | 0 | 0 | 0 | 0 | 0 | 0 | 0 | 0 | 0 | 0 | 0 | 0 | 0 | 0 | 0 | 0 | 0 | 0 | 0 | 0 | 0 | 0 | 0 | 0 | 0 | 0 | 0 | 0 | 0 | 0 | 0 | 0 | 0 | 0 | 0 | 0 | 0 | 0 | 0 | 0 | 0 | 0 | 0 | 0 | 0 | 0 | 0 | 0 | 0 | 0 | 0 | 0 | 0 | 0 | 0 | 0 | 0 | 0 | 0 | 0 | 0 | 0 | 0 | 0 | 0 | 0 | 0 | 0 | 0 | 0 | 0 | 0 | 0 | 0 | 0 | 0 | 0 | 0 | 0 | 0 | 0 | 0 | 0 | 0 | 0 | 0 | 0 | 0 | 0 | 0 | 0 | 0 | 0 | 0 | 0 | 0 | 0 | 0 | 0 | 0 | 0 | 0
RZCOSTSHERE
| Company: | Severn Trent Water
| Resource Zone Name: | Rutland
| Resource Zone Number: | 9
| Planning Scenario Name: | Dry Year Annual Average
| Chosen Level of Service: | No more than 3 in 100 Temporary Use Bans
Start dates | Option Categories
2020-21 | Aquifer recharge
2021-22 | Bulk supply
2022-23 | Conjunctive use
2023-24 | Desalination
2024-25 | Effluent reuse
2025-26 | GW enhancement
2026-27 | GW new
2027-28 | Reservoir enlargement
2028-29 | New reservoir
2029-30 | SW enhancement
2030-31 | SW new
2031-32
2032-33
2033-34 | Active leakage management
2034-35 | Mains repair
2035-36 | Mains replacement (not trunk mains)
2036-37 | Pressure management
2037-38 | Other leakage control
2038-39 | Trunk mains renewal
2039-40 | Pumps
2040-41 | Service reservoir
2041-42
2042-43
2043-44 | Water treatment works loss recovery
2044-45 | Water treatment works capacity increase
Cistern displacement device
Household water audit
Commercial water audit
Customer education / awareness
Other water efficiency
Metering optants
Metering change of occupancy
Metering compulsory
Metering other selective
Supply pipe repairs / replacement
Outdoor water efficiency devices
Retrofitting indoor water efficiency devices
Alternative tariffs
Collaborative R&D
Note on DW1: Author: At year 126 this drops to 2%
Note on V2: The original formulae assumed 80 whatever number was put here. The formulae in this sheet will take account of the number.
Note on X2: Cells X2:CY2 contain a factor to calculate NPV based on variable discount rate - please do not adjust
Note on CY2: Formula can be copied across to the right if appraisal period extends beyond 80 years

## 6. Preferred (Scenario Yr)
Table 6: Preferred list of water management options
DRY YEAR PLANNED GAINS IN WAFU OR SAVINGS IN DEMAND (Ml/d) - TO BE COMPLETED FOR ALL PREFERRED OPTIONS (WAFU gains for each year are individual year gains and not cumulative gains)
Row Ref | Option Name [Insert / delete non-numbered lines to suit] | Option Reference No. | Unit | Decimal places | 2016-17 | For info 2017-18 | For info 2018-19 | For info 2019-20 | 2020-21 | 2021-22 | 2022-23 | 2023-24 | 2024-25 | 2025-26 | 2026-27 | 2027-28 | 2028-29 | 2029-30 | 2030-31 | 2031-32 | 2032-33 | 2033-34 | 2034-35 | 2035-36 | 2036-37 | 2037-38 | 2038-39 | 2039-40 | 2040-41 | 2041-42 | 2042-43 | 2043-44 | 2044-45
58 | Resource Management | - | Ml/d | 2 | 0 | 0 | 0 | 0 | 0 | 0 | 0 | 0 | 0 | 0 | 0 | 0 | 0 | 0 | 0 | 0 | 0 | 0 | 0 | 0 | 0 | 0 | 0 | 0 | 0 | 0 | 0 | 0 | 0
58.1 | Increase raw water abstractions | - | Ml/d | 2 | 0 | 0 | 0 | 0 | 0 | 0 | 0 | 0 | 0 | 0 | 0 | 0 | 0 | 0 | 0 | 0 | 0 | 0 | 0 | 0 | 0 | 0 | 0 | 0 | 0 | 0 | 0 | 0 | 0
- |  |  | Ml/d | 2
- | (insert row above) | - | - |  | - | - | - | - | bar: 2020-21 to 2044-45
58.2 | Raw water imports | - | Ml/d | 2 | 0 | 0 | 0 | 0 | 0 | 0 | 0 | 0 | 0 | 0 | 0 | 0 | 0 | 0 | 0 | 0 | 0 | 0 | 0 | 0 | 0 | 0 | 0 | 0 | 0 | 0 | 0 | 0 | 0
- |  |  | Ml/d | 2
- | (insert row above) | - | - |  | - | - | - | - | bar: 2020-21 to 2044-45
58.3 | Potable water Imports (input reductions as -ve) | - | Ml/d | 2 | 0 | 0 | 0 | 0 | 0 | 0 | 0 | 0 | 0 | 0 | 0 | 0 | 0 | 0 | 0 | 0 | 0 | 0 | 0 | 0 | 0 | 0 | 0 | 0 | 0 | 0 | 0 | 0 | 0
- |  |  | Ml/d | 2
- | (insert row above) | - | - |  | - | - | - | - | bar: 2020-21 to 2044-45
58.4 | Reduce raw water losses and operational use (input as -ve) | - | Ml/d | 2 | 0 | 0 | 0 | 0 | 0 | 0 | 0 | 0 | 0 | 0 | 0 | 0 | 0 | 0 | 0 | 0 | 0 | 0 | 0 | 0 | 0 | 0 | 0 | 0 | 0 | 0 | 0 | 0 | 0
- |  |  | Ml/d | 2
- | (insert row above) | - | - |  | - | - | - | - | bar: 2020-21 to 2044-45
58.5 | Reduced raw water export (including non potable supplies) |  | Ml/d | 2 | 0 | 0 | 0 | 0 | 0 | 0 | 0 | 0 | 0 | 0 | 0 | 0 | 0 | 0 | 0 | 0 | 0 | 0 | 0 | 0 | 0 | 0 | 0 | 0 | 0 | 0 | 0 | 0 | 0
58.51 | Reduce raw water exports (input as -ve) | - | Ml/d | 2 | 0 | 0 | 0 | 0 | 0 | 0 | 0 | 0 | 0 | 0 | 0 | 0 | 0 | 0 | 0 | 0 | 0 | 0 | 0 | 0 | 0 | 0 | 0 | 0 | 0 | 0 | 0 | 0 | 0
- |  |  | Ml/d | 2
- | (insert row above) | - | - |  | - | - | - | - | bar: 2020-21 to 2044-45
58.52 | Reduce non potable supplies (input as -ve) | - | Ml/d | 2 | 0 | 0 | 0 | 0 | 0 | 0 | 0 | 0 | 0 | 0 | 0 | 0 | 0 | 0 | 0 | 0 | 0 | 0 | 0 | 0 | 0 | 0 | 0 | 0 | 0 | 0 | 0 | 0 | 0
- |  |  | Ml/d | 2
- | (insert row above) | - | - |  | - | - | - | - | bar: 2020-21 to 2044-45
58.6 | Reduce potable water exports (input as -ve) | - | Ml/d |  | 0 | 0 | 0 | 0 | 0 | 0 | 0 | 0 | 0 | 0 | 0 | 0 | 0 | 0 | 0 | 0 | 0 | 0 | 0 | 0 | 0 | 0 | 0 | 0 | 0 | 0 | 0 | 0 | 0
- |  |  | Ml/d | 2
- | (insert row above) | - | - |  | - | - | - | - | bar: 2020-21 to 2044-45
58.7 | Other options to increase deployable output | - | Ml/d |  | 0 | 0 | 0 | 0 | 0 | 0 | 0 | 0 | 0 | 0 | 0 | 0 | 0 | 0 | 0 | 0 | 0 | 0 | 0 | 0 | 0 | 0 | 0 | 0 | 0 | 0 | 0 | 0 | 0
- |  |  | Ml/d | 2
- | (insert row above) | - | - |  | - | - | - | - | bar: 2020-21 to 2044-45
59 | Distribution Side Management | - |  |  | 0 | 0 | 0 | 0 | 0 | 0 | 0 | 0 | 0 | -0.047195 | -0.104 | -0.161 | -0.218 | -0.275 | -0.32345 | -0.3719 | -0.42035 | -0.4688 | -0.51725 | -0.5447 | -0.57216 | -0.59962 | -0.62707 | -0.65453 | -0.67923 | -0.70394 | -0.72865 | -0.75336 | -0.77807
59.1 | Reduce distribution losses (input as -ve) | - | Ml/d | 2 | 0 | 0 | 0 | 0 | 0 | 0 | 0 | 0 | 0 | -0.047195 | -0.104 | -0.161 | -0.218 | -0.275 | -0.32345 | -0.3719 | -0.42035 | -0.4688 | -0.51725 | -0.5447 | -0.57216 | -0.59962 | -0.62707 | -0.65453 | -0.67923 | -0.70394 | -0.72865 | -0.75336 | -0.77807
| Leakage Reduction | ALC2 | Ml/d | 2 |  |  |  |  | 0 | 0 | 0 | 0 | 0 | -0.047195 | -0.104 | -0.161 | -0.218 | -0.275 | -0.32345 | -0.3719 | -0.42035 | -0.4688 | -0.51725 | -0.5447 | -0.57216 | -0.59962 | -0.62707 | -0.65453 | -0.67923 | -0.70394 | -0.72865 | -0.75336 | -0.77807
- | (insert row above) | - | - |  | - | - | - | - | bar: 2020-21 to 2044-45
59.2 | Reduce distribution system operational use (DSOU) (input as -ve) | - | Ml/d | 2 | 0 | 0 | 0 | 0 | 0 | 0 | 0 | 0 | 0 | 0 | 0 | 0 | 0 | 0 | 0 | 0 | 0 | 0 | 0 | 0 | 0 | 0 | 0 | 0 | 0 | 0 | 0 | 0 | 0
- |  |  | Ml/d | 2
- | (insert row above) | - | - |  | - | - | - | - | bar: 2020-21 to 2044-45
60 | Production Side Management, Specify Below.... | - |  | 2 | 0 | 0 | 0 | 0 | 0 | 0 | 0 | 0 | 0 | 0 | 0 | 0 | 0 | 0 | 0 | 0 | 0 | 0 | 0 | 0 | 0 | 0 | 0 | 0 | 0 | 0 | 0 | 0 | 0
60.1 | Reduce treatment works losses (input as -ve) | - | Ml/d | 2 | 0 | 0 | 0 | 0 | 0 | 0 | 0 | 0 | 0 | 0 | 0 | 0 | 0 | 0 | 0 | 0 | 0 | 0 | 0 | 0 | 0 | 0 | 0 | 0 | 0 | 0 | 0 | 0 | 0
- |  |  | Ml/d | 2
- | (insert row above) | - | - |  | - | - | - | - | bar: 2020-21 to 2044-45
60.2 | Reduce outages (input as -ve) | - | Ml/d | 2 | 0 | 0 | 0 | 0 | 0 | 0 | 0 | 0 | 0 | 0 | 0 | 0 | 0 | 0 | 0 | 0 | 0 | 0 | 0 | 0 | 0 | 0 | 0 | 0 | 0 | 0 | 0 | 0 | 0
- |  |  | Ml/d | 2
- | (insert row above) | - | - |  | - | - | - | - | bar: 2020-21 to 2044-45
61 | Customer Side Management | - |  | 2 | 0 | 0 | 0 | 0 | 0 | 0 | 0 | 0 | 0 | -0.16191 | -0.15285 | -0.14247 | -0.1424 | -0.14221 | -0.13202 | -0.13211 | -0.12209 | -0.12235 | -0.11248 | -0.11197 | -0.10235 | -0.10197 | -0.10245 | -0.10207 | -0.082758 | -0.082482 | -0.08227 | -0.082094 | -0.081774
61.1 | Change volume delivered to measured non households (input reductions as -ve) | - | Ml/d | 2 | 0 | 0 | 0 | 0 | 0 | 0 | 0 | 0 | 0 | 0 | 0 | 0 | 0 | 0 | 0 | 0 | 0 | 0 | 0 | 0 | 0 | 0 | 0 | 0 | 0 | 0 | 0 | 0 | 0
- |  |  | Ml/d | 2
- | (insert row above) | - | - |  | - | - | - | - | bar: 2020-21 to 2044-45
61.2 | Change volume delivered to unmeasured non households (input reductions as -ve) | - | Ml/d | 2 | 0 | 0 | 0 | 0 | 0 | 0 | 0 | 0 | 0 | 0 | 0 | 0 | 0 | 0 | 0 | 0 | 0 | 0 | 0 | 0 | 0 | 0 | 0 | 0 | 0 | 0 | 0 | 0 | 0
- |  |  | Ml/d | 2
- | (insert row above) | - | - |  | - | - | - | - | bar: 2020-21 to 2044-45
61.3 | Change volume delivered to measured households (input reductions as -ve) | - | Ml/d | 2 | 0 | 0 | 0 | 0 | 0 | 0 | 0 | 0 | 0 | 1.389 | 1.3657 | 1.3422 | 1.3116 | 1.2799 | 1.2581 | 1.229 | 1.2088 | 1.1811 | 1.1623 | 1.1377 | 1.1211 | 1.0977 | 1.0721 | 1.0486 | 1.0448 | 1.0223 | 1.0004 | 0.97885 | 0.95597
|  |  | Ml/d | 2 | bar: 2020-21
| Enhanced metering | EM001 | Ml/d | 2 |  |  |  |  | 0 | 0 | 0 | 0 | 0 | 1.389 | 1.3657 | 1.3422 | 1.3116 | 1.2799 | 1.2581 | 1.229 | 1.2088 | 1.1811 | 1.1623 | 1.1377 | 1.1211 | 1.0977 | 1.0721 | 1.0486 | 1.0448 | 1.0223 | 1.0004 | 0.97885 | 0.95597
- | (insert row above) | - | - |  | - | - | - | - | bar: 2020-21 to 2044-45
61.4 | Change volume delivered to unmeasured households (input reductions as -ve) | - | Ml/d | 2 | 0 | 0 | 0 | 0 | 0 | 0 | 0 | 0 | 0 | -1.5411 | -1.5085 | -1.4747 | -1.444 | -1.4121 | -1.3802 | -1.3511 | -1.3209 | -1.2935 | -1.2648 | -1.2397 | -1.2135 | -1.1897 | -1.1645 | -1.1407 | -1.1176 | -1.0948 | -1.0727 | -1.0509 | -1.0277
| Enhanced metering | EM001 | Ml/d | 2 |  |  |  |  | 0 | 0 | 0 | 0 | 0 | -1.5411 | -1.5085 | -1.4747 | -1.444 | -1.4121 | -1.3802 | -1.3511 | -1.3209 | -1.2935 | -1.2648 | -1.2397 | -1.2135 | -1.1897 | -1.1645 | -1.1407 | -1.1176 | -1.0948 | -1.0727 | -1.0509 | -1.0277
- | (insert row above) | - | - |  | - | - | - | - | bar: 2020-21 to 2044-45
61.5 | Options to reduce water taken unbilled (input as -ve) | - | Ml/d | 2 | 0 | 0 | 0 | 0 | 0 | 0 | 0 | 0 | 0 | 0 | 0 | 0 | 0 | 0 | 0 | 0 | 0 | 0 | 0 | 0 | 0 | 0 | 0 | 0 | 0 | 0 | 0 | 0 | 0
- |  |  | Ml/d | 2
- | (insert row above) | - | - |  | - | - | - | - | bar: 2020-21 to 2044-45
61.6 | Options impacting on measured Non Household - USPL (input reductions as -ve) |  | l/pr | 2 | 0 | 0 | 0 | 0 | 0 | 0 | 0 | 0 | 0 | 0 | 0 | 0 | 0 | 0 | 0 | 0 | 0 | 0 | 0 | 0 | 0 | 0 | 0 | 0 | 0 | 0 | 0 | 0 | 0
- |  |  | Ml/d | 2
- | (insert row above) | - | - |  | - | - | - | - | bar: 2020-21 to 2044-45
61.7 | Options impacting on unmeasured Non Household - USPL (input reductions as -ve) |  | l/pr | 2 | 0 | 0 | 0 | 0 | 0 | 0 | 0 | 0 | 0 | 0 | 0 | 0 | 0 | 0 | 0 | 0 | 0 | 0 | 0 | 0 | 0 | 0 | 0 | 0 | 0 | 0 | 0 | 0 | 0
- |  |  | Ml/d | 2
- | (insert row above) | - | - |  | - | - | - | - | bar: 2020-21 to 2044-45
61.8 | Options impacting on measured Household - USPL (input reductions as -ve) |  | l/pr | 2 | 0 | 0 | 0 | 0 | 0 | 0 | 0 | 0 | 0 | 0.11889 | 0.11646 | 0.11427 | 0.11211 | 0.11 | 0.10792 | 0.10588 | 0.10387 | 0.1019 | 0.099968 | 0.098068 | 0.0962 | 0.094366 | 0.092564 | 0.090793 | 0.089053 | 0.087344 | 0.085665 | 0.084015 | 0.082393
- | Enhanced metering | EM001 | Ml/d | 2 |  |  |  |  | 0 | 0 | 0 | 0 | 0 | 0.11889 | 0.11646 | 0.11427 | 0.11211 | 0.11 | 0.10792 | 0.10588 | 0.10387 | 0.1019 | 0.099968 | 0.098068 | 0.0962 | 0.094366 | 0.092564 | 0.090793 | 0.089053 | 0.087344 | 0.085665 | 0.084015 | 0.082393
- | (insert row above) | - | - |  | - | - | - | - | bar: 2020-21 to 2044-45
61.9 | Options impacting on unmeasured Household - USPL (input reductions as -ve) |  | l/pr | 2 | 0 | 0 | 0 | 0 | 0 | 0 | 0 | 0 | 0 | -0.12869 | -0.12646 | -0.12427 | -0.12211 | -0.12 | -0.11792 | -0.11588 | -0.11387 | -0.1119 | -0.10997 | -0.10807 | -0.1062 | -0.10437 | -0.10256 | -0.10079 | -0.099053 | -0.097344 | -0.095665 | -0.094015 | -0.092393
- | Enhanced metering | EM001 | Ml/d | 2 |  |  |  |  | 0 | 0 | 0 | 0 | 0 | -0.12869 | -0.12646 | -0.12427 | -0.12211 | -0.12 | -0.11792 | -0.11588 | -0.11387 | -0.1119 | -0.10997 | -0.10807 | -0.1062 | -0.10437 | -0.10256 | -0.10079 | -0.099053 | -0.097344 | -0.095665 | -0.094015 | -0.092393
- | (insert row above) | - | - |  | - | - | - | - | bar: 2020-21 to 2044-45
61.1 | Options impacting on Void properties - USPL (input reductions as -ve) |  | l/pr | 2 | 0 | 0 | 0 | 0 | 0 | 0 | 0 | 0 | 0 | 0 | 0 | 0 | 0 | 0 | 0 | 0 | 0 | 0 | 0 | 0 | 0 | 0 | 0 | 0 | 0 | 0 | 0 | 0 | 0
- |  |  | Ml/d | 2
- | (insert row above) | - | - |  | - | - | - | - | bar: 2020-21 to 2044-45
| Company: | Severn Trent Water
| Resource Zone Name: | Rutland
| Resource Zone Number: | 9
| Planning Scenario Name: | Dry Year Annual Average
| Chosen Level of Service: | No more than 3 in 100 Temporary Use Bans

## 7. FP Supply
Table 7: Final planning water supply
| Row Ref | Component | Derivation | Unit | Decimal places | 2016-17 | For info 2017-18 | For info 2018-19 | For info 2019-20 | 2020-21 | 2021-22 | 2022-23 | 2023-24 | 2024-25 | 2025-26 | 2026-27 | 2027-28 | 2028-29 | 2029-30 | 2030-31 | 2031-32 | 2032-33 | 2033-34 | 2034-35 | 2035-36 | 2036-37 | 2037-38 | 2038-39 | 2039-40 | 2040-41 | 2041-42 | 2042-43 | 2043-44 | 2044-45
Resources | 1FP | Raw Water Abstracted | 1BL | Ml/d | 2 | 0 | 0 | 0 | 0 | 0 | 0 | 0 | 0 | 0 | 0 | 0 | 0 | 0 | 0 | 0 | 0 | 0 | 0 | 0 | 0 | 0 | 0 | 0 | 0 | 0 | 0 | 0 | 0 | 0
| 2FP | Raw Water Imported | 2BL+ (6. Preferred scenario ref 58.2) | Ml/d | 2 | 0 | 0 | 0 | 0 | 0 | 0 | 0 | 0 | 0 | 0 | 0 | 0 | 0 | 0 | 0 | 0 | 0 | 0 | 0 | 0 | 0 | 0 | 0 | 0 | 0 | 0 | 0 | 0 | 0
| - | - | - | - | 2 | - | - | - | - | bar: 2020-21 to 2044-45
| - | - | - | - | 2 | - | - | - | - | bar: 2020-21 to 2044-45
| - | - | - | - | 2 | - | - | - | - | bar: 2020-21 to 2044-45
| 3FP | Potable Water Imported | 3BL+ (6. Preferred scenario ref 58.3) | Ml/d | 2 | 10 | 10 | 10 | 10 | 10 | 10 | 10 | 10 | 10 | 10 | 10 | 10 | 10 | 10 | 10 | 10 | 10 | 10 | 10 | 10 | 10 | 10 | 10 | 10 | 10 | 10 | 10 | 10 | 10
| - | - | - | - | 2 | - | - | - | - | bar: 2020-21 to 2044-45
| - | - | - | - | 2 | - | - | - | - | bar: 2020-21 to 2044-45
| - | - | - | - | 2 | - | - | - | - | bar: 2020-21 to 2044-45
| - | - | - | - | 2 | - | - | - | - | bar: 2020-21 to 2044-45
Resource (and process) losses | 5FP | Raw Water Exported (raw exports and non potable uses) | 5BL+ (6. Preferred scenario ref 58.5) | Ml/d | 2 | 0 | 0 | 0 | 0 | 0 | 0 | 0 | 0 | 0 | 0 | 0 | 0 | 0 | 0 | 0 | 0 | 0 | 0 | 0 | 0 | 0 | 0 | 0 | 0 | 0 | 0 | 0 | 0 | 0
| - | - | - | - | 2 | - | - | - | - | bar: 2020-21 to 2044-45
| - | - | - | - | 2 | - | - | - | - | bar: 2020-21 to 2044-45
| - | - | - | - | 2 | - | - | - | - | bar: 2020-21 to 2044-45
| 6FP | Potable Water Exported | 6BL+ (6. Preferred scenario ref 58.6) | Ml/d | 2 | 0 | 0 | 0 | 0 | 0 | 0 | 0 | 0 | 0 | 0 | 0 | 0 | 0 | 0 | 0 | 0 | 0 | 0 | 0 | 0 | 0 | 0 | 0 | 0 | 0 | 0 | 0 | 0 | 0
| - | - | - | - | 2 | - | - | - | - | bar: 2020-21 to 2044-45
| - | - | - | - | 2 | - | - | - | - | bar: 2020-21 to 2044-45
| - | - | - | - | 2 | - | - | - | - | bar: 2020-21 to 2044-45
| 7FP | Deployable Output | 7BL+ 8BL+ (6. Preferred scenario ref 58.7) + (6. Preferred scenario ref 58.1) |  | 2 | 0 | 0 | 0 | 0 | 0 | 0 | 0 | 0 | 0 | 0 | 0 | 0 | 0 | 0 | 0 | 0 | 0 | 0 | 0 | 0 | 0 | 0 | 0 | 0 | 0 | 0 | 0 | 0 | 0
| - | - | - | - | 2 | bar: 2020-21 to 2044-45
| - | - | - | - | 2 | - | - | - | - | bar: 2020-21 to 2044-45
| - | - | - | - | 2 | - | - | - | - | bar: 2020-21 to 2044-45
| - | - | - | - | 2 | - | - | - | - | bar: 2020-21 to 2044-45
| - | - | - | - | 2 | - | - | - | - | bar: 2020-21 to 2044-45
| 9FP | Raw water losses, treatment works losses and operational use | 9BL+ (6. Preferred scenario ref 60.1)+(6. Preferred scenario ref 58.4) | Ml/d | 2 | 0 | 0 | 0 | 0 | 0 | 0 | 0 | 0 | 0 | 0 | 0 | 0 | 0 | 0 | 0 | 0 | 0 | 0 | 0 | 0 | 0 | 0 | 0 | 0 | 0 | 0 | 0 | 0 | 0
| 10FP | Outage allowance | 10BL+ (6. Preferred scenario ref 60.2) | Ml/d | 2 | 0 | 0 | 0 | 0 | 0 | 0 | 0 | 0 | 0 | 0 | 0 | 0 | 0 | 0 | 0 | 0 | 0 | 0 | 0 | 0 | 0 | 0 | 0 | 0 | 0 | 0 | 0 | 0 | 0
|  | Company: | Severn Trent Water
|  | Resource Zone Name: | Rutland
|  | Resource Zone Number: | 9
|  | Planning Scenario Name: | Dry Year Annual Average
|  | Chosen Level of Service: | No more than 3 in 100 Temporary Use Bans

## 8. FP Demand
Table 8: Final planning water demand
| Row Ref | Component | Derivation / Impact of preferred options | Unit | Decimal places | 2016-17 | For info 2017-18 | For info 2018-19 | For info 2019-20 | 2020-21 | 2021-22 | 2022-23 | 2023-24 | 2024-25 | 2025-26 | 2026-27 | 2027-28 | 2028-29 | 2029-30 | 2030-31 | 2031-32 | 2032-33 | 2033-34 | 2034-35 | 2035-36 | 2036-37 | 2037-38 | 2038-39 | 2039-40 | 2040-41 | 2041-42 | 2042-43 | 2043-44 | 2044-45
Consumption | 19FP | Water Delivered Measured Non Household | Calculated BL+Preferred options | Ml/d | 2 | 2.2319 | 2.2393 | 2.2415 | 2.2504 | 2.2554 | 2.274 | 2.2881 | 2.3013 | 2.3061 | 2.3209 | 2.3289 | 2.3368 | 2.3381 | 2.3517 | 2.3596 | 2.3677 | 2.3692 | 2.3831 | 2.3902 | 2.3972 | 2.3976 | 2.4113 | 2.4187 | 2.4261 | 2.4269 | 2.4411 | 2.4487 | 2.4563 | 2.4573
| 20FP | Water Delivered Unmeasured Non Household | Calculated BL+Preferred options | Ml/d | 2 | 0.057421 | 0.057421 | 0.057421 | 0.057421 | 0.057421 | 0.057421 | 0.057421 | 0.057421 | 0.057421 | 0.057421 | 0.057421 | 0.057421 | 0.057421 | 0.057421 | 0.057421 | 0.057421 | 0.057421 | 0.057421 | 0.057421 | 0.057421 | 0.057421 | 0.057421 | 0.057421 | 0.057421 | 0.057421 | 0.057421 | 0.057421 | 0.057421 | 0.057421
| 21FP | Water Delivered Measured Household | Calculated BL+Preferred options | Ml/d | 2 | 1.9121 | 1.9749 | 2.0239 | 2.0632 | 2.099 | 2.145 | 2.1927 | 2.2249 | 2.2605 | 3.7977 | 3.8193 | 3.8367 | 3.8515 | 3.8608 | 3.8714 | 3.8786 | 3.8895 | 3.8971 | 3.9083 | 3.9204 | 3.9354 | 3.948 | 3.9527 | 3.961 | 3.9889 | 3.9972 | 4.006 | 4.0142 | 4.0232
| 22FP | Water Delivered Unmeasured Household | Calculated BL+Preferred options | Ml/d | 2 | 2.0261 | 1.9663 | 1.9165 | 1.8804 | 1.8438 | 1.8042 | 1.7652 | 1.7311 | 1.7005 | 0 | 0 | 0 | 0 | -1.5266e-16 | 0 | 0 | 0 | 0 | 2.0817e-16 | 0 | 0 | 0 | 0 | -1.1102e-16 | 0 | 0 | 0 | 1.3878e-16 | 0
| 23FP | Measured Non Household - Consumption | 19FP-34FP | Ml/d | 2 | 2.2081 | 2.2155 | 2.2177 | 2.2266 | 2.2316 | 2.2502 | 2.2643 | 2.2775 | 2.2823 | 2.2971 | 2.3051 | 2.313 | 2.3143 | 2.3279 | 2.3358 | 2.3439 | 2.3454 | 2.3593 | 2.3664 | 2.3734 | 2.3738 | 2.3875 | 2.3949 | 2.4023 | 2.4031 | 2.4173 | 2.4249 | 2.4325 | 2.4335
| 24FP | Unmeasured Non Household - Consumption | 20FP-35FP | Ml/d | 2 | 0.055565 | 0.055565 | 0.055565 | 0.055565 | 0.055565 | 0.055565 | 0.055565 | 0.055565 | 0.055565 | 0.055565 | 0.055565 | 0.055565 | 0.055565 | 0.055565 | 0.055565 | 0.055565 | 0.055565 | 0.055565 | 0.055565 | 0.055565 | 0.055565 | 0.055565 | 0.055565 | 0.055565 | 0.055565 | 0.055565 | 0.055565 | 0.055565 | 0.055565
| 25FP | Measured Household - Consumption | 21FP-36FP | Ml/d | 2 | 1.7398 | 1.8004 | 1.8472 | 1.8844 | 1.9181 | 1.962 | 2.0076 | 2.0378 | 2.0715 | 3.4879 | 3.5101 | 3.5278 | 3.543 | 3.5527 | 3.5636 | 3.5711 | 3.5824 | 3.5903 | 3.6018 | 3.6143 | 3.6296 | 3.6426 | 3.6475 | 3.6562 | 3.6843 | 3.6928 | 3.7019 | 3.7103 | 3.7195
| 26FP | Unmeasured Household - Consumption | 22FP-37FP | Ml/d | 2 | 1.8752 | 1.8181 | 1.7709 | 1.7374 | 1.7034 | 1.6661 | 1.6296 | 1.5978 | 1.5696 | 0 | 0 | 0 | 0 | -1.5266e-16 | 0 | 0 | 0 | 0 | 2.0817e-16 | 0 | 0 | 0 | 0 | -1.1102e-16 | 0 | 0 | 0 | 1.3878e-16 | 0
| 27 - | Percentage of consumption driven by climate change | n/a in FP | - | 1 | - | - | - | - | bar: 2020-21 to 2044-45
| 28 - | Volume of consumption driven by climate change | n/a in FP | - | 1 | - | - | - | - | bar: 2020-21 to 2044-45
PCC and consumption by component | 29FP | Measured Household - PCC | (25FP*1,000,000)/(51FP*1,000) | l/h/d | 1 | 117.6 | 117.5 | 117.3 | 117.2 | 116.8 | 116.7 | 116.6 | 116.6 | 116.4 | 119.2 | 119.3 | 119.6 | 119.5 | 119.6 | 119.6 | 119.3 | 119.4 | 119 | 119.1 | 118.9 | 119.2 | 119 | 118.9 | 118.8 | 119.2 | 119.1 | 119 | 118.9 | 118.8
| 29.1FP | Measured toilet flushing | Input brief explanation here | l/h/d | 1 | 26.4354 | 25.6671 | 24.9827 | 24.3404 | 23.715 | 23.1 | 22.5067 | 21.946 | 21.3822 | 21.6294 | 21.0146 | 20.4218 | 19.8215 | 19.2429 | 19.2397 | 19.2223 | 19.2171 | 19.198 | 19.1909 | 19.1709 | 19.1624 | 19.1409 | 19.1307 | 19.1147 | 19.0971 | 19.0796 | 19.0609 | 19.0424 | 19.0227
| 29.2FP | Measured personal washing | Input brief explanation here | l/h/d | 1 | 50.0882 | 51.1841 | 52.1788 | 53.0313 | 53.8828 | 54.7987 | 55.7238 | 56.5999 | 57.4363 | 59.9256 | 60.8328 | 61.7821 | 62.6871 | 63.6381 | 63.7437 | 63.8022 | 63.9008 | 63.9537 | 64.0465 | 64.0961 | 64.1844 | 64.229 | 64.3116 | 64.3751 | 64.4327 | 64.4909 | 64.5452 | 64.5999 | 64.6506
| 29.3FP | Measured clothes washing | Input brief explanation here | l/h/d | 1 | 14.6175 | 14.5652 | 14.5048 | 14.4222 | 14.3402 | 14.2704 | 14.2042 | 14.1332 | 14.0531 | 14.4044 | 14.3345 | 14.2753 | 14.2067 | 14.1494 | 14.0588 | 13.9576 | 13.8649 | 13.762 | 13.6675 | 13.5635 | 13.4675 | 13.3621 | 13.2643 | 13.1624 | 13.0591 | 12.9557 | 12.8513 | 12.7469 | 12.6415
| 29.4FP | Measured dish washing | Input brief explanation here | l/h/d | 1 | 11.5468 | 11.5908 | 11.6143 | 11.6084 | 11.6022 | 11.6089 | 11.6174 | 11.6162 | 11.6068 | 11.957 | 11.9625 | 11.9761 | 11.9808 | 11.9941 | 12.0045 | 12.006 | 12.0151 | 12.0155 | 12.0234 | 12.0232 | 12.0302 | 12.029 | 12.035 | 12.0373 | 12.0384 | 12.0397 | 12.0403 | 12.0409 | 12.0407
| 29.5FP | Measured miscellaneous internal use | Input brief explanation here | l/h/d | 1 | 13.6245 | 13.562 | 13.517 | 13.477 | 13.439 | 13.3988 | 13.361 | 13.3379 | 13.3079 | 12.8091 | 12.8111 | 12.8218 | 12.8231 | 12.8335 | 12.8426 | 12.8423 | 12.8504 | 12.8494 | 12.8567 | 12.8555 | 12.8622 | 12.8604 | 12.8664 | 12.8687 | 12.87 | 12.8716 | 12.8726 | 12.8738 | 12.8744
| 29.6FP | Measured external use | Input brief explanation here | l/h/d | 1 | 1.3259 | 1.3705 | 1.4125 | 1.4517 | 1.4909 | 1.5307 | 1.5703 | 1.6098 | 1.6488 | 1.7107 | 1.7502 | 1.7899 | 1.829 | 1.8683 | 1.906 | 1.9428 | 1.9795 | 2.0156 | 2.0514 | 2.0868 | 2.1217 | 2.1563 | 2.1904 | 2.2241 | 2.2574 | 2.2903 | 2.3228 | 2.3548 | 2.3865
| 29.7BL | Measured water efficiency savings | Input brief explanation here | l/h/d | 1 | -0.038243 | -0.43976 | -0.91006 | -1.1311 | -1.6701 | -2.0074 | -2.3834 | -2.643 | -3.0351 | -3.2362 | -3.4057 | -3.4671 | -3.8483 | -4.1263 | -4.1954 | -4.4733 | -4.4278 | -4.7942 | -4.7365 | -4.8959 | -4.6284 | -4.7776 | -4.8983 | -4.9822 | -4.5547 | -4.6278 | -4.6931 | -4.7588 | -4.8164
| 30FP | Unmeasured Household - PCC | (26FP*1,000,000)/(52FP*1,000) | l/h/d | 1 | 139.5 | 140.1 | 140.1 | 139.6 | 139 | 138.7 | 138.6 | 138.2 | 137.6 | - | - | - | - | - | - | - | - | - | - | - | - | - | - | - | - | - | - | - | -
| 30.1FP | Unmeasured toilet flushing | Input brief explanation here | l/h/d | 1 | 31.374 | 30.7773 | 30.0657 | 29.2062 | 28.3494 | 27.5547 | 26.7662 | 25.9298 | 25.0645 | - | - | - | - | - | - | - | - | - | - | - | - | - | - | - | - | - | - | - | -
| 30.2FP | Unmeasured personal washing | Input brief explanation here | l/h/d | 1 | 58.4273 | 59.6927 | 60.7607 | 61.5346 | 62.3069 | 63.2142 | 64.1405 | 64.9528 | 65.6849 | - | - | - | - | - | - | - | - | - | - | - | - | - | - | - | - | - | - | - | -
| 30.3FP | Unmeasured clothes washing | Input brief explanation here | l/h/d | 1 | 16.8208 | 16.836 | 16.7919 | 16.6659 | 16.5405 | 16.451 | 16.3659 | 16.2517 | 16.1182 | - | - | - | - | - | - | - | - | - | - | - | - | - | - | - | - | - | - | - | -
| 30.4FP | Unmeasured dish washing | Input brief explanation here | l/h/d | 1 | 13.3109 | 13.3934 | 13.4294 | 13.4001 | 13.371 | 13.3709 | 13.3746 | 13.3544 | 13.3182 | - | - | - | - | - | - | - | - | - | - | - | - | - | - | - | - | - | - | - | -
| 30.5FP | Unmeasured miscellaneous internal use | Input brief explanation here | l/h/d | 1 | 18.1428 | 18.2692 | 18.3323 | 18.3062 | 18.2804 | 18.2943 | 18.3133 | 18.2996 | 18.264 | - | - | - | - | - | - | - | - | - | - | - | - | - | - | - | - | - | - | - | -
| 30.6FP | Unmeasured external use | Input brief explanation here | l/h/d | 1 | 1.4403 | 1.4953 | 1.5451 | 1.5879 | 1.6307 | 1.6765 | 1.7226 | 1.7663 | 1.8083 | - | - | - | - | - | - | - | - | - | - | - | - | - | - | - | - | - | - | - | -
| 30.7BL | Unmeasured water efficiency savings | Input brief explanation here | l/h/d | 1 | -0.016082 | -0.36383 | -0.82518 | -1.1009 | -1.4788 | -1.8617 | -2.0831 | -2.3545 | -2.6582 | - | - | - | - | - | - | - | - | - | - | - | - | - | - | - | - | - | - | - | -
| 31FP | Average Household - PCC | ((25FP+26FP)*1,000,000))/(51FP+52FP*1,000) | l/h/d | 1 | 128.0546 | 127.8411 | 127.4957 | 126.9668 | 126.295 | 125.8729 | 125.5372 | 125.1558 | 124.7055 | 119.161 | 119.3107 | 119.6147 | 119.5267 | 119.5538 | 119.6232 | 119.2809 | 119.3567 | 119.0262 | 119.1088 | 118.9395 | 119.1552 | 118.9985 | 118.8758 | 118.7535 | 119.2375 | 119.1069 | 118.9831 | 118.8608 | 118.7502
| 32FP | Water Taken Unbilled | Calculated BL+Preferred options | Ml/d | 1 | 0.23938 | 0.23938 | 0.23938 | 0.23938 | 0.23938 | 0.23938 | 0.23938 | 0.23938 | 0.23938 | 0.23938 | 0.23938 | 0.23938 | 0.23938 | 0.23938 | 0.23938 | 0.23938 | 0.23938 | 0.23938 | 0.23938 | 0.23938 | 0.23938 | 0.23938 | 0.23938 | 0.23938 | 0.23938 | 0.23938 | 0.23938 | 0.23938 | 0.23938
| 33FP | Distribution System Operational Use | Calculated BL+Preferred options | Ml/d | 1 | 0.040158 | 0.040158 | 0.040158 | 0.040158 | 0.040158 | 0.040158 | 0.040158 | 0.040158 | 0.040158 | 0.040158 | 0.040158 | 0.040158 | 0.040158 | 0.040158 | 0.040158 | 0.040158 | 0.040158 | 0.040158 | 0.040158 | 0.040158 | 0.040158 | 0.040158 | 0.040158 | 0.040158 | 0.040158 | 0.040158 | 0.040158 | 0.040158 | 0.040158
Leakage | 34FP | Measured Non Household - USPL | Calculated BL+Preferred options | Ml/d | 2 | 0.023801 | 0.023801 | 0.023801 | 0.023801 | 0.023801 | 0.023801 | 0.023801 | 0.023801 | 0.023801 | 0.023801 | 0.023801 | 0.023801 | 0.023801 | 0.023801 | 0.023801 | 0.023801 | 0.023801 | 0.023801 | 0.023801 | 0.023801 | 0.023801 | 0.023801 | 0.023801 | 0.023801 | 0.023801 | 0.023801 | 0.023801 | 0.023801 | 0.023801
| 35FP | Unmeasured Non Household - USPL | Calculated BL+Preferred options | Ml/d | 2 | 0.0018568 | 0.0018568 | 0.0018568 | 0.0018568 | 0.0018568 | 0.0018568 | 0.0018568 | 0.0018568 | 0.0018568 | 0.0018568 | 0.0018568 | 0.0018568 | 0.0018568 | 0.0018568 | 0.0018568 | 0.0018568 | 0.0018568 | 0.0018568 | 0.0018568 | 0.0018568 | 0.0018568 | 0.0018568 | 0.0018568 | 0.0018568 | 0.0018568 | 0.0018568 | 0.0018568 | 0.0018568 | 0.0018568
| 36FP | Measured Household - USPL | Calculated BL+Preferred options | Ml/d | 2 | 0.1723 | 0.17449 | 0.17668 | 0.17888 | 0.18098 | 0.18304 | 0.18506 | 0.18705 | 0.18899 | 0.30978 | 0.30923 | 0.30887 | 0.30851 | 0.30816 | 0.30782 | 0.30747 | 0.30713 | 0.3068 | 0.30646 | 0.30613 | 0.3058 | 0.30548 | 0.30516 | 0.30484 | 0.30453 | 0.30432 | 0.30411 | 0.3039 | 0.3037
| 37FP | Unmeasured Household - USPL | Calculated BL+Preferred options | Ml/d | 2 | 0.15084 | 0.14822 | 0.14561 | 0.14299 | 0.14048 | 0.13803 | 0.13563 | 0.13328 | 0.13096 | 0 | 0 | 0 | 0 | 0 | 0 | 0 | 0 | 0 | 0 | 0 | 0 | 0 | 0 | 0 | 0 | 0 | 0 | 0 | 0
| 38FP | Void Properties - USPL | Calculated BL+Preferred options | Ml/d | 2 | 0.023801 | 0.023801 | 0.023801 | 0.023801 | 0.023801 | 0.023801 | 0.023801 | 0.023801 | 0.023801 | 0.023801 | 0.023801 | 0.023801 | 0.023801 | 0.023801 | 0.023801 | 0.023801 | 0.023801 | 0.023801 | 0.023801 | 0.023801 | 0.023801 | 0.023801 | 0.023801 | 0.023801 | 0.023801 | 0.023801 | 0.023801 | 0.023801 | 0.023801
| 39FP | Distribution Losses | Calculated BL+Preferred options | Ml/d | 2 | 1.5474 | 1.538 | 1.5286 | 1.5292 | 1.5291 | 1.5295 | 1.5298 | 1.5302 | 1.5306 | 1.4838 | 1.4273 | 1.3707 | 1.314 | 1.2574 | 1.2093 | 1.1612 | 1.1131 | 1.0649 | 1.0168 | 0.9897 | 0.96258 | 0.93544 | 0.90831 | 0.88117 | 0.85678 | 0.83228 | 0.80778 | 0.78327 | 0.75877
| 40FP | Total Leakage | Sum(34FP:39FP) | Ml/d | 2 | 1.92 | 1.9101 | 1.9003 | 1.9005 | 1.9 | 1.9 | 1.9 | 1.9 | 1.9 | 1.843 | 1.786 | 1.729 | 1.672 | 1.615 | 1.5665 | 1.5181 | 1.4696 | 1.4212 | 1.3727 | 1.3453 | 1.3178 | 1.2904 | 1.2629 | 1.2355 | 1.2108 | 1.1861 | 1.1613 | 1.1366 | 1.1119
| 41FP | Total Leakage | (40FP*1,000,000)/(48FP*1,000) | l/prop/d | 2 | 140.7806 | 137.3226 | 134.8953 | 134.2632 | 133.5861 | 132.3503 | 131.049 | 130.54 | 130.0783 | 125.8985 | 120.8494 | 115.8954 | 111.0339 | 106.2621 | 102.135 | 98.0827 | 94.1032 | 90.1944 | 86.3546 | 83.891 | 81.47 | 79.0907 | 76.7519 | 74.4525 | 72.3556 | 70.2936 | 68.2654 | 66.2703 | 64.3075
Customer: Properties | 42FP | Measured Non Household - Properties | Input (total, excluding voids) | 000's | 2 | 0.96503 | 0.96915 | 0.97327 | 0.97739 | 0.98151 | 0.98562 | 0.98975 | 0.99387 | 0.99799 | 1.0021 | 1.0062 | 1.0104 | 1.0145 | 1.0186 | 1.0227 | 1.0269 | 1.031 | 1.0351 | 1.0392 | 1.0434 | 1.0475 | 1.0516 | 1.0558 | 1.0599 | 1.064 | 1.0682 | 1.0723 | 1.0764 | 1.0806
| 43FP | Unmeasured Non Household - Properties | Input (total, excluding voids) | 000's | 2 | 0.0672 | 0.066091 | 0.064982 | 0.063873 | 0.062764 | 0.061655 | 0.060546 | 0.059437 | 0.058328 | 0.057219 | 0.05611 | 0.055001 | 0.053892 | 0.052783 | 0.051674 | 0.050565 | 0.049456 | 0.048346 | 0.047237 | 0.046128 | 0.045019 | 0.04391 | 0.042801 | 0.041692 | 0.040583 | 0.039474 | 0.038365 | 0.037256 | 0.036147
| 44FP | All void non-households - properties | Input (voids in each year) | 000's | 2 | 0.21324 | 0.21324 | 0.21324 | 0.21324 | 0.21324 | 0.21324 | 0.21324 | 0.21324 | 0.21324 | 0.21324 | 0.21324 | 0.21324 | 0.21324 | 0.21324 | 0.21324 | 0.21324 | 0.21324 | 0.21324 | 0.21324 | 0.21324 | 0.21324 | 0.21324 | 0.21324 | 0.21324 | 0.21324 | 0.21324 | 0.21324 | 0.21324 | 0.21324
| 45FP | Measured Household - Properties (excl voids) | Pre-plan year = input. Forecast years = Previous year 45FP + sum(45.1FP:45.6FP) | 000's | 2 | 6.4204 | 6.7858 | 7.0569 | 7.2183 | 7.3759 | 7.5965 | 7.8251 | 7.9661 | 8.1006 | 12.7361 | 12.873 | 13.0099 | 13.1467 | 13.2835 | 13.4203 | 13.557 | 13.6936 | 13.8303 | 13.9668 | 14.1034 | 14.2399 | 14.3764 | 14.5128 | 14.6492 | 14.7856 | 14.9219 | 15.0582 | 15.1945 | 15.3307
| 45.1FP | New properties | Input (new builds in each year) | 000's | 2 | 0.21938 | 0.27432 | 0.18002 | 0.070451 | 0.070387 | 0.1351 | 0.1447 | 0.058819 | 0.053917 | 0.03447 | 0.13949 | 0.13939 | 0.13929 | 0.13919 | 0.1391 | 0.13901 | 0.13892 | 0.13883 | 0.13875 | 0.13867 | 0.13859 | 0.13851 | 0.13844 | 0.13837 | 0.1383 | 0.13823 | 0.13816 | 0.1381 | 0.13804
| 45.2FP | Meter optants - properties | Input (meter optants in each year) | 000's | 2 | 0.065 | 0.094123 | 0.094037 | 0.093951 | 0.090093 | 0.088362 | 0.086666 | 0.08499 | 0.083356 | 0.081746 | 0 | 0 | 0 | 0 | 0 | 0 | 0 | 0 | 0 | 0 | 0 | 0 | 0 | 0 | 0 | 0 | 0 | 0 | 0
| 45.3FP | Compulsory metering - properties | Input (compulsory meters in each year) | 000's | 2 | 0 | 0 | 0 | 0 | 0 | 0 | 0 | 0 | 0 | 4.5221 | 0 | 0 | 0 | 0 | 0 | 0 | 0 | 0 | 0 | 0 | 0 | 0 | 0 | 0 | 0 | 0 | 0 | 0 | 0
| 45.4FP | Metering on change of occupancy - properties | Input (change of occupancy meters in each year) | 000's | 2 | 0 | 0 | 0 | 0 | 0 | 0 | 0 | 0 | 0 | 0 | 0 | 0 | 0 | 0 | 0 | 0 | 0 | 0 | 0 | 0 | 0 | 0 | 0 | 0 | 0 | 0 | 0 | 0 | 0
| 45.5FP | Selective metering properties | Input (selective meters in each year) | 000's | 2 | 0 | 0 | 0 | 0 | 0 | 0 | 0 | 0 | 0 | 0 | 0 | 0 | 0 | 0 | 0 | 0 | 0 | 0 | 0 | 0 | 0 | 0 | 0 | 0 | 0 | 0 | 0 | 0 | 0
| 45.6FP | Other changes to existing metering - properties | Input (other changes to meters in each year) | 000's | 2 | 0 | -0.0030585 | -0.0029682 | -0.0029612 | -0.0029272 | -0.0028169 | -0.0027429 | -0.002817 | -0.0027995 | -0.002815 | -0.0025653 | -0.0025101 | -0.0024567 | -0.0024049 | -0.0023548 | -0.0023062 | -0.0022591 | -0.0022134 | -0.0021691 | -0.0021261 | -0.0020844 | -0.0020439 | -0.0020046 | -0.0019664 | -0.0019292 | -0.0018931 | -0.0018581 | -0.0018239 | -0.0017908
| 45.7FP | Measured void households - properties | Input (voids in each year) | 000's | 2 | 0.28006 | 0.28006 | 0.28006 | 0.28006 | 0.28006 | 0.28006 | 0.28006 | 0.28006 | 0.28006 | 0.63011 | 0.63011 | 0.63011 | 0.63011 | 0.63011 | 0.63011 | 0.63011 | 0.63011 | 0.63011 | 0.63011 | 0.63011 | 0.63011 | 0.63011 | 0.63011 | 0.63011 | 0.63011 | 0.63011 | 0.63011 | 0.63011 | 0.63011
| 46FP | Unmeasured households - properties (excl void) | Input (total) | 000's | 2 | 5.3422 | 5.2454 | 5.1488 | 5.0522 | 4.9595 | 4.8687 | 4.7796 | 4.6921 | 4.6063 | 0 | 0 | 0 | 0 | 0 | 0 | 0 | 0 | 0 | 0 | 0 | 0 | 0 | 0 | 0 | 0 | 0 | 0 | 0 | 0
| 47FP | Unmeasured void households - properties | Input (voids in each year) | 000's | 2 | 0.35005 | 0.35005 | 0.35005 | 0.35005 | 0.35005 | 0.35005 | 0.35005 | 0.35005 | 0.35005 | 0 | 0 | 0 | 0 | 0 | 0 | 0 | 0 | 0 | 0 | 0 | 0 | 0 | 0 | 0 | 0 | 0 | 0 | 0 | 0
| 48FP | Total Resource Zone Properties (incl voids) | SUM(42FP:45FP)+45.7FP+46FP+47FP | 000's | 2 | 13.6382 | 13.9098 | 14.0873 | 14.1551 | 14.223 | 14.3558 | 14.4984 | 14.5549 | 14.6066 | 14.6388 | 14.7787 | 14.9186 | 15.0585 | 15.1983 | 15.338 | 15.4778 | 15.6174 | 15.7571 | 15.8967 | 16.0362 | 16.1758 | 16.3153 | 16.4547 | 16.5941 | 16.7335 | 16.8729 | 17.0122 | 17.1515 | 17.2908
Customer: Population | 49FP | Measured Non Household - Population | Input (total) | 000's | 2 | 3.01 | 3.01 | 3.01 | 3.01 | 3.01 | 3.01 | 3.01 | 3.01 | 3.01 | 3.01 | 3.01 | 3.01 | 3.01 | 3.01 | 3.01 | 3.01 | 3.01 | 3.01 | 3.01 | 3.01 | 3.01 | 3.01 | 3.01 | 3.01 | 3.01 | 3.01 | 3.01 | 3.01 | 3.01
| 50FP | Unmeasured Non Household - Population | Input (total) | 000's | 2 | 0 | 0 | 0 | 0 | 0 | 0 | 0 | 0 | 0 | 0 | 0 | 0 | 0 | 0 | 0 | 0 | 0 | 0 | 0 | 0 | 0 | 0 | 0 | 0 | 0 | 0 | 0 | 0 | 0
| 51FP | Measured Household - Population | Input (total) | 000's | 2 | 14.7895 | 15.3234 | 15.7418 | 16.0834 | 16.4191 | 16.8147 | 17.2139 | 17.4839 | 17.7906 | 29.2703 | 29.4198 | 29.4934 | 29.642 | 29.7161 | 29.7901 | 29.9385 | 30.014 | 30.1642 | 30.2395 | 30.3877 | 30.4608 | 30.6102 | 30.6834 | 30.7879 | 30.8991 | 31.0044 | 31.1129 | 31.2155 | 31.3217
| 52FP | Unmeasured Household - Population | Input (total) | 000's | 2 | 13.441 | 12.9809 | 12.6364 | 12.442 | 12.2552 | 12.0087 | 11.7595 | 11.565 | 11.4067 | 0 | 0 | 0 | 0 | 0 | 0 | 0 | 0 | 0 | 0 | 0 | 0 | 0 | 0 | 0 | 0 | 0 | 0 | 0 | 0
| 53FP | Total Resource Zone Population | 49FP+Sum(50FP:52FP) | 000's | 2 | 31.2405 | 31.3143 | 31.3882 | 31.5354 | 31.6843 | 31.8334 | 31.9835 | 32.0589 | 32.2073 | 32.2803 | 32.4298 | 32.5034 | 32.652 | 32.7261 | 32.8001 | 32.9485 | 33.024 | 33.1742 | 33.2495 | 33.3977 | 33.4708 | 33.6202 | 33.6934 | 33.7979 | 33.9091 | 34.0144 | 34.1229 | 34.2255 | 34.3317
Occupancy | 54FP | Measured Household - Occupancy Rate (average) (excl voids) | 51FP/45FP | h/prop | 1 | 2.3035 | 2.2582 | 2.2307 | 2.2281 | 2.2261 | 2.2135 | 2.1998 | 2.1948 | 2.1962 | 2.2982 | 2.2854 | 2.267 | 2.2547 | 2.2371 | 2.2198 | 2.2083 | 2.1918 | 2.181 | 2.1651 | 2.1546 | 2.1391 | 2.1292 | 2.1142 | 2.1017 | 2.0898 | 2.0778 | 2.0662 | 2.0544 | 2.0431
| 55FP | Unmeasured Household - Occupancy Rate | 52BL/46BL | h/prop | 1 | 2.516 | 2.4747 | 2.4543 | 2.4627 | 2.471 | 2.4665 | 2.4604 | 2.4648 | 2.4763 | - | - | - | - | - | - | - | - | - | - | - | - | - | - | - | - | - | - | - | -
Metering | 56FP | Total Household Metering penetration (excl. voids) | 45FP/45FP+46FP | % | 0 | 54.58% | 56.4% | 57.82% | 58.83% | 59.79% | 60.94% | 62.08% | 62.93% | 63.75% | 100% | 100% | 100% | 100% | 100% | 100% | 100% | 100% | 100% | 100% | 100% | 100% | 100% | 100% | 100% | 100% | 100% | 100% | 100% | 100%
| 57FP | Total Household Metering penetration (incl. voids) | 45FP/(45FP+45.7FP+46FP+47FP) | % | 0 | 51.81% | 53.59% | 54.98% | 55.95% | 56.89% | 58.01% | 59.13% | 59.95% | 60.74% | 95.29% | 95.33% | 95.38% | 95.43% | 95.47% | 95.52% | 95.56% | 95.6% | 95.64% | 95.68% | 95.72% | 95.76% | 95.8% | 95.84% | 95.88% | 95.91% | 95.95% | 95.98% | 96.02% | 96.05%
|  | Company: | Severn Trent Water
|  | Resource Zone Name: | Rutland
|  | Resource Zone Number: | 9
|  | Planning Scenario Name: | Dry Year Annual Average
|  | Chosen Level of Service: | No more than 3 in 100 Temporary Use Bans
Note on Q21: STW: 100% metering
Note on Q60: STW: 100% metering

## 9. FP SDB
Table 9: Final planning water supply
| Row Ref | Component | Derivation | Unit | Decimal places | 2016-17 | For info 2017-18 | For info 2018-19 | For info 2019-20 | 2020-21 | 2021-22 | 2022-23 | 2023-24 | 2024-25 | 2025-26 | 2026-27 | 2027-28 | 2028-29 | 2029-30 | 2030-31 | 2031-32 | 2032-33 | 2033-34 | 2034-35 | 2035-36 | 2036-37 | 2037-38 | 2038-39 | 2039-40 | 2040-41 | 2041-42 | 2042-43 | 2043-44 | 2044-45
SDB | 11FP | Distribution Input | 19FP+20FP+21FP+22FP+32FP+33FP+38FP+39FP | Ml/d | 2 | 8.0782 | 8.0792 | 8.0712 | 8.084 | 8.0881 | 8.1134 | 8.1366 | 8.1483 | 8.1585 | 7.963 | 7.9363 | 7.905 | 7.8644 | 7.8307 | 7.8011 | 7.7682 | 7.7325 | 7.7059 | 7.676 | 7.6681 | 7.6563 | 7.6556 | 7.6404 | 7.629 | 7.6333 | 7.6313 | 7.6232 | 7.6146 | 7.6
| 12FP | Water Available For Use (own sources) | 7FP-(9FP+10FP) | Ml/d | 2 | 0 | 0 | 0 | 0 | 0 | 0 | 0 | 0 | 0 | 0 | 0 | 0 | 0 | 0 | 0 | 0 | 0 | 0 | 0 | 0 | 0 | 0 | 0 | 0 | 0 | 0 | 0 | 0 | 0
| 13FP | Total Water Available For Use | 12FP+(2FP+3FP)-(5FP+6FP) | Ml/d | 2 | 10 | 10 | 10 | 10 | 10 | 10 | 10 | 10 | 10 | 10 | 10 | 10 | 10 | 10 | 10 | 10 | 10 | 10 | 10 | 10 | 10 | 10 | 10 | 10 | 10 | 10 | 10 | 10 | 10
| 14FP | Target headroom (climate change component) | Input | Ml/d | 2 | 0 | 0 | 0 | 0 | 0 | 0 | 0 | 0 | 0 | 0 | 0 | 0 | 0 | 0 | 0 | 0 | 0 | 0 | 0 | 0 | 0 | 0 | 0 | 0 | 0 | 0 | 0 | 0 | 0
| 15FP | Target headroom (All other components) | Input | Ml/d | 2 | 0 | 0 | 0 | 0 | 0 | 0 | 0 | 0 | 0 | 0 | 0 | 0 | 0 | 0 | 0 | 0 | 0 | 0 | 0 | 0 | 0 | 0 | 0 | 0 | 0 | 0 | 0 | 0 | 0
| 16FP | Target Headroom | 14FP+15FP | Ml/d | 2 | 0 | 0 | 0 | 0 | 0 | 0 | 0 | 0 | 0 | 0 | 0 | 0 | 0 | 0 | 0 | 0 | 0 | 0 | 0 | 0 | 0 | 0 | 0 | 0 | 0 | 0 | 0 | 0 | 0
| 17FP | Available Headroom | 13FP-11FP | Ml/d | 2 | 1.9218 | 1.9208 | 1.9288 | 1.916 | 1.9119 | 1.8866 | 1.8634 | 1.8517 | 1.8415 | 2.037 | 2.0637 | 2.095 | 2.1356 | 2.1693 | 2.1989 | 2.2318 | 2.2675 | 2.2941 | 2.324 | 2.3319 | 2.3437 | 2.3444 | 2.3596 | 2.371 | 2.3667 | 2.3687 | 2.3768 | 2.3854 | 2.4
| 18FP | Supply Demand Balance | 17FP-16FP | Ml/d | 2 | 1.9218 | 1.9208 | 1.9288 | 1.916 | 1.9119 | 1.8866 | 1.8634 | 1.8517 | 1.8415 | 2.037 | 2.0637 | 2.095 | 2.1356 | 2.1693 | 2.1989 | 2.2318 | 2.2675 | 2.2941 | 2.324 | 2.3319 | 2.3437 | 2.3444 | 2.3596 | 2.371 | 2.3667 | 2.3687 | 2.3768 | 2.3854 | 2.4
|  | Company: | Severn Trent Water
|  | Resource Zone Name: | Rutland
|  | Resource Zone Number: | 9
|  | Planning Scenario Name: | Dry Year Annual Average
|  | Chosen Level of Service: | No more than 3 in 100 Temporary Use Bans

## 10. Drought plan links
Table 10: Drought plan links and Deployable Output Overview
10.1 Planning scenarios |  |  |  |  | 10.2 Water resources management plan | [7 empty] | 10.3 Drought plan | [5 empty] | 10.4 Demand
Drought Scenarios | Drought Description | Drought Severity | Plan in which scenario is used (highlights overlaps) |  | WRMP DO of Sources (not including drought measures) | WRMP Additional Yield from Drought Supply Measures (eg drought permits or orders) |  |  | WRMP Impact on DO of drought plan Demand Restrictions (eg TUBs) |  |  | WRMP DO Levels of Service | Drought Plan Additional Yield from Further Supply Measures (eg drought permits or orders) |  |  | Drought Plan Impact on DO of Further Demand Restrictions (eg TUBs) |  |  | Unrestricted Demand | Restricted Demand
|  |  | WRMP | Drought Plan | DO (Ml/d) | Description | Marginal Benefit (Ml/d) | DO (Ml/d) | Description | Marginal Benefit (Ml/d) | DO (Ml/d) | DO (Ml/d) | Description | Marginal Benefit (Ml/d) | DO (Ml/d) | Description | Marginal Benefit (Ml/d) | DO (Ml/d) | Ml/d | Ml/d
Historic Droughts | 0 | 0 | n | n | 0 | (6) | 0 | 0 | (6) | 0 | 0 | 0 | (6) | 0 | 0 | (6) | 0 | 0 | 0 | 0
| 0 | 0 | n | n | 0 | (6) | 0 | 0 | (6) | 0 | 0 | 0 | (6) | 0 | 0 | (6) | 0 | 0 | 0 | 0
Additional Drought Scenarios | 0 | 0 | n | n | 0 | (6) | 0 | 0 | (6) | 0 | 0 | 0 | (6) | 0 | 0 | (6) | 0 | 0 | 0 | 0
| 0 | 0 | n | n | 0 | (6) | 0 | 0 | (6) | 0 | 0 | 0 | (6) | 0 | 0 | (6) | 0 | 0 | 0 | 0
Reported DO for WRMP tables highlighted in yellow
10.5 Summary report
WRMP DO Overview | [8 empty] | Drought Plan Overview
No drought resilience work was carried out for this WRZ as it is a bulk import see Appendix A9 for more information. | [8 empty] | N/A
Additional Drought Scenarios | [8 empty] | Drought Supply Measures and Demand Restrictions Further Details
N/A | [8 empty] | List individual measures used in scenario e.g. (6) No data entered into these cells- N/A for the WRZ
Impact on Supply Demand
N/A
Demands
N/A