## TITLE PAGE
Water Resources Planning Tables 2019
v11 - August 2016 integrating updates up to v15 - June 2018
All queries on the content of this workbook should be sent to:
water-company-plan@environment-agency.gov.uk
Water resource zone information
Company: |  | Severn Trent Water
Resource Zone Name: |  | Ruyton |  |  |  | Data validation: Cell D20
Resource Zone Number: |  | 10 |  |  |  | Dry Year Annual Average
Planning Scenario Name: |  | Dry Year Annual Average | DYAA | Normal Year Annual Average |  | Dry Year Critical Period
Chosen Level of Service: |  | No more than 3 in 100 Temporary Use Bans |  |  |  | Dry Year Annual Average - benchmarking data
Base Year: |  | 2016-17 |  |  |  | Dry Year Critical Period - benchmarking data
Responsible Officer: |  | Marcus O'Kane | Signed: | Marcus O'Kane | Dated:
Version: |  | 1 |  | [Digital signature is acceptable]
Key to cells
Clear cells - indicate an input is required
Yellow shaded cells - indicates a formula.
Blue shaded cells - indicate base year data.
Light grey shaded cells - indicate preceding years.
Dark grey cells - indicate that no data entry is required.
Worksheet |  | Content
WRZ summary |  | Supply-Demand Balance and components
1. BL Licences |  | Baseline water resources
2. BL Supply |  | Baseline water supplies
3. BL Demand |  | Baseline demand
4. BL SDB |  | Baseline supply demand balance
5. Feasible options |  | Fixed and Variable costs, Net Present Value, AIC and AISC of all feasible options - confidential
6. Preferred options |  | High level costs of preferred options (Dry Year) - publicly available
7. FP Supply |  | Final Planning water supplies (impact of Scenario options)
8. FP Demand |  | Final Planning demand (impact of Scenario options)
9. FP SDB |  | Final Planning supply demand balance
10. Drought plan links |  | Drought plan links
11. Drought plan links graph |  | Drought plan links graph

## WRZ summary
Summary graphs of water resources planning tables data
DERIVATION | DESCRIPTION | UNITS | 2016-17 | For info 2017-18 | For info 2018-19 | For info 2019-20 | 2020-21 | 2021-22 | 2022-23 | 2023-24 | 2024-25 | 2025-26 | 2026-27 | 2027-28 | 2028-29 | 2029-30 | 2030-31 | 2031-32 | 2032-33 | 2033-34 | 2034-35 | 2035-36 | 2036-37 | 2037-38 | 2038-39 | 2039-40 | 2040-41 | 2041-42 | 2042-43 | 2043-44 | 2044-45
SUPPLY
13BL | Total water available for use | Ml/d | 5.1025 | 5.1025 | 5.1025 | 5.1025 | 5.1025 | 5.1025 | 5.1025 | 5.1025 | 5.1025 | 5.1025 | 5.1025 | 5.1025 | 5.1025 | 5.1025 | 5.1025 | 5.1025 | 5.1025 | 5.1025 | 5.1025 | 5.1025 | 5.1025 | 5.1025 | 5.1025 | 5.1025 | 5.1025 | 5.1025 | 5.1025 | 5.1025 | 5.1025
13FP | Total water available for use | Ml/d | 5.1025 | 5.1025 | 5.1025 | 5.1025 | 5.1025 | 5.1025 | 5.1025 | 5.1025 | 5.1025 | 5.1025 | 5.1025 | 5.1025 | 5.1025 | 5.1025 | 5.1025 | 5.1025 | 5.1025 | 5.1025 | 5.1025 | 5.1025 | 5.1025 | 5.1025 | 5.1025 | 5.1025 | 5.1025 | 5.1025 | 5.1025 | 5.1025 | 5.1025
| DEMAND |  | 0
26BL | Unmeasured household consumption | Ml/d | 0.71333 | 0.69327 | 0.67383 | 0.65532 | 0.63685 | 0.61883 | 0.60153 | 0.58471 | 0.56837 | 0.55258 | 0.53764 | 0.52316 | 0.50902 | 0.49531 | 0.48156 | 0.46824 | 0.45529 | 0.44275 | 0.43048 | 0.41884 | 0.40751 | 0.39646 | 0.38563 | 0.37517 | 0.36496 | 0.35502 | 0.34539 | 0.336 | 0.328
26FP | Unmeasured household consumption | Ml/d | 0.71333 | 0.69327 | 0.67383 | 0.65532 | 0.63685 | 0.61883 | 0.60153 | 0.58471 | 0.56837 | 0.55258 | 0.53764 | 0.52316 | 0.50902 | 0 | 0 | 0 | 0 | 0 | 0 | 0 | 0 | 0 | 0 | 0 | 0 | 0 | 0 | 0 | 0
25BL | Measured household consumption | Ml/d | 0.90527 | 0.93126 | 0.95763 | 0.98489 | 1.0105 | 1.0376 | 1.0648 | 1.0917 | 1.1185 | 1.1453 | 1.1707 | 1.1962 | 1.2214 | 1.2466 | 1.2662 | 1.2855 | 1.3043 | 1.3229 | 1.3408 | 1.3592 | 1.3776 | 1.3957 | 1.4131 | 1.4304 | 1.4472 | 1.4637 | 1.48 | 1.4959 | 1.5107
25FP | Measured household consumption | Ml/d | 0.90527 | 0.93126 | 0.95763 | 0.98489 | 1.0105 | 1.0376 | 1.0648 | 1.0917 | 1.1185 | 1.1453 | 1.1707 | 1.1962 | 1.2214 | 1.7404 | 1.7366 | 1.7429 | 1.7581 | 1.7543 | 1.7602 | 1.7671 | 1.7744 | 1.7815 | 1.7882 | 1.795 | 1.8017 | 1.8082 | 1.8149 | 1.8213 | 1.8279
23BL+24BL | Non-household consumption | Ml/d | 0.82129 | 0.82513 | 0.82577 | 0.82683 | 0.82559 | 0.82935 | 0.83173 | 0.83371 | 0.83247 | 0.83466 | 0.83452 | 0.83432 | 0.83185 | 0.83381 | 0.83365 | 0.83352 | 0.83102 | 0.83283 | 0.83219 | 0.83139 | 0.82811 | 0.82966 | 0.82907 | 0.82848 | 0.82565 | 0.82732 | 0.82675 | 0.82618 | 0.82337
23FP+24FP | Non-household consumption | Ml/d | 0.82129 | 0.82513 | 0.82577 | 0.82683 | 0.82559 | 0.82935 | 0.83173 | 0.83371 | 0.83247 | 0.83466 | 0.83452 | 0.83432 | 0.83185 | 0.83381 | 0.83365 | 0.83352 | 0.83102 | 0.83283 | 0.83219 | 0.83139 | 0.82811 | 0.82966 | 0.82907 | 0.82848 | 0.82565 | 0.82732 | 0.82675 | 0.82618 | 0.82337
40BL | Total leakage | Ml/d | 1.73 | 1.7001 | 1.6601 | 1.6302 | 1.6303 | 1.6303 | 1.6304 | 1.6304 | 1.6305 | 1.6306 | 1.6306 | 1.6307 | 1.6307 | 1.6308 | 1.6308 | 1.6309 | 1.6309 | 1.631 | 1.631 | 1.6311 | 1.6311 | 1.6312 | 1.6312 | 1.6312 | 1.6313 | 1.6319 | 1.6324 | 1.633 | 1.6336
40FP | Total leakage | Ml/d | 1.73 | 1.7001 | 1.6601 | 1.6302 | 1.63 | 1.63 | 1.63 | 1.63 | 1.63 | 1.5811 | 1.5322 | 1.4833 | 1.4344 | 1.3855 | 1.3439 | 1.3024 | 1.2608 | 1.2192 | 1.1777 | 1.1541 | 1.1306 | 1.107 | 1.0835 | 1.0599 | 1.0387 | 1.0175 | 0.99631 | 0.97511 | 0.95392
11BL-(23BL:26BL)-40BL | Other components of demand | Ml/d | 0.10515 | 0.10515 | 0.10515 | 0.10515 | 0.10515 | 0.10515 | 0.10515 | 0.10515 | 0.10515 | 0.10515 | 0.10515 | 0.10515 | 0.10515 | 0.10515 | 0.10515 | 0.10515 | 0.10515 | 0.10515 | 0.10515 | 0.10515 | 0.10515 | 0.10515 | 0.10515 | 0.10515 | 0.10515 | 0.10515 | 0.10515 | 0.10515 | 0.10515
11FP-(23FP:26FP)-40FP | Other components of demand | Ml/d | 0.10515 | 0.10515 | 0.10515 | 0.10515 | 0.10515 | 0.10515 | 0.10515 | 0.10515 | 0.10515 | 0.10515 | 0.10515 | 0.10515 | 0.10515 | 0.10515 | 0.10515 | 0.10515 | 0.10515 | 0.10515 | 0.10515 | 0.10515 | 0.10515 | 0.10515 | 0.10515 | 0.10515 | 0.10515 | 0.10515 | 0.10515 | 0.10515 | 0.10515
| Total demand + target headroom (baseline) | Ml/d | 4.275 | 4.4512 | 4.4172 | 4.3894 | 4.3877 | 4.399 | 4.4087 | 4.4168 | 4.4287 | 4.4041 | 4.4189 | 4.4284 | 4.4366 | 4.45 | 4.4549 | 4.4597 | 4.4703 | 4.4753 | 4.483 | 4.4842 | 4.4902 | 4.5003 | 4.512 | 4.5206 | 4.529 | 4.5385 | 4.5479 | 4.5518 | 4.5601
| Total demand + target headroom (final plan) | Ml/d | 4.477 | 4.4512 | 4.4172 | 4.3894 | 4.3875 | 4.3986 | 4.4084 | 4.4164 | 4.4282 | 4.3547 | 4.3205 | 4.281 | 4.2403 | 4.2032 | 4.1568 | 4.1204 | 4.0986 | 4.0523 | 4.0186 | 3.9964 | 3.979 | 3.9655 | 3.9537 | 3.9388 | 3.9259 | 3.9137 | 3.9012 | 3.8833 | 3.8696
SUPPLY-DEMAND BALANCE
16BL | Target headroom | Ml/d | 0 | 0.1963 | 0.19472 | 0.18705 | 0.17936 | 0.17774 | 0.17519 | 0.17111 | 0.17367 | 0.13586 | 0.14025 | 0.13889 | 0.13846 | 0.13839 | 0.13744 | 0.13647 | 0.14354 | 0.14072 | 0.14335 | 0.13857 | 0.14073 | 0.14216 | 0.14789 | 0.1502 | 0.15472 | 0.15546 | 0.15814 | 0.15552 | 0.1593
16FP | Target headroom | Ml/d | 0.20198 | 0.1963 | 0.19472 | 0.18705 | 0.17936 | 0.17774 | 0.17519 | 0.17111 | 0.17367 | 0.13586 | 0.14025 | 0.13889 | 0.13846 | 0.13839 | 0.13744 | 0.13647 | 0.14354 | 0.14072 | 0.14335 | 0.13857 | 0.14073 | 0.14216 | 0.14789 | 0.1502 | 0.15472 | 0.15546 | 0.15814 | 0.15552 | 0.1593
17BL | Available headroom | Ml/d | 0.82745 | 0.84761 | 0.87998 | 0.90009 | 0.89412 | 0.88125 | 0.86893 | 0.85676 | 0.84749 | 0.83423 | 0.82383 | 0.81302 | 0.80436 | 0.79085 | 0.78507 | 0.77922 | 0.77576 | 0.76792 | 0.76285 | 0.75687 | 0.75297 | 0.74437 | 0.73834 | 0.73206 | 0.72819 | 0.7194 | 0.71274 | 0.70621 | 0.70171
17FP | Available headroom | Ml/d | 0.82745 | 0.84761 | 0.87998 | 0.90009 | 0.89439 | 0.88157 | 0.86931 | 0.8572 | 0.84799 | 0.88369 | 0.92224 | 0.96038 | 1.0007 | 1.0376 | 1.0831 | 1.1185 | 1.1474 | 1.1909 | 1.2272 | 1.2447 | 1.2643 | 1.2792 | 1.2966 | 1.3139 | 1.3313 | 1.3443 | 1.3594 | 1.3747 | 1.3922
Baseline Supply-Demand Balance:
|  | 2020-21 | 2021-22 | 2022-23 | 2023-24 | 2024-25 | 2025-26 | 2026-27 | 2027-28 | 2028-29 | 2029-30 | 2030-31 | 2031-32 | 2032-33 | 2033-34 | 2034-35 | 2035-36 | 2036-37 | 2037-38 | 2038-39 | 2039-40 | 2040-41 | 2041-42 | 2042-43 | 2043-44 | 2044-45
| SDB (Ml/d) | 0.71477 | 0.70351 | 0.69373 | 0.68565 | 0.67382 | 0.69837 | 0.68358 | 0.67413 | 0.66589 | 0.65245 | 0.64763 | 0.64274 | 0.63222 | 0.6272 | 0.6195 | 0.6183 | 0.61224 | 0.6022 | 0.59045 | 0.58186 | 0.57347 | 0.56394 | 0.5546 | 0.55069 | 0.54241
Final Planning Supply-Demand Balance:
|  | 2020-21 | 2021-22 | 2022-23 | 2023-24 | 2024-25 | 2025-26 | 2026-27 | 2027-28 | 2028-29 | 2029-30 | 2030-31 | 2031-32 | 2032-33 | 2033-34 | 2034-35 | 2035-36 | 2036-37 | 2037-38 | 2038-39 | 2039-40 | 2040-41 | 2041-42 | 2042-43 | 2043-44 | 2044-45
| SDB (Ml/d) | 0.71503 | 0.70384 | 0.69412 | 0.68609 | 0.67432 | 0.74783 | 0.78199 | 0.82149 | 0.86221 | 0.89926 | 0.94567 | 0.98207 | 1.0039 | 1.0502 | 1.0839 | 1.1061 | 1.1235 | 1.137 | 1.1487 | 1.1637 | 1.1765 | 1.1888 | 1.2013 | 1.2192 | 1.2329
| Company: | 2026-27: Severn Trent Water
| Resource Zone Name | 2026-27: Ruyton
| Resource Zone Number: | 2026-27: 10
| Planning Scenario Name: | 2026-27: Dry Year Annual Average
| Chosen Level of Service: | 2026-27: No more than 3 in 100 Temporary Use Bans

## 1. BL Licences (hidden)
Table 1: Baseline licences |  |  |  |  | deployable output (Ml/d)
Row ref | Derivation | Licence number | Source name | Source type | Deployable output (Ml/d) | Annual licensed quantity (Ml/d) | Constraints on deployable output
All individual licences:
0.1BL | Sum (0.1BL+...) | - | - | - | 5.32 | 5.32 | -
- | Input |  |  |  | 5.32 | 5.32
Input
0.2BL | Sum (0.2BL+...) | - | Total | - | 0 | - | -
- | - | Group #: | [Enter name of group] | - | 0 | - | -
- | Input
- | Input
- | Input
- | Input
- | Input
Unused licences: | Derivation | Licence number | Source name | Source type | DYAA deployable output (Ml/d) | Annual licensed quantity (Ml/d) | Reason licence is unused
0.3BL | Sum (0.3BL+...) | - | - | - | 0 | 0 | -
Input
- | Input
New licences (within current AMP): | Derivation | Licence number | Source name | Source type | DYAA deployable output (Ml/d) | Annual licensed quantity (Ml/d) | Status of licence
0.4BL | Sum (0.4BL+...) | - | - | - | 0 | 0 | -
Input
- | Input
- | - | - | - | - | - | - | -
Company: |  | Severn Trent Water
Resource Zone Name: |  | Ruyton
Resource Zone Number: |  | 10
Planning Scenario Name: |  | Dry Year Annual Average
Chosen Level of Service: |  | No more than 3 in 100 Temporary Use Bans

## 2. BL Supply
Table 2: Baseline supply
| Row ref | Component | Derivation | Unit | decimal places | 2016-17 | For info 2017-18 | For info 2018-19 | For info 2019-20 | 2020-21 | 2021-22 | 2022-23 | 2023-24 | 2024-25 | 2025-26 | 2026-27 | 2027-28 | 2028-29 | 2029-30 | 2030-31 | 2031-32 | 2032-33 | 2033-34 | 2034-35 | 2035-36 | 2036-37 | 2037-38 | 2038-39 | 2039-40 | 2040-41 | 2041-42 | 2042-43 | 2043-44 | 2044-45
| 1BL | Raw water abstracted | Input | Ml/d | 2 | 5.32 | 5.32 | 5.32 | 5.32 | 5.32 | 5.32 | 5.32 | 5.32 | 5.32 | 5.32 | 5.32 | 5.32 | 5.32 | 5.32 | 5.32 | 5.32 | 5.32 | 5.32 | 5.32 | 5.32 | 5.32 | 5.32 | 5.32 | 5.32 | 5.32 | 5.32 | 5.32 | 5.32 | 5.32
Resources | 2BL | Total raw water imported | sum(2.1BL+2.2BL+2.3BL...) | Ml/d | 2 | 0 | 0 | 0 | 0 | 0 | 0 | 0 | 0 | 0 | 0 | 0 | 0 | 0 | 0 | 0 | 0 | 0 | 0 | 0 | 0 | 0 | 0 | 0 | 0 | 0 | 0 | 0 | 0 | 0
| 2.1BL+ | Raw water imported from: None | Input | Ml/d | 2 | 0 | 0 | 0 | 0 | 0 | 0 | 0 | 0 | 0 | 0 | 0 | 0 | 0 | 0 | 0 | 0 | 0 | 0 | 0 | 0 | 0 | 0 | 0 | 0 | 0 | 0 | 0 | 0 | 0
| - | - | - | - | 2 |  | - | - | - | bar: 2021-22 to 2044-45
| 3BL | Total potable water imported | sum(3.1BL+3.2BL+3.3BL...) | Ml/d | 2 | 0 | 0 | 0 | 0 | 0 | 0 | 0 | 0 | 0 | 0 | 0 | 0 | 0 | 0 | 0 | 0 | 0 | 0 | 0 | 0 | 0 | 0 | 0 | 0 | 0 | 0 | 0 | 0 | 0
| 3.1BL+ | Potable water imported from: None | Input | Ml/d | 2 | 0 | 0 | 0 | 0 | 0 | 0 | 0 | 0 | 0 | 0 | 0 | 0 | 0 | 0 | 0 | 0 | 0 | 0 | 0 | 0 | 0 | 0 | 0 | 0 | 0 | 0 | 0 | 0 | 0
| - | - | - | - | 2 | - | - | - | - | bar: 2020-21 to 2044-45
| 5BL | Total raw water exported (raw exports and non potable uses) | sum(5.1BL+5.2BL+...) | Ml/d | 2 | 0 | 0 | 0 | 0 | 0 | 0 | 0 | 0 | 0 | 0 | 0 | 0 | 0 | 0 | 0 | 0 | 0 | 0 | 0 | 0 | 0 | 0 | 0 | 0 | 0 | 0 | 0 | 0 | 0
| 5.1BL | Non potable water supplied to: None | Input | Ml/d | 2 | 0 | 0 | 0 | 0 | 0 | 0 | 0 | 0 | 0 | 0 | 0 | 0 | 0 | 0 | 0 | 0 | 0 | 0 | 0 | 0 | 0 | 0 | 0 | 0 | 0 | 0 | 0 | 0 | 0
| 5.2BL+ | Raw water export to: None | Input | Ml/d | 2 | 0 | 0 | 0 | 0 | 0 | 0 | 0 | 0 | 0 | 0 | 0 | 0 | 0 | 0 | 0 | 0 | 0 | 0 | 0 | 0 | 0 | 0 | 0 | 0 | 0 | 0 | 0 | 0 | 0
| - | - | - | - | 2 | - | - | - | - | bar: 2020-21 to 2044-45
| 6BL | Total potable water exported | sum(6.1BL+6.2BL+6.3BL...) | Ml/d | 2 | 0 | 0 | 0 | 0 | 0 | 0 | 0 | 0 | 0 | 0 | 0 | 0 | 0 | 0 | 0 | 0 | 0 | 0 | 0 | 0 | 0 | 0 | 0 | 0 | 0 | 0 | 0 | 0 | 0
| 6.1BL+ | Potable water export to: None | Input | Ml/d | 2 | 0 | 0 | 0 | 0 | 0 | 0 | 0 | 0 | 0 | 0 | 0 | 0 | 0 | 0 | 0 | 0 | 0 | 0 | 0 | 0 | 0 | 0 | 0 | 0 | 0 | 0 | 0 | 0 | 0
| - | - | - | Ml/d | 2 | - | - | - | - | bar: 2020-21 to 2044-45
| 7BL | Deployable Output (baseline profile without reductions) | sum(0.1Bl+0.2BL+0.3BL+0.4BL) | Ml/d | 2 | 5.32 | 5.32 | 5.32 | 5.32 | 5.32 | 5.32 | 5.32 | 5.32 | 5.32 | 5.32 | 5.32 | 5.32 | 5.32 | 5.32 | 5.32 | 5.32 | 5.32 | 5.32 | 5.32 | 5.32 | 5.32 | 5.32 | 5.32 | 5.32 | 5.32 | 5.32 | 5.32 | 5.32 | 5.32
Resource (and process) Losses | 8BL | Baseline forecast changes to Deployable Output | sum(8.1BL+8.2BL+8.3BL) | Ml/d | 2 | 0 | 0 | 0 | 0 | 0 | 0 | 0 | 0 | 0 | 0 | 0 | 0 | 0 | 0 | 0 | 0 | 0 | 0 | 0 | 0 | 0 | 0 | 0 | 0 | 0 | 0 | 0 | 0 | 0
| 8.1BL | Change in DO due to climate change | Input (reductions must be expressed as -ve) | Ml/d | 2 | 0 | 0 | 0 | 0 | 0 | 0 | 0 | 0 | 0 | 0 | 0 | 0 | 0 | 0 | 0 | 0 | 0 | 0 | 0 | 0 | 0 | 0 | 0 | 0 | 0 | 0 | 0 | 0 | 0
| 8.2BL | Reductions to restore sustainable abstraction | sum(8.2BL sub components) | Ml/d | 2 | 0 | 0 | 0 | 0 | 0 | 0 | 0 | 0 | 0 | 0 | 0 | 0 | 0 | 0 | 0 | 0 | 0 | 0 | 0 | 0 | 0 | 0 | 0 | 0 | 0 | 0 | 0 | 0 | 0
| 8.2BL+ | WINEP 3 | Input (zero or negative number) | Ml/d | 2 | 0 | 0 | 0 | 0 | 0 | 0 | 0 | 0 | 0 | 0 | 0 | 0 | 0 | 0 | 0 | 0 | 0 | 0 | 0 | 0 | 0 | 0 | 0 | 0 | 0 | 0 | 0 | 0 | 0
| - |  | - | - | 2 | 0 | 0 | 0 | 0 | 0 | 0 | 0 | 0 | 0 | 0 | 0 | 0 | 0 | 0 | 0 | 0 | 0 | 0 | 0 | 0 | 0 | 0 | 0 | 0 | 0 | 0 | 0 | 0 | 0
| 8.3BL | Total other changes to DO (specify, e.g. nitrates): None | Input (reductions must be expressed as -ve) | Ml/d | 2 | 0 | 0 | 0 | 0 | 0 | 0 | 0 | 0 | 0 | 0 | 0 | 0 | 0 | 0 | 0 | 0 | 0 | 0 | 0 | 0 | 0 | 0 | 0 | 0 | 0 | 0 | 0 | 0 | 0
| 9BL | Raw water losses, treatment works losses and operational use | Input | Ml/d | 2 | 0 | 0 | 0 | 0 | 0 | 0 | 0 | 0 | 0 | 0 | 0 | 0 | 0 | 0 | 0 | 0 | 0 | 0 | 0 | 0 | 0 | 0 | 0 | 0 | 0 | 0 | 0 | 0 | 0
| 10BL | Outage allowance | Input | Ml/d | 2 | 0.21752 | 0.21752 | 0.21752 | 0.21752 | 0.21752 | 0.21752 | 0.21752 | 0.21752 | 0.21752 | 0.21752 | 0.21752 | 0.21752 | 0.21752 | 0.21752 | 0.21752 | 0.21752 | 0.21752 | 0.21752 | 0.21752 | 0.21752 | 0.21752 | 0.21752 | 0.21752 | 0.21752 | 0.21752 | 0.21752 | 0.21752 | 0.21752 | 0.21752
|  | Company: | Severn Trent Water
|  | Resource Zone Name: | Ruyton
|  | Resource Zone Number: | 10
|  | Planning Scenario Name: | Dry Year Annual Average
|  | Chosen Level of Service: | No more than 3 in 100 Temporary Use Bans

## 3. BL Demand
Table 3: Baseline demand
| Row ref | Component | Derivation | Unit | Decimal places | 2016-17 | For info 2017-18 | For info 2018-19 | For info 2019-20 | 2020-21 | 2021-22 | 2022-23 | 2023-24 | 2024-25 | 2025-26 | 2026-27 | 2027-28 | 2028-29 | 2029-30 | 2030-31 | 2031-32 | 2032-33 | 2033-34 | 2034-35 | 2035-36 | 2036-37 | 2037-38 | 2038-39 | 2039-40 | 2040-41 | 2041-42 | 2042-43 | 2043-44 | 2044-45
Consumption | 19BL | Water delivered measured non-household | Input | Ml/d | 2 | 0.82699 | 0.83083 | 0.83147 | 0.83253 | 0.83129 | 0.83505 | 0.83743 | 0.83941 | 0.83817 | 0.84036 | 0.84022 | 0.84002 | 0.83755 | 0.83951 | 0.83935 | 0.83922 | 0.83672 | 0.83853 | 0.83789 | 0.83709 | 0.83381 | 0.83536 | 0.83477 | 0.83418 | 0.83135 | 0.83302 | 0.83245 | 0.83188 | 0.82907
| 20BL | Water delivered unmeasured non- household | Input | Ml/d | 2 | 0.008341 | 0.008341 | 0.008341 | 0.008341 | 0.008341 | 0.008341 | 0.008341 | 0.008341 | 0.008341 | 0.008341 | 0.008341 | 0.008341 | 0.008341 | 0.008341 | 0.008341 | 0.008341 | 0.008341 | 0.008341 | 0.008341 | 0.008341 | 0.008341 | 0.008341 | 0.008341 | 0.008341 | 0.008341 | 0.008341 | 0.008341 | 0.008341 | 0.008341
| 21BL | Water delivered measured household | Input | Ml/d | 2 | 1.0129 | 1.0398 | 1.067 | 1.0951 | 1.1215 | 1.1494 | 1.1774 | 1.2051 | 1.2326 | 1.2602 | 1.2863 | 1.3125 | 1.3384 | 1.3643 | 1.3846 | 1.4045 | 1.424 | 1.4431 | 1.4617 | 1.4807 | 1.4997 | 1.5183 | 1.5363 | 1.5542 | 1.5716 | 1.5886 | 1.6055 | 1.622 | 1.6373
| 22BL | Water delivered unmeasured household | Input | Ml/d | 2 | 0.80642 | 0.78535 | 0.76488 | 0.74535 | 0.7259 | 0.70691 | 0.68866 | 0.67091 | 0.65366 | 0.63698 | 0.62115 | 0.60581 | 0.59082 | 0.57627 | 0.5617 | 0.54757 | 0.53384 | 0.52051 | 0.50748 | 0.49509 | 0.48302 | 0.47125 | 0.45971 | 0.44854 | 0.43765 | 0.42704 | 0.41674 | 0.4067 | 0.39806
| 23BL | Measured Non Household - Consumption | 19BL-34BL | Ml/d | 2 | 0.81337 | 0.81721 | 0.81784 | 0.81891 | 0.81767 | 0.82143 | 0.82381 | 0.82578 | 0.82455 | 0.82674 | 0.8266 | 0.8264 | 0.82393 | 0.82588 | 0.82573 | 0.8256 | 0.8231 | 0.82491 | 0.82427 | 0.82346 | 0.82019 | 0.82174 | 0.82115 | 0.82056 | 0.81773 | 0.8194 | 0.81883 | 0.81825 | 0.81545
| 24BL | Unmeasured Non Household - Consumption | 20BL-35BL | Ml/d | 2 | 0.0079218 | 0.0079218 | 0.0079218 | 0.0079218 | 0.0079218 | 0.0079218 | 0.0079218 | 0.0079218 | 0.0079218 | 0.0079218 | 0.0079218 | 0.0079218 | 0.0079218 | 0.0079218 | 0.0079218 | 0.0079218 | 0.0079218 | 0.0079218 | 0.0079218 | 0.0079218 | 0.0079218 | 0.0079218 | 0.0079218 | 0.0079218 | 0.0079218 | 0.0079218 | 0.0079218 | 0.0079218 | 0.0079218
| 25BL | Measured Household - Consumption | 21BL-36BL | Ml/d | 2 | 0.90527 | 0.93126 | 0.95763 | 0.98489 | 1.0105 | 1.0376 | 1.0648 | 1.0917 | 1.1185 | 1.1453 | 1.1707 | 1.1962 | 1.2214 | 1.2466 | 1.2662 | 1.2855 | 1.3043 | 1.3229 | 1.3408 | 1.3592 | 1.3776 | 1.3957 | 1.4131 | 1.4304 | 1.4472 | 1.4637 | 1.48 | 1.4959 | 1.5107
| 26BL | Unmeasured Household - Consumption | 22BL-37BL | Ml/d | 2 | 0.71333 | 0.69327 | 0.67383 | 0.65532 | 0.63685 | 0.61883 | 0.60153 | 0.58471 | 0.56837 | 0.55258 | 0.53764 | 0.52316 | 0.50902 | 0.49531 | 0.48156 | 0.46824 | 0.45529 | 0.44275 | 0.43048 | 0.41884 | 0.40751 | 0.39646 | 0.38563 | 0.37517 | 0.36496 | 0.35502 | 0.34539 | 0.336 | 0.328
| 27 - | Percentage of consumption driven by climate change | Input | % | 1 | 0 | 0.032311 | 0.064601 | 0.09687 | 0.12912 | 0.16135 | 0.19355 | 0.22574 | 0.2579 | 0.29005 | 0.32217 | 0.35428 | 0.38636 | 0.41842 | 0.45046 | 0.48248 | 0.51448 | 0.54646 | 0.57842 | 0.61036 | 0.64228 | 0.67417 | 0.70605 | 0.73791 | 0.76974 | 0.80156 | 0.83335 | 0.86513 | 0.89688
| 28 - | Volume of consumption driven by climate change |  | Ml/d | 1 | 0 | 0.00079151 | 0.0015874 | 0.0023898 | 0.003193 | 0.0040107 | 0.004835 | 0.0056664 | 0.0064975 | 0.0073456 | 0.0081925 | 0.009047 | 0.0098995 | 0.010777 | 0.011628 | 0.012483 | 0.013328 | 0.0142 | 0.015059 | 0.015927 | 0.016784 | 0.017676 | 0.018554 | 0.019437 | 0.020305 | 0.02121 | 0.022102 | 0.022996 | 0.023875
PCC and consumption by component | 29BL | Measured Household - PCC | (25BL*1,000,000)/(51BL*1,000) | l/h/d | 1 | 129.1 | 129.1 | 129 | 129.1 | 129.1 | 129.3 | 129.6 | 130 | 130.3 | 130.8 | 131.2 | 131.7 | 132.3 | 132.8 | 132.9 | 133 | 133 | 133.1 | 133.2 | 133.4 | 133.6 | 133.8 | 134.1 | 134.3 | 134.5 | 134.7 | 134.9 | 135.1 | 135.4
| 29.1BL | Measured toilet flushing | Input | l/h/d | 1 | 28.0255 | 27.2438 | 26.4982 | 25.7851 | 25.108 | 24.4695 | 23.8587 | 23.2736 | 22.7129 | 22.1729 | 21.6433 | 21.1293 | 20.6327 | 20.1489 | 20.1674 | 20.1852 | 20.2029 | 20.2196 | 20.2381 | 20.2584 | 20.2802 | 20.3014 | 20.3239 | 20.3432 | 20.3622 | 20.3805 | 20.3976 | 20.4139 | 20.4361
| 29.2BL | Measured personal washing | Input | l/h/d | 1 | 56.7122 | 57.8348 | 58.9529 | 60.0668 | 61.1876 | 62.3502 | 63.5176 | 64.6921 | 65.8777 | 67.0709 | 68.2414 | 69.4171 | 70.6095 | 71.8079 | 72.0118 | 72.2125 | 72.4119 | 72.607 | 72.8084 | 73.0156 | 73.2274 | 73.4367 | 73.6508 | 73.8529 | 74.0538 | 74.2521 | 74.4462 | 74.6372 | 74.8498
| 29.3BL | Measured clothes washing | Input | l/h/d | 1 | 16.0531 | 15.9787 | 15.9063 | 15.8357 | 15.7698 | 15.7157 | 15.6649 | 15.6175 | 15.5741 | 15.5336 | 15.4888 | 15.4459 | 15.4072 | 15.3701 | 15.2896 | 15.2079 | 15.1254 | 15.0413 | 14.958 | 14.8752 | 14.7929 | 14.7094 | 14.6261 | 14.5399 | 14.4527 | 14.3644 | 14.2747 | 14.1837 | 14.0962
| 29.4BL | Measured dish washing | Input | l/h/d | 1 | 12.7662 | 12.7894 | 12.8113 | 12.8319 | 12.8539 | 12.8843 | 12.9151 | 12.9467 | 12.9799 | 13.014 | 13.0426 | 13.0716 | 13.103 | 13.1348 | 13.1627 | 13.19 | 13.2171 | 13.2434 | 13.2708 | 13.2993 | 13.3287 | 13.3577 | 13.3874 | 13.415 | 13.4423 | 13.4691 | 13.4952 | 13.5206 | 13.5499
| 29.5BL | Measured miscellaneous internal use | Input | l/h/d | 1 | 14.2838 | 14.231 | 14.1821 | 14.1367 | 14.0984 | 14.0702 | 14.0467 | 14.028 | 14.0143 | 14.0046 | 13.9949 | 13.9879 | 13.9856 | 13.9856 | 13.9858 | 13.9872 | 13.9902 | 13.9939 | 14.0004 | 14.0093 | 14.02 | 14.0315 | 14.045 | 14.0574 | 14.0705 | 14.0841 | 14.0978 | 14.1117 | 14.1306
| 29.6BL | Measured external use | Input | l/h/d | 1 | 1.3073 | 1.3516 | 1.3956 | 1.4393 | 1.4832 | 1.528 | 1.5729 | 1.6178 | 1.6631 | 1.7085 | 1.7535 | 1.7988 | 1.8444 | 1.8903 | 1.9337 | 1.9768 | 2.0196 | 2.0622 | 2.1046 | 2.1468 | 2.1889 | 2.2306 | 2.2722 | 2.3133 | 2.3541 | 2.3946 | 2.4348 | 2.4746 | 2.5143
| 29.7BL | Measured water efficiency savings | Input | l/h/d | 1 | -0.048019 | -0.32931 | -0.74632 | -0.99565 | -1.4008 | -1.7178 | -1.9759 | -2.1757 | -2.522 | -2.7045 | -2.9645 | -3.1505 | -3.2824 | -3.5375 | -3.6509 | -3.7597 | -3.9671 | -4.0674 | -4.1802 | -4.2046 | -4.238 | -4.2673 | -4.2055 | -4.2216 | -4.2356 | -4.2449 | -4.2462 | -4.2417 | -4.1769
| 30BL | Unmeasured Household - PCC | (26BL*1,000,000)/(52BL*1,000) | l/h/d | 1 | 134.8 | 135 | 135.2 | 135.5 | 135.6 | 135.8 | 136.1 | 136.4 | 136.7 | 137 | 137.3 | 137.6 | 137.9 | 138.2 | 138.4 | 138.6 | 138.8 | 139 | 139.2 | 139.5 | 139.9 | 140.2 | 140.5 | 140.8 | 141.1 | 141.4 | 141.7 | 142 | 142.1
| 30.1BL | Unmeasured toilet flushing | Input | l/h/d | 1 | 30.2947 | 29.6503 | 28.9937 | 28.3258 | 27.6492 | 26.979 | 26.2995 | 25.6117 | 24.9171 | 24.2142 | 23.494 | 22.766 | 22.0334 | 21.2931 | 21.3399 | 21.3847 | 21.428 | 21.4691 | 21.5104 | 21.5519 | 21.5931 | 21.6324 | 21.6714 | 21.7062 | 21.7393 | 21.7704 | 21.799 | 21.8254 | 21.823
| 30.2BL | Unmeasured personal washing | Input | l/h/d | 1 | 56.485 | 57.5758 | 58.6644 | 59.7512 | 60.8408 | 61.9675 | 63.0976 | 64.2328 | 65.3767 | 66.5255 | 67.6529 | 68.7833 | 69.9261 | 71.0719 | 71.3457 | 71.6139 | 71.878 | 72.1354 | 72.3946 | 72.655 | 72.9156 | 73.1705 | 73.4251 | 73.6664 | 73.9027 | 74.1329 | 74.3555 | 74.5714 | 74.6893
| 30.3BL | Unmeasured clothes washing | Input | l/h/d | 1 | 16.2528 | 16.2301 | 16.2038 | 16.1742 | 16.1425 | 16.1178 | 16.0911 | 16.0628 | 16.0339 | 16.0034 | 15.9651 | 15.9252 | 15.8857 | 15.8445 | 15.7782 | 15.7097 | 15.6393 | 15.5665 | 15.4932 | 15.4192 | 15.3443 | 15.2674 | 15.1894 | 15.1078 | 15.0243 | 14.9388 | 14.8509 | 14.7609 | 14.6509
| 30.4BL | Unmeasured dish washing | Input | l/h/d | 1 | 12.8631 | 12.9131 | 12.9608 | 13.0064 | 13.051 | 13.1019 | 13.1518 | 13.201 | 13.2504 | 13.2991 | 13.342 | 13.3841 | 13.4272 | 13.4695 | 13.511 | 13.5514 | 13.5909 | 13.6291 | 13.6675 | 13.7061 | 13.7447 | 13.7821 | 13.8193 | 13.854 | 13.8877 | 13.9202 | 13.9512 | 13.9808 | 13.9921
| 30.5BL | Unmeasured miscellaneous internal use | Input | l/h/d | 1 | 17.5128 | 17.5942 | 17.6727 | 17.7484 | 17.8228 | 17.906 | 17.9879 | 18.069 | 18.1504 | 18.2311 | 18.304 | 18.3758 | 18.4491 | 18.5213 | 18.5927 | 18.6626 | 18.7314 | 18.7985 | 18.866 | 18.9339 | 19.0018 | 19.0682 | 19.1346 | 19.1975 | 19.2591 | 19.319 | 19.3771 | 19.4333 | 19.4641
| 30.6BL | Unmeasured external use | Input | l/h/d | 1 | 1.3891 | 1.439 | 1.4884 | 1.5374 | 1.586 | 1.635 | 1.6836 | 1.7318 | 1.7798 | 1.8273 | 1.874 | 1.9202 | 1.9662 | 2.0118 | 2.0564 | 2.1004 | 2.1439 | 2.1868 | 2.2291 | 2.2709 | 2.3121 | 2.3526 | 2.3924 | 2.4315 | 2.4699 | 2.5076 | 2.5445 | 2.5807 | 2.6164
| 30.7BL | Unmeasured water efficiency savings | Input | l/h/d | 1 | 0.0024531 | -0.40262 | -0.78382 | -1.0435 | -1.4925 | -1.9073 | -2.2115 | -2.5093 | -2.8082 | -3.1006 | -3.3319 | -3.5546 | -3.7877 | -4.0121 | -4.2239 | -4.4227 | -4.6114 | -4.7852 | -4.9608 | -5.037 | -5.0116 | -5.0731 | -5.1322 | -5.1634 | -5.183 | -5.1888 | -5.1781 | -5.1525 | -5.1358
| 31BL | Average Household - PCC | ((25BL+26BL)*1,000,000))/(51BL+52BL*1,000) | l/h/d | 1 | 131.5784 | 131.526 | 131.5053 | 131.5873 | 131.5473 | 131.6903 | 131.8964 | 132.1316 | 132.4184 | 132.7574 | 133.0834 | 133.444 | 133.862 | 134.3118 | 134.3599 | 134.4092 | 134.4628 | 134.5151 | 134.5834 | 134.7729 | 134.9866 | 135.194 | 135.405 | 135.5945 | 135.7803 | 135.9602 | 136.1429 | 136.3182 | 136.5025
| 32BL | Water Taken Unbilled | Input | Ml/d | 2 | 0.093258 | 0.093258 | 0.093258 | 0.093258 | 0.093258 | 0.093258 | 0.093258 | 0.093258 | 0.093258 | 0.093258 | 0.093258 | 0.093258 | 0.093258 | 0.093258 | 0.093258 | 0.093258 | 0.093258 | 0.093258 | 0.093258 | 0.093258 | 0.093258 | 0.093258 | 0.093258 | 0.093258 | 0.093258 | 0.093258 | 0.093258 | 0.093258 | 0.093258
| 33BL | Distribution System Operational Use | Input | Ml/d | 2 | 0.011893 | 0.011893 | 0.011893 | 0.011893 | 0.011893 | 0.011893 | 0.011893 | 0.011893 | 0.011893 | 0.011893 | 0.011893 | 0.011893 | 0.011893 | 0.011893 | 0.011893 | 0.011893 | 0.011893 | 0.011893 | 0.011893 | 0.011893 | 0.011893 | 0.011893 | 0.011893 | 0.011893 | 0.011893 | 0.011893 | 0.011893 | 0.011893 | 0.011893
Leakage | 34BL | Measured Non Household - USPL | Input | Ml/d | 2 | 0.013621 | 0.013621 | 0.013621 | 0.013621 | 0.013621 | 0.013621 | 0.013621 | 0.013621 | 0.013621 | 0.013621 | 0.013621 | 0.013621 | 0.013621 | 0.013621 | 0.013621 | 0.013621 | 0.013621 | 0.013621 | 0.013621 | 0.013621 | 0.013621 | 0.013621 | 0.013621 | 0.013621 | 0.013621 | 0.013621 | 0.013621 | 0.013621 | 0.013621
| 35BL | Unmeasured Non Household - USPL | Input | Ml/d | 2 | 0.00041925 | 0.00041925 | 0.00041925 | 0.00041925 | 0.00041925 | 0.00041925 | 0.00041925 | 0.00041925 | 0.00041925 | 0.00041925 | 0.00041925 | 0.00041925 | 0.00041925 | 0.00041925 | 0.00041925 | 0.00041925 | 0.00041925 | 0.00041925 | 0.00041925 | 0.00041925 | 0.00041925 | 0.00041925 | 0.00041925 | 0.00041925 | 0.00041925 | 0.00041925 | 0.00041925 | 0.00041925 | 0.00041925
| 36BL | Measured Household - USPL | Input | Ml/d | 2 | 0.10767 | 0.10852 | 0.10937 | 0.11022 | 0.11103 | 0.11183 | 0.11261 | 0.11338 | 0.11413 | 0.11486 | 0.11559 | 0.1163 | 0.11699 | 0.11767 | 0.11834 | 0.11899 | 0.11963 | 0.12026 | 0.12088 | 0.12148 | 0.12208 | 0.12266 | 0.12323 | 0.12379 | 0.12433 | 0.12492 | 0.1255 | 0.12606 | 0.12662
| 37BL | Unmeasured Household - USPL | Input | Ml/d | 2 | 0.093093 | 0.092071 | 0.091049 | 0.090027 | 0.089045 | 0.088081 | 0.087134 | 0.086204 | 0.085291 | 0.084394 | 0.083513 | 0.082647 | 0.081797 | 0.080962 | 0.080141 | 0.079335 | 0.078544 | 0.077766 | 0.077002 | 0.076251 | 0.075513 | 0.074789 | 0.074077 | 0.073377 | 0.072689 | 0.072014 | 0.07135 | 0.070698 | 0.070057
| 38BL | Void Properties - USPL | Input | Ml/d | 2 | 0.013621 | 0.013621 | 0.013621 | 0.013621 | 0.013621 | 0.013621 | 0.013621 | 0.013621 | 0.013621 | 0.013621 | 0.013621 | 0.013621 | 0.013621 | 0.013621 | 0.013621 | 0.013621 | 0.013621 | 0.013621 | 0.013621 | 0.013621 | 0.013621 | 0.013621 | 0.013621 | 0.013621 | 0.013621 | 0.013621 | 0.013621 | 0.013621 | 0.013621 | 0.012764
| 39BL | Distribution Losses | Input | Ml/d | 2 | 1.5016 | 1.4718 | 1.432 | 1.4023 | 1.4025 | 1.4028 | 1.403 | 1.4032 | 1.4034 | 1.4036 | 1.4039 | 1.4041 | 1.4043 | 1.4045 | 1.4047 | 1.4049 | 1.4051 | 1.4053 | 1.4055 | 1.4057 | 1.4059 | 1.406 | 1.4062 | 1.4064 | 1.4066 | 1.4073 | 1.4079 | 1.4086 | 1.4092
| 40BL | Total Leakage | sum(34BL:39BL) | Ml/d | 2 | 1.73 | 1.7001 | 1.6601 | 1.6302 | 1.6303 | 1.6303 | 1.6304 | 1.6304 | 1.6305 | 1.6306 | 1.6306 | 1.6307 | 1.6307 | 1.6308 | 1.6308 | 1.6309 | 1.6309 | 1.631 | 1.631 | 1.6311 | 1.6311 | 1.6312 | 1.6312 | 1.6312 | 1.6313 | 1.6319 | 1.6324 | 1.633 | 1.6336
| 41BL | Total Leakage | (40BL*1,000,000)/(48BL*1,000) | l/prop/d | 2 | 317.9335 | 309.2742 | 298.99 | 290.6953 | 287.8567 | 284.7873 | 281.7828 | 278.841 | 275.9601 | 273.1382 | 270.6583 | 268.2232 | 265.8314 | 263.482 | 261.1737 | 258.9056 | 256.6765 | 254.4854 | 252.3315 | 250.2137 | 248.0663 | 245.9554 | 243.8801 | 241.8396 | 239.8329 | 237.9389 | 236.0744 | 234.2387 | 232.4311
Customer: Properties | 42BL | Measured non-households - properties | Input (total, excluding voids) | 000's | 2 | 0.4764 | 0.47813 | 0.47986 | 0.48159 | 0.48332 | 0.48505 | 0.48678 | 0.48851 | 0.49024 | 0.49196 | 0.49369 | 0.49542 | 0.49714 | 0.49886 | 0.50059 | 0.50231 | 0.50403 | 0.50576 | 0.50748 | 0.5092 | 0.51092 | 0.51264 | 0.51436 | 0.51608 | 0.51779 | 0.51951 | 0.52123 | 0.52294 | 0.52466
| 43BL | Unmeasured non-households - properties | Input (total, excluding voids) | 000's | 2 | 0.00965 | 0.0094907 | 0.0093315 | 0.0091722 | 0.009013 | 0.0088537 | 0.0086944 | 0.0085352 | 0.0083759 | 0.0082167 | 0.0080574 | 0.0078982 | 0.0077389 | 0.0075796 | 0.0074204 | 0.0072611 | 0.0071019 | 0.0069426 | 0.0067833 | 0.0066241 | 0.0064648 | 0.0063056 | 0.0061463 | 0.005987 | 0.0058278 | 0.0056685 | 0.0055093 | 0.00535 | 0.0051907
| 44BL | All void non-households - properties | Input (voids in each year) | 000's | 2 | 0.1065 | 0.1065 | 0.1065 | 0.1065 | 0.1065 | 0.1065 | 0.1065 | 0.1065 | 0.1065 | 0.1065 | 0.1065 | 0.1065 | 0.1065 | 0.1065 | 0.1065 | 0.1065 | 0.1065 | 0.1065 | 0.1065 | 0.1065 | 0.1065 | 0.1065 | 0.1065 | 0.1065 | 0.1065 | 0.1065 | 0.1065 | 0.1065 | 0.1065
| 45BL | Total measured households - properties (excl void) | Pre-plan year = input. Forecast years = Previous year 45BL + sum(45.1BL:45.6BL) | 000's | 2 | 2.5516 | 2.6438 | 2.736 | 2.8281 | 2.9186 | 3.0141 | 3.1089 | 3.2031 | 3.2965 | 3.3893 | 3.4751 | 3.5603 | 3.6449 | 3.7288 | 3.8122 | 3.895 | 3.9773 | 4.0589 | 4.1401 | 4.2207 | 4.3025 | 4.3838 | 4.4646 | 4.5449 | 4.6248 | 4.7041 | 4.7831 | 4.8615 | 4.9396
| 45.1BL | New build properties - properties | Input (new builds in each year) | 000's | 2 | 0.056946 | 0.056874 | 0.056804 | 0.056736 | 0.056671 | 0.062328 | 0.062261 | 0.062197 | 0.062136 | 0.062077 | 0.055701 | 0.055651 | 0.055602 | 0.055555 | 0.055509 | 0.055465 | 0.055422 | 0.05538 | 0.055339 | 0.0553 | 0.056969 | 0.056931 | 0.056894 | 0.056858 | 0.056823 | 0.05679 | 0.056757 | 0.056725 | 0.056694
| 45.2BL | Meter optants - properties | Input (meter optants in each year) | 000's | 2 | 0.014 | 0.036943 | 0.036894 | 0.036847 | 0.035321 | 0.034629 | 0.033954 | 0.033292 | 0.032646 | 0.032014 | 0.031392 | 0.030786 | 0.030193 | 0.029613 | 0.029043 | 0.028487 | 0.027943 | 0.027409 | 0.026887 | 0.026375 | 0.025876 | 0.025386 | 0.024905 | 0.024435 | 0.023974 | 0.023523 | 0.023081 | 0.022647 | 0.022222
| 45.3BL | Compulsory metering - properties | Input (compulsory meters in each year) | 000's | 2 | 0 | 0 | 0 | 0 | 0 | 0 | 0 | 0 | 0 | 0 | 0 | 0 | 0 | 0 | 0 | 0 | 0 | 0 | 0 | 0 | 0 | 0 | 0 | 0 | 0 | 0 | 0 | 0 | 0
| 45.4BL | Metering on change of occupancy - properties | Input (change of occupancy meters in each year) | 000's | 2 | 0 | 0 | 0 | 0 | 0 | 0 | 0 | 0 | 0 | 0 | 0 | 0 | 0 | 0 | 0 | 0 | 0 | 0 | 0 | 0 | 0 | 0 | 0 | 0 | 0 | 0 | 0 | 0 | 0
| 45.5BL | Selective metering - properties | Input (selective meters in each year) | 000's | 2 | 0 | 0 | 0 | 0 | 0 | 0 | 0 | 0 | 0 | 0 | 0 | 0 | 0 | 0 | 0 | 0 | 0 | 0 | 0 | 0 | 0 | 0 | 0 | 0 | 0 | 0 | 0 | 0 | 0
| 45.6BL | Other changes to existing metering - properties | Input (other changes to meters in each year) | 000's | 2 | 0 | -0.0015816 | -0.0015437 | -0.0015073 | -0.0014721 | -0.0014293 | -0.0013935 | -0.001359 | -0.0013258 | -0.0012937 | -0.00128 | -0.0012528 | -0.0012265 | -0.001201 | -0.0011762 | -0.0011522 | -0.001129 | -0.0011064 | -0.0010846 | -0.0010633 | -0.0010351 | -0.0010146 | -0.00099477 | -0.00097547 | -0.00095673 | -0.00093852 | -0.00092083 | -0.00090363 | -0.00088692
| 45.7BL | Measured void households - properties | Input (voids in each year) | 000's | 2 | 0.11941 | 0.11941 | 0.11941 | 0.11941 | 0.11941 | 0.11941 | 0.11941 | 0.11941 | 0.11941 | 0.11941 | 0.11941 | 0.11941 | 0.11941 | 0.11941 | 0.11941 | 0.11941 | 0.11941 | 0.11941 | 0.11941 | 0.11941 | 0.11941 | 0.11941 | 0.11941 | 0.11941 | 0.11941 | 0.11941 | 0.11941 | 0.11941 | 0.11941
| 46BL | Unmeasured households - properties (excl void) | Input (total) | 000's | 2 | 2.0969 | 2.0586 | 2.0204 | 1.9823 | 1.9457 | 1.9099 | 1.8747 | 1.8403 | 1.8065 | 1.7734 | 1.7409 | 1.709 | 1.6778 | 1.6472 | 1.6171 | 1.5877 | 1.5588 | 1.5304 | 1.5026 | 1.4753 | 1.4486 | 1.4223 | 1.3966 | 1.3713 | 1.3465 | 1.3222 | 1.2983 | 1.2749 | 1.2519
| 47BL | Unmeasured void households - properties | Input (voids in each year) | 000's | 2 | 0.08093 | 0.08093 | 0.08093 | 0.08093 | 0.08093 | 0.08093 | 0.08093 | 0.08093 | 0.08093 | 0.08093 | 0.08093 | 0.08093 | 0.08093 | 0.08093 | 0.08093 | 0.08093 | 0.08093 | 0.08093 | 0.08093 | 0.08093 | 0.08093 | 0.08093 | 0.08093 | 0.08093 | 0.08093 | 0.08093 | 0.08093 | 0.08093 | 0.08093
| 48BL | Total Resource Zone Properties (incl voids) | SUM(42BL:45BL)+45.7BL+46BL+47BL | 000's | 2 | 5.4414 | 5.4969 | 5.5524 | 5.6079 | 5.6635 | 5.7247 | 5.786 | 5.8472 | 5.9085 | 5.9697 | 6.0246 | 6.0795 | 6.1344 | 6.1893 | 6.2442 | 6.2991 | 6.354 | 6.4089 | 6.4638 | 6.5187 | 6.5753 | 6.6319 | 6.6885 | 6.7451 | 6.8017 | 6.8584 | 6.915 | 6.9716 | 7.0282
Customer: Population | 49BL | Measured Non Household - Population | Input (total) | 000's | 2 | 0.533 | 0.533 | 0.533 | 0.533 | 0.533 | 0.533 | 0.533 | 0.533 | 0.533 | 0.533 | 0.533 | 0.533 | 0.533 | 0.533 | 0.533 | 0.533 | 0.533 | 0.533 | 0.533 | 0.533 | 0.533 | 0.533 | 0.533 | 0.533 | 0.533 | 0.533 | 0.533 | 0.533 | 0.533
| 50BL | Unmeasured Non Household - Population | Input (total) | 000's | 2 | 0 | 0 | 0 | 0 | 0 | 0 | 0 | 0 | 0 | 0 | 0 | 0 | 0 | 0 | 0 | 0 | 0 | 0 | 0 | 0 | 0 | 0 | 0 | 0 | 0 | 0 | 0 | 0 | 0
| 51BL | Measured Household - Population | Input (total) | 000's | 2 | 7.0095 | 7.2159 | 7.4219 | 7.6275 | 7.8254 | 8.0222 | 8.2143 | 8.401 | 8.5813 | 8.7566 | 8.9208 | 9.0812 | 9.2346 | 9.3843 | 9.5282 | 9.6688 | 9.8058 | 9.9401 | 10.0683 | 10.1906 | 10.3111 | 10.4285 | 10.5401 | 10.6522 | 10.7609 | 10.8667 | 10.9705 | 11.0718 | 11.1611
| 52BL | Unmeasured Household - Population | Input (total) | 000's | 2 | 5.2919 | 5.1355 | 4.9842 | 4.8374 | 4.6975 | 4.5558 | 4.419 | 4.2866 | 4.1577 | 4.0328 | 3.916 | 3.803 | 3.6922 | 3.5849 | 3.4801 | 3.3788 | 3.2806 | 3.1857 | 3.0928 | 3.0021 | 2.9135 | 2.8277 | 2.7439 | 2.6637 | 2.5858 | 2.5104 | 2.4374 | 2.3668 | 2.3089
| 53BL | Total Resource Zone Population | Sum(49BL:52BL) | 000's | 2 | 12.8344 | 12.8845 | 12.9391 | 12.9978 | 13.0559 | 13.1111 | 13.1663 | 13.2206 | 13.272 | 13.3224 | 13.3698 | 13.4173 | 13.4598 | 13.5021 | 13.5413 | 13.5806 | 13.6194 | 13.6588 | 13.6942 | 13.7257 | 13.7576 | 13.7891 | 13.817 | 13.8488 | 13.8797 | 13.9101 | 13.9409 | 13.9717 | 14.003
Occupancy | 54BL | Measured Household - Occupancy Rate (average) (excl voids) | 51BL/45BL | h/prop | 1 | 2.7471 | 2.7293 | 2.7127 | 2.6971 | 2.6812 | 2.6616 | 2.6422 | 2.6228 | 2.6031 | 2.5836 | 2.567 | 2.5507 | 2.5336 | 2.5167 | 2.4994 | 2.4824 | 2.4655 | 2.4489 | 2.4319 | 2.4144 | 2.3965 | 2.3789 | 2.3608 | 2.3437 | 2.3268 | 2.31 | 2.2936 | 2.2774 | 2.2595
| 55BL | Unmeasured Household - Occupancy Rate | 52BL/46BL | h/prop | 1 | 2.5237 | 2.4947 | 2.4669 | 2.4403 | 2.4143 | 2.3854 | 2.3572 | 2.3293 | 2.3015 | 2.2741 | 2.2494 | 2.2252 | 2.2006 | 2.1764 | 2.152 | 2.1282 | 2.1046 | 2.0816 | 2.0583 | 2.0349 | 2.0113 | 1.9881 | 1.9648 | 1.9424 | 1.9204 | 1.8987 | 1.8774 | 1.8565 | 1.8443
Metering | 56BL | Total Household Metering penetration (excl. voids) | 45BL/45BL+46BL | % | 0 | 54.89% | 56.22% | 57.52% | 58.79% | 60% | 61.21% | 62.38% | 63.51% | 64.6% | 65.65% | 66.62% | 67.57% | 68.48% | 69.36% | 70.22% | 71.04% | 71.84% | 72.62% | 73.37% | 74.1% | 74.81% | 75.5% | 76.17% | 76.82% | 77.45% | 78.06% | 78.65% | 79.22% | 79.78%
| 57BL | Total Household Metering penetration (incl. voids) | 45BL/(45BL+45.7BL+46BL+47BL) | % | 0 | 52.62% | 53.93% | 55.2% | 56.44% | 57.63% | 58.82% | 59.97% | 61.08% | 62.16% | 63.2% | 64.16% | 65.09% | 65.99% | 66.87% | 67.72% | 68.54% | 69.33% | 70.11% | 70.86% | 71.58% | 72.29% | 72.98% | 73.66% | 74.31% | 74.94% | 75.55% | 76.14% | 76.72% | 77.28%
|  | Company: | Severn Trent Water
|  | Resource Zone Name: | Ruyton
|  | Resource Zone Number: | 10
|  | Planning Scenario Name: | Dry Year Annual Average
|  | Chosen Level of Service: | No more than 3 in 100 Temporary Use Bans

## 4. BL SDB
Table 4: Baseline supply demand balance
| Row ref | Component | Derivation | Unit | Decimal places | 2016-17 | For info 2017-18 | For info 2018-19 | For info 2019-20 | 2020-21 | 2021-22 | 2022-23 | 2023-24 | 2024-25 | 2025-26 | 2026-27 | 2027-28 | 2028-29 | 2029-30 | 2030-31 | 2031-32 | 2032-33 | 2033-34 | 2034-35 | 2035-36 | 2036-37 | 2037-38 | 2038-39 | 2039-40 | 2040-41 | 2041-42 | 2042-43 | 2043-44 | 2044-45
SDB | 11BL | Distribution input | 19BL+20BL+21BL+22BL+32BL+33BL+38BL+39BL | Ml/d | 2 | 4.275 | 4.2549 | 4.2225 | 4.2024 | 4.2084 | 4.2212 | 4.2336 | 4.2457 | 4.255 | 4.2683 | 4.2787 | 4.2895 | 4.2981 | 4.3116 | 4.3174 | 4.3233 | 4.3267 | 4.3346 | 4.3396 | 4.3456 | 4.3495 | 4.3581 | 4.3641 | 4.3704 | 4.3743 | 4.3831 | 4.3897 | 4.3963 | 4.4008
| 12BL | Water Available For Use (own sources) | (7BL+8BL)-(9BL+10BL) | Ml/d | 2 | 5.1025 | 5.1025 | 5.1025 | 5.1025 | 5.1025 | 5.1025 | 5.1025 | 5.1025 | 5.1025 | 5.1025 | 5.1025 | 5.1025 | 5.1025 | 5.1025 | 5.1025 | 5.1025 | 5.1025 | 5.1025 | 5.1025 | 5.1025 | 5.1025 | 5.1025 | 5.1025 | 5.1025 | 5.1025 | 5.1025 | 5.1025 | 5.1025 | 5.1025
| 13BL | Total Water Available For Use | 12BL+(2BL+3BL)-(5BL+6BL) | Ml/d | 2 | 5.1025 | 5.1025 | 5.1025 | 5.1025 | 5.1025 | 5.1025 | 5.1025 | 5.1025 | 5.1025 | 5.1025 | 5.1025 | 5.1025 | 5.1025 | 5.1025 | 5.1025 | 5.1025 | 5.1025 | 5.1025 | 5.1025 | 5.1025 | 5.1025 | 5.1025 | 5.1025 | 5.1025 | 5.1025 | 5.1025 | 5.1025 | 5.1025 | 5.1025
| 14BL | Target headroom (climate change component) | Input | Ml/d | 2 | 0 | 0 | 0 | 0 | 0 | 0 | 0 | 0 | 0 | 0 | 0 | 0 | 0 | 0 | 0 | 0 | 0 | 0 | 0 | 0 | 0 | 0 | 0 | 0 | 0 | 0 | 0 | 0 | 0
| 15BL | Target headroom (All other components) | Input | Ml/d | 2 | 0.20198 | 0.1963 | 0.19472 | 0.18705 | 0.17936 | 0.17774 | 0.17519 | 0.17111 | 0.17367 | 0.13586 | 0.14025 | 0.13889 | 0.13846 | 0.13839 | 0.13744 | 0.13647 | 0.14354 | 0.14072 | 0.14335 | 0.13857 | 0.14073 | 0.14216 | 0.14789 | 0.1502 | 0.15472 | 0.15546 | 0.15814 | 0.15552 | 0.1593
| 16BL | Target Headroom | 14BL+15BL | Ml/d | 2 | 0 | 0.1963 | 0.19472 | 0.18705 | 0.17936 | 0.17774 | 0.17519 | 0.17111 | 0.17367 | 0.13586 | 0.14025 | 0.13889 | 0.13846 | 0.13839 | 0.13744 | 0.13647 | 0.14354 | 0.14072 | 0.14335 | 0.13857 | 0.14073 | 0.14216 | 0.14789 | 0.1502 | 0.15472 | 0.15546 | 0.15814 | 0.15552 | 0.1593
| 17BL | Available Headroom | 13BL-11BL | Ml/d | 2 | 0.82745 | 0.84761 | 0.87998 | 0.90009 | 0.89412 | 0.88125 | 0.86893 | 0.85676 | 0.84749 | 0.83423 | 0.82383 | 0.81302 | 0.80436 | 0.79085 | 0.78507 | 0.77922 | 0.77576 | 0.76792 | 0.76285 | 0.75687 | 0.75297 | 0.74437 | 0.73834 | 0.73206 | 0.72819 | 0.7194 | 0.71274 | 0.70621 | 0.70171
| 18BL | Supply Demand Balance | 17BL-16BL | Ml/d | 2 | 0.82745 | 0.65131 | 0.68526 | 0.71304 | 0.71477 | 0.70351 | 0.69373 | 0.68565 | 0.67382 | 0.69837 | 0.68358 | 0.67413 | 0.66589 | 0.65245 | 0.64763 | 0.64274 | 0.63222 | 0.6272 | 0.6195 | 0.6183 | 0.61224 | 0.6022 | 0.59045 | 0.58186 | 0.57347 | 0.56394 | 0.5546 | 0.55069 | 0.54241
|  | Company: | Severn Trent Water
|  | Resource Zone Name: | Ruyton
|  | Resource Zone Number: | 10
|  | Planning Scenario Name: | Dry Year Annual Average
|  | Chosen Level of Service: | No more than 3 in 100 Temporary Use Bans

## 5. Feasible Options
Table 5: Feasible options detailed costs | [18 empty] | ENTER DISCOUNT RATE % |  |  |  | 3.5% | 3.5% | 3.5% | 3.5% | 3.5% | 3.5% | 3.5% | 3.5% | 3.5% | 3.5% | 3.5% | 3.5% | 3.5% | 3.5% | 3.5% | 3.5% | 3.5% | 3.5% | 3.5% | 3.5% | 3.5% | 3.5% | 3.5% | 3.5% | 3.5% | 3.5% | 3.5% | 3.5% | 3.5% | 3% | 3% | 3% | 3% | 3% | 3% | 3% | 3% | 3% | 3% | 3% | 3% | 3% | 3% | 3% | 3% | 3% | 3% | 3% | 3% | 3% | 3% | 3% | 3% | 3% | 3% | 3% | 3% | 3% | 3% | 3% | 3% | 3% | 3% | 3% | 3% | 3% | 3% | 3% | 3% | 3% | 3% | 3% | 3% | 3% | 2.5% | 2.5% | 2.5% | 2.5% | 2.5% | 2.5% | 2.5% | 2.5% | 2.5% | 2.5% | 2.5% | 2.5% | 2.5% | 2.5% | 2.5% | 2.5% | 2.5% | 2.5% | 2.5% | 2.5% | 2.5% | 2.5% | 2.5% | 2.5% | 2.5% | 2.5% | 2.5% | 2.5% | 2.5%
Detail the gains in WAFU / savings in demand, and the costs of feasible options under capacity use scenario | [18 empty] | ENTER DISCOUNT PERIOD (YRS) | 80 |  | 1 | 0.96618 | 0.93351 | 0.90194 | 0.87144 | 0.84197 | 0.8135 | 0.78599 | 0.75941 | 0.73373 | 0.70892 | 0.68495 | 0.66178 | 0.6394 | 0.61778 | 0.59689 | 0.57671 | 0.5572 | 0.53836 | 0.52016 | 0.50257 | 0.48557 | 0.46915 | 0.45329 | 0.43796 | 0.42315 | 0.40884 | 0.39501 | 0.38165 | 0.36875 | 0.35801 | 0.34758 | 0.33746 | 0.32763 | 0.31809 | 0.30882 | 0.29983 | 0.29109 | 0.28261 | 0.27438 | 0.26639 | 0.25863 | 0.2511 | 0.24379 | 0.23669 | 0.22979 | 0.2231 | 0.2166 | 0.21029 | 0.20417 | 0.19822 | 0.19245 | 0.18684 | 0.1814 | 0.17612 | 0.17099 | 0.16601 | 0.16117 | 0.15648 | 0.15192 | 0.14749 | 0.1432 | 0.13903 | 0.13498 | 0.13105 | 0.12723 | 0.12352 | 0.11993 | 0.11643 | 0.11304 | 0.10975 | 0.10655 | 0.10345 | 0.10044 | 0.097511 | 0.095133 | 0.092813 | 0.090549 | 0.08834 | 0.086186 | Note: If option costs are required from beyond year 80 then the NPV calculation formula must be amended manually to cover the extended period
[22 empty] | 1 | 2 | 3 | 4 | 5 | 6 | 7 | 8 | 9 | 10 | 11 | 12 | 13 | 14 | 15 | 16 | 17 | 18 | 19 | 20 | 21 | 22 | 23 | 24 | 25 | 26 | 27 | 28 | 29 | 30 | 31 | 32 | 33 | 34 | 35 | 36 | 37 | 38 | 39 | 40 | 41 | 42 | 43 | 44 | 45 | 46 | 47 | 48 | 49 | 50 | 51 | 52 | 53 | 54 | 55 | 56 | 57 | 58 | 59 | 60 | 61 | 62 | 63 | 64 | 65 | 66 | 67 | 68 | 69 | 70 | 71 | 72 | 73 | 74 | 75 | 76 | 77 | 78 | 79 | 80 | 81 | 82 | 83 | 84 | 85 | 86 | 87 | 88 | 89 | 90 | 91 | 92 | 93 | 94 | 95 | 96 | 97 | 98 | 99 | 100 | 101 | 102 | 103 | 104
Row ref | Option name | Option reference no. | Type of option | Preferred Option (Y/N) | Earliest potential option start date (Year) | Costs based on capacity | WAFU on full implementation (Ml/d) | NPV of WAFU (Ml) | CAPEX NPV (£000) | OPEX NPV (£000) | NPV of opex savings (£000) | NPV of carbon (£000) | Social & Env. NPV (£000) | TOTAL NPV (£000) | AIC (p/m3) | AISC (p/m3) | Scope confidence (score 1 to 5) | Cost confidence (score 1 to 5) | Cost component | Derivation | Unit | Year 1 | Year 2 | Year 3 | Year 4 | Year 5 | Year 6 | Year 7 | Year 8 | Year 9 | Year 10 | Year 11 | Year 12 | Year 13 | Year 14 | Year 15 | Year 16 | Year 17 | Year 18 | Year 19 | Year 20 | Year 21 | Year 22 | Year 23 | Year 24 | Year 25 | Year 26 | Year 27 | Year 28 | Year 29 | Year 30 | Year 31 | Year 32 | Year 33 | Year 34 | Year 35 | Year 36 | Year 37 | Year 38 | Year 39 | Year 40 | Year 41 | Year 42 | Year 43 | Year 44 | Year 45 | Year 46 | Year 47 | Year 48 | Year 49 | Year 50 | Year 51 | Year 52 | Year 53 | Year 54 | Year 55 | Year 56 | Year 57 | Year 58 | Year 59 | Year 60 | Year 61 | Year 62 | Year 63 | Year 64 | Year 65 | Year 66 | Year 67 | Year 68 | Year 69 | Year 70 | Year 71 | Year 72 | Year 73 | Year 74 | Year 75 | Year 76 | Year 77 | Year 78 | Year 79 | Year 80 | Year 81 | Year 82 | Year 83 | Year 84 | Year 85 | Year 86 | Year 87 | Year 88 | Year 89 | Year 90 | Year 91 | Year 92 | Year 93 | Year 94 | Year 95 | Year 96 | Year 97 | Year 98 | Year 99 | Year 100 | Year 101 | Year 102 | Year 103 | Year 104
58a | RESOURCE SIDE | bar: 1 Year 1 to 80 Year 80
58.1a | Options to increase raw water abstractions | [17 empty] | Total Mld for SDB component |  |  | 0 | 0 | 0 | 0 | 0 | 0 | 0 | 0 | 0 | 0 | 0 | 0 | 0 | 0 | 0 | 0 | 0 | 0 | 0 | 0 | 0 | 0 | 0 | 0 | 0 | 0 | 0 | 0 | 0 | 0 | 0 | 0 | 0 | 0 | 0 | 0 | 0 | 0 | 0 | 0 | 0 | 0 | 0 | 0 | 0 | 0 | 0 | 0 | 0 | 0 | 0 | 0 | 0 | 0 | 0 | 0 | 0 | 0 | 0 | 0 | 0 | 0 | 0 | 0 | 0 | 0 | 0 | 0 | 0 | 0 | 0 | 0 | 0 | 0 | 0 | 0 | 0 | 0 | 0 | 0 | 0 | 0 | 0 | 0 | 0 | 0 | 0 | 0 | 0 | 0 | 0 | 0 | 0 | 0 | 0 | 0 | 0 | 0 | 0 | 0 | 0 | 0 | 0 | 0
58.2a | Options to increase raw imports | [20 empty] | 0 | 0 | 0 | 0 | 0 | 0 | 0 | 0 | 0 | 0 | 0 | 0 | 0 | 0 | 0 | 0 | 0 | 0 | 0 | 0 | 0 | 0 | 0 | 0 | 0 | 0 | 0 | 0 | 0 | 0 | 0 | 0 | 0 | 0 | 0 | 0 | 0 | 0 | 0 | 0 | 0 | 0 | 0 | 0 | 0 | 0 | 0 | 0 | 0 | 0 | 0 | 0 | 0 | 0 | 0 | 0 | 0 | 0 | 0 | 0 | 0 | 0 | 0 | 0 | 0 | 0 | 0 | 0 | 0 | 0 | 0 | 0 | 0 | 0 | 0 | 0 | 0 | 0 | 0 | 0 | 0 | 0 | 0 | 0 | 0 | 0 | 0 | 0 | 0 | 0 | 0 | 0 | 0 | 0 | 0 | 0 | 0 | 0 | 0 | 0 | 0 | 0 | 0 | 0
58.3a | Options to increase potable imports | [20 empty] | 0 | 0 | 0 | 0 | 0 | 0 | 0 | 0 | 0 | 0 | 0 | 0 | 0 | 0 | 0 | 0 | 0 | 0 | 0 | 0 | 0 | 0 | 0 | 0 | 0 | 0 | 0 | 0 | 0 | 0 | 0 | 0 | 0 | 0 | 0 | 0 | 0 | 0 | 0 | 0 | 0 | 0 | 0 | 0 | 0 | 0 | 0 | 0 | 0 | 0 | 0 | 0 | 0 | 0 | 0 | 0 | 0 | 0 | 0 | 0 | 0 | 0 | 0 | 0 | 0 | 0 | 0 | 0 | 0 | 0 | 0 | 0 | 0 | 0 | 0 | 0 | 0 | 0 | 0 | 0 | 0 | 0 | 0 | 0 | 0 | 0 | 0 | 0 | 0 | 0 | 0 | 0 | 0 | 0 | 0 | 0 | 0 | 0 | 0 | 0 | 0 | 0 | 0 | 0
58.1x | Shelton WRZ to Ruyton WRZ transfer solution | GRD09 | Bulk supply | N | 2025-26 | Capacity | 1 | 8707.7825 | 2537.7435 | 2433.4077 | 0 | 110.4374 | 10.4507 | 5092.0393 | 57.0886 | 58.4769 | 3 | 3 | Gains in WAFU / Savings in demand | Input | Ml/d | 0 | 0 | 0 | 0 | 0 | 1 | 1 | 1 | 1 | 1 | 1 | 1 | 1 | 1 | 1 | 1 | 1 | 1 | 1 | 1 | 1 | 1 | 1 | 1 | 1 | 1 | 1 | 1 | 1 | 1 | 1 | 1 | 1 | 1 | 1 | 1 | 1 | 1 | 1 | 1 | 1 | 1 | 1 | 1 | 1 | 1 | 1 | 1 | 1 | 1 | 1 | 1 | 1 | 1 | 1 | 1 | 1 | 1 | 1 | 1 | 1 | 1 | 1 | 1 | 1 | 1 | 1 | 1 | 1 | 1 | 1 | 1 | 1 | 1 | 1 | 1 | 1 | 1 | 1 | 1 | 0 | 0 | 0 | 0 | 0 | 0 | 0 | 0 | 0 | 0 | 0 | 0 | 0 | 0 | 0 | 0 | 0 | 0 | 0 | 0 | 0 | 0 | 0 | 0
[19 empty] | Fixed capex | Input | £000s | 189.7 | 216.8 | 271 | 1084 | 948.5 | 0 | 0 | 0 | 0 | 0 | 0 | 0 | 0 | 0 | 0 | 0 | 0 | 0 | 0 | 0 | 0 | 0 | 0 | 0 | 0 | 0 | 0 | 0 | 0 | 0 | 0 | 0 | 0 | 0 | 0 | 0 | 0 | 0 | 0 | 0 | 0 | 0 | 0 | 0 | 0 | 0 | 0 | 0 | 0 | 0 | 0 | 0 | 0 | 0 | 0 | 0 | 0 | 0 | 0 | 0 | 42 | 48 | 60 | 240 | 210 | 0 | 0 | 0 | 0 | 0 | 0 | 0 | 0 | 0 | 0 | 0 | 0 | 0 | 0 | 0 | 0 | 0 | 0 | 0 | 0 | 0 | 0 | 0 | 0 | 0 | 0 | 0 | 0 | 0 | 0 | 0 | 0 | 0 | 0 | 0 | 0 | 0 | 0 | 0
[19 empty] | Variable capex | Input | £000s | 0 | 0 | 0 | 0 | 0 | 0 | 0 | 0 | 0 | 0 | 0 | 0 | 0 | 0 | 0 | 0 | 0 | 0 | 0 | 0 | 0 | 0 | 0 | 0 | 0 | 0 | 0 | 0 | 0 | 0 | 0 | 0 | 0 | 0 | 0 | 0 | 0 | 0 | 0 | 0 | 0 | 0 | 0 | 0 | 0 | 0 | 0 | 0 | 0 | 0 | 0 | 0 | 0 | 0 | 0 | 0 | 0 | 0 | 0 | 0 | 0 | 0 | 0 | 0 | 0 | 0 | 0 | 0 | 0 | 0 | 0 | 0 | 0 | 0 | 0 | 0 | 0 | 0 | 0 | 0 | 0 | 0 | 0 | 0 | 0 | 0 | 0 | 0 | 0 | 0 | 0 | 0 | 0 | 0 | 0 | 0 | 0 | 0 | 0 | 0 | 0 | 0 | 0 | 0
[19 empty] | Financing costs | Input | £000s | 0 | 0 | 0 | 0 | 0 | 0 | 0 | 0 | 0 | 0 | 0 | 0 | 0 | 0 | 0 | 0 | 0 | 0 | 0 | 0 | 0 | 0 | 0 | 0 | 0 | 0 | 0 | 0 | 0 | 0 | 0 | 0 | 0 | 0 | 0 | 0 | 0 | 0 | 0 | 0 | 0 | 0 | 0 | 0 | 0 | 0 | 0 | 0 | 0 | 0 | 0 | 0 | 0 | 0 | 0 | 0 | 0 | 0 | 0 | 0 | 0 | 0 | 0 | 0 | 0 | 0 | 0 | 0 | 0 | 0 | 0 | 0 | 0 | 0 | 0 | 0 | 0 | 0 | 0 | 0 | 0 | 0 | 0 | 0 | 0 | 0 | 0 | 0 | 0 | 0 | 0 | 0 | 0 | 0 | 0 | 0 | 0 | 0 | 0 | 0 | 0 | 0 | 0 | 0
[19 empty] | Fixed opex | Input | £000s | 0 | 0 | 0 | 0 | 0 | 24 | 24 | 24 | 24 | 24 | 24 | 24 | 24 | 24 | 24 | 24 | 24 | 24 | 24 | 24 | 24 | 24 | 24 | 24 | 24 | 24 | 24 | 24 | 24 | 24 | 24 | 24 | 24 | 24 | 24 | 24 | 24 | 24 | 24 | 24 | 24 | 24 | 24 | 24 | 24 | 24 | 24 | 24 | 24 | 24 | 24 | 24 | 24 | 24 | 24 | 24 | 24 | 24 | 24 | 24 | 24 | 24 | 24 | 24 | 24 | 24 | 24 | 24 | 24 | 24 | 24 | 24 | 24 | 24 | 24 | 24 | 24 | 24 | 24 | 24 | 0 | 0 | 0 | 0 | 0 | 0 | 0 | 0 | 0 | 0 | 0 | 0 | 0 | 0 | 0 | 0 | 0 | 0 | 0 | 0 | 0 | 0 | 0 | 0
[19 empty] | Variable opex | Input | £000s | 0 | 0 | 0 | 0 | 0 | 78 | 78 | 78 | 78 | 78 | 78 | 78 | 78 | 78 | 78 | 78 | 78 | 78 | 78 | 78 | 78 | 78 | 78 | 78 | 78 | 78 | 78 | 78 | 78 | 78 | 78 | 78 | 78 | 78 | 78 | 78 | 78 | 78 | 78 | 78 | 78 | 78 | 78 | 78 | 78 | 78 | 78 | 78 | 78 | 78 | 78 | 78 | 78 | 78 | 78 | 78 | 78 | 78 | 78 | 78 | 78 | 78 | 78 | 78 | 78 | 78 | 78 | 78 | 78 | 78 | 78 | 78 | 78 | 78 | 78 | 78 | 78 | 78 | 78 | 78 | 0 | 0 | 0 | 0 | 0 | 0 | 0 | 0 | 0 | 0 | 0 | 0 | 0 | 0 | 0 | 0 | 0 | 0 | 0 | 0 | 0 | 0 | 0 | 0
[19 empty] | Opex savings | Input | £000s | 0 | 0 | 0 | 0 | 0 | 0 | 0 | 0 | 0 | 0 | 0 | 0 | 0 | 0 | 0 | 0 | 0 | 0 | 0 | 0 | 0 | 0 | 0 | 0 | 0 | 0 | 0 | 0 | 0 | 0 | 0 | 0 | 0 | 0 | 0 | 0 | 0 | 0 | 0 | 0 | 0 | 0 | 0 | 0 | 0 | 0 | 0 | 0 | 0 | 0 | 0 | 0 | 0 | 0 | 0 | 0 | 0 | 0 | 0 | 0 | 0 | 0 | 0 | 0 | 0 | 0 | 0 | 0 | 0 | 0 | 0 | 0 | 0 | 0 | 0 | 0 | 0 | 0 | 0 | 0 | 0 | 0 | 0 | 0 | 0 | 0 | 0 | 0 | 0 | 0 | 0 | 0 | 0 | 0 | 0 | 0 | 0 | 0 | 0 | 0 | 0 | 0 | 0 | 0
[19 empty] | Fixed env & social | Input | £000s | 0.0322 | 0.0368 | 0.046 | 0.184 | 0.161 | 0 | 0 | 0 | 0 | 0 | 0 | 0 | 0 | 0 | 0 | 0 | 0 | 0 | 0 | 0 | 0 | 0 | 0 | 0 | 0 | 0 | 0 | 0 | 0 | 0 | 0 | 0 | 0 | 0 | 0 | 0 | 0 | 0 | 0 | 0 | 0 | 0 | 0 | 0 | 0 | 0 | 0 | 0 | 0 | 0 | 0 | 0 | 0 | 0 | 0 | 0 | 0 | 0 | 0 | 0 | 0.0071292 | 0.0081476 | 0.010185 | 0.040738 | 0.035646 | 0 | 0 | 0 | 0 | 0 | 0 | 0 | 0 | 0 | 0 | 0 | 0 | 0 | 0 | 0 | 0 | 0 | 0 | 0 | 0 | 0 | 0 | 0 | 0 | 0 | 0 | 0 | 0 | 0 | 0 | 0 | 0 | 0 | 0 | 0 | 0 | 0 | 0 | 0
[19 empty] | Variable env & social | Input | £000s | 0 | 0 | 0 | 0 | 0 | 0.42 | 0.42 | 0.42 | 0.42 | 0.42 | 0.42 | 0.42 | 0.42 | 0.42 | 0.42 | 0.42 | 0.42 | 0.42 | 0.42 | 0.42 | 0.42 | 0.42 | 0.42 | 0.42 | 0.42 | 0.42 | 0.42 | 0.42 | 0.42 | 0.42 | 0.42 | 0.42 | 0.42 | 0.42 | 0.42 | 0.42 | 0.42 | 0.42 | 0.42 | 0.42 | 0.42 | 0.42 | 0.42 | 0.42 | 0.42 | 0.42 | 0.42 | 0.42 | 0.42 | 0.42 | 0.42 | 0.42 | 0.42 | 0.42 | 0.42 | 0.42 | 0.42 | 0.42 | 0.42 | 0.42 | 0.42 | 0.42 | 0.42 | 0.42 | 0.42 | 0.42 | 0.42 | 0.42 | 0.42 | 0.42 | 0.42 | 0.42 | 0.42 | 0.42 | 0.42 | 0.42 | 0.42 | 0.42 | 0.42 | 0.42 | 0 | 0 | 0 | 0 | 0 | 0 | 0 | 0 | 0 | 0 | 0 | 0 | 0 | 0 | 0 | 0 | 0 | 0 | 0 | 0 | 0 | 0 | 0 | 0
[19 empty] | Fixed carbon costs | Input | £000s | 1.1264 | 1.2873 | 1.6091 | 6.4363 | 5.6318 | 0 | 0 | 0 | 0 | 0 | 0 | 0 | 0 | 0 | 0 | 0 | 0 | 0 | 0 | 0 | 0 | 0 | 0 | 0 | 0 | 0 | 0 | 0 | 0 | 0 | 0 | 0 | 0 | 0 | 0 | 0 | 0 | 0 | 0 | 0 | 0 | 0 | 0 | 0 | 0 | 0 | 0 | 0 | 0 | 0 | 0 | 0 | 0 | 0 | 0 | 0 | 0 | 0 | 0 | 0 | 0.24938 | 0.285 | 0.35625 | 1.425 | 1.2469 | 0 | 0 | 0 | 0 | 0 | 0 | 0 | 0 | 0 | 0 | 0 | 0 | 0 | 0 | 0 | 0 | 0 | 0 | 0 | 0 | 0 | 0 | 0 | 0 | 0 | 0 | 0 | 0 | 0 | 0 | 0 | 0 | 0 | 0 | 0 | 0 | 0 | 0 | 0
[19 empty] | Variable carbon costs | Input | £000s | 0 | 0 | 0 | 0 | 0 | 10.577 | 9.7982 | 9.3128 | 9.1474 | 8.524 | 8.0466 | 7.5692 | 7.0918 | 6.6144 | 6.137 | 5.6596 | 5.1822 | 4.7047 | 4.2273 | 3.7499 | 3.2725 | 2.7951 | 2.3177 | 1.8403 | 1.3629 | 1.3629 | 1.3629 | 1.3629 | 1.3629 | 1.3629 | 1.3629 | 1.3629 | 1.3629 | 1.3629 | 1.3629 | 1.3629 | 1.3629 | 1.3629 | 1.3629 | 1.3629 | 1.3629 | 1.3629 | 1.3629 | 1.3629 | 1.3629 | 1.3629 | 1.3629 | 1.3629 | 1.3629 | 1.3629 | 1.3629 | 1.3629 | 1.3629 | 1.3629 | 1.3629 | 1.3629 | 1.3629 | 1.3629 | 1.3629 | 1.3629 | 1.3629 | 1.3629 | 1.3629 | 1.3629 | 1.3629 | 1.3629 | 1.3629 | 1.3629 | 1.3629 | 1.3629 | 1.3629 | 1.3629 | 1.3629 | 1.3629 | 1.3629 | 1.3629 | 1.3629 | 1.3629 | 1.3629 | 1.3629 | 0 | 0 | 0 | 0 | 0 | 0 | 0 | 0 | 0 | 0 | 0 | 0 | 0 | 0 | 0 | 0 | 0 | 0 | 0 | 0 | 0 | 0 | 0 | 0
[19 empty] | Customer willingness to pay | Input | £000s | 0 | 0 | 0 | 0 | 0 | 0 | 0 | 0 | 0 | 0 | 0 | 0 | 0 | 0 | 0 | 0 | 0 | 0 | 0 | 0 | 0 | 0 | 0 | 0 | 0 | 0 | 0 | 0 | 0 | 0 | 0 | 0 | 0 | 0 | 0 | 0 | 0 | 0 | 0 | 0 | 0 | 0 | 0 | 0 | 0 | 0 | 0 | 0 | 0 | 0 | 0 | 0 | 0 | 0 | 0 | 0 | 0 | 0 | 0 | 0 | 0 | 0 | 0 | 0 | 0 | 0 | 0 | 0 | 0 | 0 | 0 | 0 | 0 | 0 | 0 | 0 | 0 | 0 | 0 | 0 | 0 | 0 | 0 | 0 | 0 | 0 | 0 | 0 | 0 | 0 | 0 | 0 | 0 | 0 | 0 | 0 | 0 | 0 | 0 | 0 | 0 | 0 | 0 | 0
[19 empty] | Total | Sum of above (excl WAFU) | £000s | 190.8586 | 218.1241 | 272.6551 | 1090.6203 | 954.2928 | 112.997 | 112.2182 | 111.7328 | 111.5674 | 110.944 | 110.4666 | 109.9892 | 109.5118 | 109.0344 | 108.557 | 108.0796 | 107.6022 | 107.1247 | 106.6473 | 106.1699 | 105.6925 | 105.2151 | 104.7377 | 104.2603 | 103.7829 | 103.7829 | 103.7829 | 103.7829 | 103.7829 | 103.7829 | 103.7829 | 103.7829 | 103.7829 | 103.7829 | 103.7829 | 103.7829 | 103.7829 | 103.7829 | 103.7829 | 103.7829 | 103.7829 | 103.7829 | 103.7829 | 103.7829 | 103.7829 | 103.7829 | 103.7829 | 103.7829 | 103.7829 | 103.7829 | 103.7829 | 103.7829 | 103.7829 | 103.7829 | 103.7829 | 103.7829 | 103.7829 | 103.7829 | 103.7829 | 103.7829 | 146.0394 | 152.0761 | 164.1493 | 345.2487 | 315.0654 | 103.7829 | 103.7829 | 103.7829 | 103.7829 | 103.7829 | 103.7829 | 103.7829 | 103.7829 | 103.7829 | 103.7829 | 103.7829 | 103.7829 | 103.7829 | 103.7829 | 103.7829 | 0 | 0 | 0 | 0 | 0 | 0 | 0 | 0 | 0 | 0 | 0 | 0 | 0 | 0 | 0 | 0 | 0 | 0 | 0 | 0 | 0 | 0 | 0 | 0
58.4a | Options to reduce raw water losses and operational use | [20 empty] | 0 | 0 | 0 | 0 | 0 | 0 | 0 | 0 | 0 | 0 | 0 | 0 | 0 | 0 | 0 | 0 | 0 | 0 | 0 | 0 | 0 | 0 | 0 | 0 | 0 | 0 | 0 | 0 | 0 | 0 | 0 | 0 | 0 | 0 | 0 | 0 | 0 | 0 | 0 | 0 | 0 | 0 | 0 | 0 | 0 | 0 | 0 | 0 | 0 | 0 | 0 | 0 | 0 | 0 | 0 | 0 | 0 | 0 | 0 | 0 | 0 | 0 | 0 | 0 | 0 | 0 | 0 | 0 | 0 | 0 | 0 | 0 | 0 | 0 | 0 | 0 | 0 | 0 | 0 | 0 | 0 | 0 | 0 | 0 | 0 | 0 | 0 | 0 | 0 | 0 | 0 | 0 | 0 | 0 | 0 | 0 | 0 | 0 | 0 | 0 | 0 | 0 | 0 | 0
58.5a | Options to reduce raw water exports | [20 empty] | 0 | 0 | 0 | 0 | 0 | 0 | 0 | 0 | 0 | 0 | 0 | 0 | 0 | 0 | 0 | 0 | 0 | 0 | 0 | 0 | 0 | 0 | 0 | 0 | 0 | 0 | 0 | 0 | 0 | 0 | 0 | 0 | 0 | 0 | 0 | 0 | 0 | 0 | 0 | 0 | 0 | 0 | 0 | 0 | 0 | 0 | 0 | 0 | 0 | 0 | 0 | 0 | 0 | 0 | 0 | 0 | 0 | 0 | 0 | 0 | 0 | 0 | 0 | 0 | 0 | 0 | 0 | 0 | 0 | 0 | 0 | 0 | 0 | 0 | 0 | 0 | 0 | 0 | 0 | 0 | 0 | 0 | 0 | 0 | 0 | 0 | 0 | 0 | 0 | 0 | 0 | 0 | 0 | 0 | 0 | 0 | 0 | 0 | 0 | 0 | 0 | 0 | 0 | 0
58.6a | Options to reduce potable water exports | [20 empty] | 0 | 0 | 0 | 0 | 0 | 0 | 0 | 0 | 0 | 0 | 0 | 0 | 0 | 0 | 0 | 0 | 0 | 0 | 0 | 0 | 0 | 0 | 0 | 0 | 0 | 0 | 0 | 0 | 0 | 0 | 0 | 0 | 0 | 0 | 0 | 0 | 0 | 0 | 0 | 0 | 0 | 0 | 0 | 0 | 0 | 0 | 0 | 0 | 0 | 0 | 0 | 0 | 0 | 0 | 0 | 0 | 0 | 0 | 0 | 0 | 0 | 0 | 0 | 0 | 0 | 0 | 0 | 0 | 0 | 0 | 0 | 0 | 0 | 0 | 0 | 0 | 0 | 0 | 0 | 0 | 0 | 0 | 0 | 0 | 0 | 0 | 0 | 0 | 0 | 0 | 0 | 0 | 0 | 0 | 0 | 0 | 0 | 0 | 0 | 0 | 0 | 0 | 0 | 0
58.7a | Other options to increase Deployable Output | [20 empty] | 0 | 0 | 0 | 0 | 0 | 0 | 0 | 0 | 0 | 0 | 0 | 0 | 0 | 0 | 0 | 0 | 0 | 0 | 0 | 0 | 0 | 0 | 0 | 0 | 0 | 0 | 0 | 0 | 0 | 0 | 0 | 0 | 0 | 0 | 0 | 0 | 0 | 0 | 0 | 0 | 0 | 0 | 0 | 0 | 0 | 0 | 0 | 0 | 0 | 0 | 0 | 0 | 0 | 0 | 0 | 0 | 0 | 0 | 0 | 0 | 0 | 0 | 0 | 0 | 0 | 0 | 0 | 0 | 0 | 0 | 0 | 0 | 0 | 0 | 0 | 0 | 0 | 0 | 0 | 0 | 0 | 0 | 0 | 0 | 0 | 0 | 0 | 0 | 0 | 0 | 0 | 0 | 0 | 0 | 0 | 0 | 0 | 0 | 0 | 0 | 0 | 0 | 0 | 0
59a | DISTRIBUTION SIDE | bar: 1 Year 1 to 80 Year 80
59.1a | Options to reduce Distribution Losses | [20 empty] | 0 | 0 | 0 | 0 | 0 | 0 | 0 | 0 | 0 | 0 | 0 | 0 | 0 | 0 | 0 | 0 | 0 | 0 | 0 | 0 | 0 | 0 | 0 | 0 | 0 | 0 | 0 | 0 | 0 | 0 | 0 | 0 | 0 | 0 | 0 | 0 | 0 | 0 | 0 | 0 | 0 | 0 | 0 | 0 | 0 | 0 | 0 | 0 | 0 | 0 | 0 | 0 | 0 | 0 | 0 | 0 | 0 | 0 | 0 | 0 | 0 | 0 | 0 | 0 | 0 | 0 | 0 | 0 | 0 | 0 | 0 | 0 | 0 | 0 | 0 | 0 | 0 | 0 | 0 | 0 | 0 | 0 | 0 | 0 | 0 | 0 | 0 | 0 | 0 | 0 | 0 | 0 | 0 | 0 | 0 | 0 | 0 | 0 | 0 | 0 | 0 | 0 | 0 | 0
58.1x | Active Leakage Control - Supply demand balance scenario | ALC1 | Active leakage management | N | 2020/21 | Capacity | 0.47649 | 2900.6494 | 3250.7004 | 230.1661 | -245.1392 | 0.88147 | 584.0443 | 3820.6531 | 111.5518 | 131.7172 | 3 | 3 | Gains in WAFU / Savings in demand | Input | Ml/d | 0.00077778 | 0.0014432 | 0.0034005 | 0.006587 | 0.01094 | 0.016397 | 0.022972 | 0.030698 | 0.039486 | 0.049251 | 0.059902 | 0.072321 | 0.087256 | 0.10463 | 0.12436 | 0.14638 | 0.17115 | 0.19895 | 0.22975 | 0.26353 | 0.30028 | 0.33997 | 0.38258 | 0.42809 | 0.47649 | 0.52774 | 0.52774 | 0.52774 | 0.52774 | 0.52774 | 0.52774 | 0.52774 | 0.52774 | 0.52774 | 0.52774 | 0.52774 | 0.52774 | 0.52774 | 0.52774 | 0.52774 | 0.52774 | 0.52774 | 0.52774 | 0.52774 | 0.52774 | 0.52774 | 0.52774 | 0.52774 | 0.52774 | 0.52774 | 0.52774 | 0.52774 | 0.52774 | 0.52774 | 0.52774 | 0.52774 | 0.52774 | 0.52774 | 0.52774 | 0.52774 | 0.52774 | 0.52774 | 0.52774 | 0.52774 | 0.52774 | 0.52774 | 0.52774 | 0.52774 | 0.52774 | 0.52774 | 0.52774 | 0.52774 | 0.52774 | 0.52774 | 0.52774 | 0.52774 | 0.52774 | 0.52774 | 0.52774 | 0.52774 | 0 | 0 | 0 | 0 | 0 | 0 | 0 | 0 | 0 | 0 | 0 | 0 | 0 | 0 | 0 | 0 | 0 | 0 | 0 | 0 | 0 | 0 | 0 | 0
[19 empty] | Fixed capex | Input | £000s | 2.809 | 2.821 | 2.8346 | 2.8485 | 2.8626 | 2.8776 | 2.8936 | 2.91 | 2.9264 | 2.9428 | 2.9668 | 3.0003 | 3.0372 | 3.0758 | 3.1163 | 3.1634 | 3.2175 | 3.2766 | 3.3406 | 3.4105 | 3.487 | 3.5718 | 3.6665 | 3.7737 | 3.8972 | 3.8972 | 3.8972 | 3.8972 | 3.8972 | 3.8972 | 3.8972 | 3.8972 | 3.8972 | 3.8972 | 3.8972 | 3.8972 | 3.8972 | 3.8972 | 3.8972 | 3.8972 | 3.8972 | 3.8972 | 3.8972 | 3.8972 | 3.8972 | 3.8972 | 3.8972 | 3.8972 | 3.8972 | 3.8972 | 3.8972 | 3.8972 | 3.8972 | 3.8972 | 3.8972 | 3.8972 | 3.8972 | 3.8972 | 3.8972 | 3.8972 | 3.8972 | 3.8972 | 3.8972 | 3.8972 | 3.8972 | 3.8972 | 3.8972 | 3.8972 | 3.8972 | 3.8972 | 3.8972 | 3.8972 | 3.8972 | 3.8972 | 3.8972 | 3.8972 | 3.8972 | 3.8972 | 3.8972 | 3.8972 | 0 | 0 | 0 | 0 | 0 | 0 | 0 | 0 | 0 | 0 | 0 | 0 | 0 | 0 | 0 | 0 | 0 | 0 | 0 | 0 | 0 | 0 | 0 | 0
[19 empty] | Variable capex | Input | £000s | 60.0006 | 60.4586 | 61.0817 | 61.833 | 62.7065 | 63.7178 | 64.8789 | 66.165 | 67.5628 | 69.0643 | 70.9324 | 73.2952 | 76.0249 | 79.0904 | 82.5007 | 86.4289 | 90.9452 | 96.037 | 101.7441 | 108.1345 | 115.2956 | 123.3415 | 132.4248 | 142.7553 | 154.634 | 154.634 | 154.634 | 154.634 | 154.634 | 154.634 | 154.634 | 154.634 | 154.634 | 154.634 | 154.634 | 154.634 | 154.634 | 154.634 | 154.634 | 154.634 | 154.634 | 154.634 | 154.634 | 154.634 | 154.634 | 154.634 | 154.634 | 154.634 | 154.634 | 154.634 | 154.634 | 154.634 | 154.634 | 154.634 | 154.634 | 154.634 | 154.634 | 154.634 | 154.634 | 154.634 | 154.634 | 154.634 | 154.634 | 154.634 | 154.634 | 154.634 | 154.634 | 154.634 | 154.634 | 154.634 | 154.634 | 154.634 | 154.634 | 154.634 | 154.634 | 154.634 | 154.634 | 154.634 | 154.634 | 154.634 | 0 | 0 | 0 | 0 | 0 | 0 | 0 | 0 | 0 | 0 | 0 | 0 | 0 | 0 | 0 | 0 | 0 | 0 | 0 | 0 | 0 | 0 | 0 | 0
[19 empty] | Financing costs | Input | £000s | 81 Year 81: 0; 82 Year 82: 0; 83 Year 83: 0; 84 Year 84: 0; 85 Year 85: 0; 86 Year 86: 0; 87 Year 87: 0; 88 Year 88: 0; 89 Year 89: 0; 90 Year 90: 0; 91 Year 91: 0; 92 Year 92: 0; 93 Year 93: 0; 94 Year 94: 0; 95 Year 95: 0; 96 Year 96: 0; 97 Year 97: 0; 98 Year 98: 0; 99 Year 99: 0; 100 Year 100: 0; 101 Year 101: 0; 102 Year 102: 0; 103 Year 103: 0; 104 Year 104: 0
[19 empty] | Fixed opex | Input | £000s | 81 Year 81: 0; 82 Year 82: 0; 83 Year 83: 0; 84 Year 84: 0; 85 Year 85: 0; 86 Year 86: 0; 87 Year 87: 0; 88 Year 88: 0; 89 Year 89: 0; 90 Year 90: 0; 91 Year 91: 0; 92 Year 92: 0; 93 Year 93: 0; 94 Year 94: 0; 95 Year 95: 0; 96 Year 96: 0; 97 Year 97: 0; 98 Year 98: 0; 99 Year 99: 0; 100 Year 100: 0; 101 Year 101: 0; 102 Year 102: 0; 103 Year 103: 0; 104 Year 104: 0
[19 empty] | Variable opex | Input | £000s | 6.6501 | 6.6783 | 6.7106 | 6.7435 | 6.777 | 6.8123 | 6.8504 | 6.8892 | 6.928 | 6.9667 | 7.0235 | 7.1028 | 7.1901 | 7.2816 | 7.3775 | 7.4889 | 7.6171 | 7.757 | 7.9086 | 8.0739 | 8.2552 | 8.4558 | 8.68 | 8.9339 | 9.2261 | 9.2261 | 9.2261 | 9.2261 | 9.2261 | 9.2261 | 9.2261 | 9.2261 | 9.2261 | 9.2261 | 9.2261 | 9.2261 | 9.2261 | 9.2261 | 9.2261 | 9.2261 | 9.2261 | 9.2261 | 9.2261 | 9.2261 | 9.2261 | 9.2261 | 9.2261 | 9.2261 | 9.2261 | 9.2261 | 9.2261 | 9.2261 | 9.2261 | 9.2261 | 9.2261 | 9.2261 | 9.2261 | 9.2261 | 9.2261 | 9.2261 | 9.2261 | 9.2261 | 9.2261 | 9.2261 | 9.2261 | 9.2261 | 9.2261 | 9.2261 | 9.2261 | 9.2261 | 9.2261 | 9.2261 | 9.2261 | 9.2261 | 9.2261 | 9.2261 | 9.2261 | 9.2261 | 9.2261 | 9.2261 | 0 | 0 | 0 | 0 | 0 | 0 | 0 | 0 | 0 | 0 | 0 | 0 | 0 | 0 | 0 | 0 | 0 | 0 | 0 | 0 | 0 | 0 | 0 | 0
[19 empty] | Opex savings | Input | £000s | 0.023992 | 0.044518 | 0.10489 | 0.20319 | 0.33746 | 0.50579 | 0.70863 | 0.94693 | 1.218 | 1.5192 | 1.8478 | 2.2309 | 2.6916 | 3.2275 | 3.8363 | 4.5154 | 5.2794 | 6.1369 | 7.087 | 8.1292 | 9.2627 | 10.4871 | 11.8015 | 13.2054 | 14.6981 | 16.2791 | 16.2791 | 16.2791 | 16.2791 | 16.2791 | 16.2791 | 16.2791 | 16.2791 | 16.2791 | 16.2791 | 16.2791 | 16.2791 | 16.2791 | 16.2791 | 16.2791 | 16.2791 | 16.2791 | 16.2791 | 16.2791 | 16.2791 | 16.2791 | 16.2791 | 16.2791 | 16.2791 | 16.2791 | 16.2791 | 16.2791 | 16.2791 | 16.2791 | 16.2791 | 16.2791 | 16.2791 | 16.2791 | 16.2791 | 16.2791 | 16.2791 | 16.2791 | 16.2791 | 16.2791 | 16.2791 | 16.2791 | 16.2791 | 16.2791 | 16.2791 | 16.2791 | 16.2791 | 16.2791 | 16.2791 | 16.2791 | 16.2791 | 16.2791 | 16.2791 | 16.2791 | 16.2791 | 16.2791 | 0 | 0 | 0 | 0 | 0 | 0 | 0 | 0 | 0 | 0 | 0 | 0 | 0 | 0 | 0 | 0 | 0 | 0 | 0 | 0 | 0 | 0 | 0 | 0
[19 empty] | Fixed env & social | Input | £000s | 81 Year 81: 0; 82 Year 82: 0; 83 Year 83: 0; 84 Year 84: 0; 85 Year 85: 0; 86 Year 86: 0; 87 Year 87: 0; 88 Year 88: 0; 89 Year 89: 0; 90 Year 90: 0; 91 Year 91: 0; 92 Year 92: 0; 93 Year 93: 0; 94 Year 94: 0; 95 Year 95: 0; 96 Year 96: 0; 97 Year 97: 0; 98 Year 98: 0; 99 Year 99: 0; 100 Year 100: 0; 101 Year 101: 0; 102 Year 102: 0; 103 Year 103: 0; 104 Year 104: 0
[19 empty] | Variable env & social | Input | £000s | 0.080972 | 0.19093 | 0.37027 | 0.61594 | 0.92502 | 1.2991 | 1.741 | 2.2469 | 2.8129 | 3.4352 | 4.1675 | 5.0577 | 6.107 | 7.3175 | 8.6925 | 10.2714 | 12.0867 | 14.1555 | 16.4995 | 19.1462 | 22.1308 | 25.4994 | 29.3132 | 33.6563 | 38.6484 | 38.6484 | 38.6484 | 38.6484 | 38.6484 | 38.6484 | 38.6484 | 38.6484 | 38.6484 | 38.6484 | 38.6484 | 38.6484 | 38.6484 | 38.6484 | 38.6484 | 38.6484 | 38.6484 | 38.6484 | 38.6484 | 38.6484 | 38.6484 | 38.6484 | 38.6484 | 38.6484 | 38.6484 | 38.6484 | 38.6484 | 38.6484 | 38.6484 | 38.6484 | 38.6484 | 38.6484 | 38.6484 | 38.6484 | 38.6484 | 38.6484 | 38.6484 | 38.6484 | 38.6484 | 38.6484 | 38.6484 | 38.6484 | 38.6484 | 38.6484 | 38.6484 | 38.6484 | 38.6484 | 38.6484 | 38.6484 | 38.6484 | 38.6484 | 38.6484 | 38.6484 | 38.6484 | 38.6484 | 38.6484 | 0 | 0 | 0 | 0 | 0 | 0 | 0 | 0 | 0 | 0 | 0 | 0 | 0 | 0 | 0 | 0 | 0 | 0 | 0 | 0 | 0 | 0 | 0 | 0
[19 empty] | Fixed carbon costs | Input | £000s | 81 Year 81: 0; 82 Year 82: 0; 83 Year 83: 0; 84 Year 84: 0; 85 Year 85: 0; 86 Year 86: 0; 87 Year 87: 0; 88 Year 88: 0; 89 Year 89: 0; 90 Year 90: 0; 91 Year 91: 0; 92 Year 92: 0; 93 Year 93: 0; 94 Year 94: 0; 95 Year 95: 0; 96 Year 96: 0; 97 Year 97: 0; 98 Year 98: 0; 99 Year 99: 0; 100 Year 100: 0; 101 Year 101: 0; 102 Year 102: 0; 103 Year 103: 0; 104 Year 104: 0
[19 empty] | Variable carbon costs | Input | £000s | 0.049626 | 0.048152 | 0.046749 | 0.045389 | 0.044072 | 0.042803 | 0.041587 | 0.040408 | 0.039262 | 0.038146 | 0.037157 | 0.036306 | 0.035509 | 0.034744 | 0.034012 | 0.033358 | 0.032781 | 0.032255 | 0.031773 | 0.03134 | 0.03096 | 0.03064 | 0.030389 | 0.03022 | 0.030153 | 0.029134 | 0.028149 | 0.027197 | 0.026277 | 0.025388 | 0.028365 | 0.027539 | 0.026737 | 0.025958 | 0.025202 | 0.024468 | 0.023756 | 0.023064 | 0.022392 | 0.02174 | 0.021106 | 0.020492 | 0.019895 | 0.019315 | 0.018753 | 0.018207 | 0.017676 | 0.017162 | 0.016662 | 0.016176 | 0.015705 | 0.015248 | 0.014804 | 0.014372 | 0.013954 | 0.013547 | 0.013153 | 0.01277 | 0.012398 | 0.012037 | 0.011686 | 0.011346 | 0.011015 | 0.010694 | 0.010383 | 0.010081 | 0.009787 | 0.0095019 | 0.0092252 | 0.0089565 | 0.0086956 | 0.0084423 | 0.0081964 | 0.0079577 | 0.0077259 | 0.010805 | 0.010541 | 0.010284 | 0.010033 | 0.0097886 | 0 | 0 | 0 | 0 | 0 | 0 | 0 | 0 | 0 | 0 | 0 | 0 | 0 | 0 | 0 | 0 | 0 | 0 | 0 | 0 | 0 | 0 | 0 | 0
[19 empty] | Customer willingness to pay | Input | £000s | 81 Year 81: 0; 82 Year 82: 0; 83 Year 83: 0; 84 Year 84: 0; 85 Year 85: 0; 86 Year 86: 0; 87 Year 87: 0; 88 Year 88: 0; 89 Year 89: 0; 90 Year 90: 0; 91 Year 91: 0; 92 Year 92: 0; 93 Year 93: 0; 94 Year 94: 0; 95 Year 95: 0; 96 Year 96: 0; 97 Year 97: 0; 98 Year 98: 0; 99 Year 99: 0; 100 Year 100: 0; 101 Year 101: 0; 102 Year 102: 0; 103 Year 103: 0; 104 Year 104: 0
[19 empty] | Total | Sum of above (excl WAFU) | £000s | 69.6143 | 70.2414 | 71.1489 | 72.2896 | 73.6527 | 75.2555 | 77.1142 | 79.1984 | 81.4874 | 83.9664 | 86.9752 | 90.7232 | 95.0863 | 100.0275 | 105.5572 | 111.9015 | 119.1788 | 127.3953 | 136.6116 | 146.9255 | 158.4623 | 171.3862 | 185.9164 | 202.3548 | 221.134 | 222.7139 | 222.7129 | 222.712 | 222.711 | 222.7102 | 222.7131 | 222.7123 | 222.7115 | 222.7107 | 222.71 | 222.7092 | 222.7085 | 222.7078 | 222.7072 | 222.7065 | 222.7059 | 222.7053 | 222.7047 | 222.7041 | 222.7035 | 222.703 | 222.7024 | 222.7019 | 222.7014 | 222.7009 | 222.7005 | 222.7 | 222.6996 | 222.6991 | 222.6987 | 222.6983 | 222.6979 | 222.6975 | 222.6972 | 222.6968 | 222.6965 | 222.6961 | 222.6958 | 222.6955 | 222.6952 | 222.6948 | 222.6946 | 222.6943 | 222.694 | 222.6937 | 222.6935 | 222.6932 | 222.693 | 222.6927 | 222.6925 | 222.6956 | 222.6953 | 222.6951 | 222.6948 | 222.6946 | 0 | 0 | 0 | 0 | 0 | 0 | 0 | 0 | 0 | 0 | 0 | 0 | 0 | 0 | 0 | 0 | 0 | 0 | 0 | 0 | 0 | 0 | 0 | 0
58.1x | Active Leakage Control - National Infrustructure commision scenario | ALC2 | Active leakage management | Y | 2020/21 | Capacity | 1.1314 | 7290.4532 | 8723.7187 | 344.7827 | -616.1295 | 1.1947 | 2955.3768 | 11408.9435 | 115.9375 | 156.4916 | 3 | 3 | Gains in WAFU / Savings in demand | Input | Ml/d | 0.00077778 | 0.0014432 | 0.0034005 | 0.006587 | 0.01094 | 0.016397 | 0.071872 | 0.1285 | 0.18619 | 0.24485 | 0.3044 | 0.35839 | 0.41489 | 0.47382 | 0.53512 | 0.59871 | 0.64703 | 0.69838 | 0.75273 | 0.81007 | 0.87037 | 0.93126 | 0.99507 | 1.0618 | 1.1314 | 1.2038 | 1.2038 | 1.2038 | 1.2038 | 1.2038 | 1.2038 | 1.2038 | 1.2038 | 1.2038 | 1.2038 | 1.2038 | 1.2038 | 1.2038 | 1.2038 | 1.2038 | 1.2038 | 1.2038 | 1.2038 | 1.2038 | 1.2038 | 1.2038 | 1.2038 | 1.2038 | 1.2038 | 1.2038 | 1.2038 | 1.2038 | 1.2038 | 1.2038 | 1.2038 | 1.2038 | 1.2038 | 1.2038 | 1.2038 | 1.2038 | 1.2038 | 1.2038 | 1.2038 | 1.2038 | 1.2038 | 1.2038 | 1.2038 | 1.2038 | 1.2038 | 1.2038 | 1.2038 | 1.2038 | 1.2038 | 1.2038 | 1.2038 | 1.2038 | 1.2038 | 1.2038 | 1.2038 | 1.2038
[19 empty] | Fixed capex | Input | £000s | 2.809 | 2.821 | 2.8346 | 2.8485 | 2.8626 | 3.2643 | 3.3236 | 3.3878 | 3.4574 | 3.5335 | 3.5608 | 3.6628 | 3.7811 | 3.919 | 4.0844 | 4.0926 | 4.2935 | 4.5676 | 5.0376 | 5.5664 | 5.7166 | 5.9225 | 6.1677 | 6.4715 | 6.8725 | 6.8725 | 6.8725 | 6.8725 | 6.8725 | 6.8725 | 6.8725 | 6.8725 | 6.8725 | 6.8725 | 6.8725 | 6.8725 | 6.8725 | 6.8725 | 6.8725 | 6.8725 | 6.8725 | 6.8725 | 6.8725 | 6.8725 | 6.8725 | 6.8725 | 6.8725 | 6.8725 | 6.8725 | 6.8725 | 6.8725 | 6.8725 | 6.8725 | 6.8725 | 6.8725 | 6.8725 | 6.8725 | 6.8725 | 6.8725 | 6.8725 | 6.8725 | 6.8725 | 6.8725 | 6.8725 | 6.8725 | 6.8725 | 6.8725 | 6.8725 | 6.8725 | 6.8725 | 6.8725 | 6.8725 | 6.8725 | 6.8725 | 6.8725 | 6.8725 | 6.8725 | 6.8725 | 6.8725 | 6.8725
[19 empty] | Variable capex | Input | £000s | 60.0006 | 60.4586 | 61.0817 | 61.833 | 62.7065 | 77.2221 | 84.8439 | 93.0129 | 101.798 | 111.2947 | 119.484 | 130.1921 | 142.3771 | 156.401 | 172.9079 | 184.3382 | 202.4934 | 226.511 | 265.217 | 305.7774 | 331.672 | 362.8572 | 400.4235 | 447.2428 | 509.0737 | 509.0737 | 509.0737 | 509.0737 | 509.0737 | 509.0737 | 509.0737 | 509.0737 | 509.0737 | 509.0737 | 509.0737 | 509.0737 | 509.0737 | 509.0737 | 509.0737 | 509.0737 | 509.0737 | 509.0737 | 509.0737 | 509.0737 | 509.0737 | 509.0737 | 509.0737 | 509.0737 | 509.0737 | 509.0737 | 509.0737 | 509.0737 | 509.0737 | 509.0737 | 509.0737 | 509.0737 | 509.0737 | 509.0737 | 509.0737 | 509.0737 | 509.0737 | 509.0737 | 509.0737 | 509.0737 | 509.0737 | 509.0737 | 509.0737 | 509.0737 | 509.0737 | 509.0737 | 509.0737 | 509.0737 | 509.0737 | 509.0737 | 509.0737 | 509.0737 | 509.0737 | 509.0737 | 509.0737 | 509.0737
[19 empty] | Financing costs | Input | £000s
[19 empty] | Fixed opex | Input | £000s
[19 empty] | Variable opex | Input | £000s | 6.6501 | 6.6783 | 6.7106 | 6.7435 | 6.777 | 7.7279 | 7.8684 | 8.0202 | 8.1849 | 8.3653 | 8.4298 | 8.6712 | 8.9514 | 9.2777 | 9.6695 | 9.6889 | 10.1644 | 10.8133 | 11.9259 | 13.1779 | 13.5334 | 14.0208 | 14.6015 | 15.3205 | 16.2699 | 16.2699 | 16.2699 | 16.2699 | 16.2699 | 16.2699 | 16.2699 | 16.2699 | 16.2699 | 16.2699 | 16.2699 | 16.2699 | 16.2699 | 16.2699 | 16.2699 | 16.2699 | 16.2699 | 16.2699 | 16.2699 | 16.2699 | 16.2699 | 16.2699 | 16.2699 | 16.2699 | 16.2699 | 16.2699 | 16.2699 | 16.2699 | 16.2699 | 16.2699 | 16.2699 | 16.2699 | 16.2699 | 16.2699 | 16.2699 | 16.2699 | 16.2699 | 16.2699 | 16.2699 | 16.2699 | 16.2699 | 16.2699 | 16.2699 | 16.2699 | 16.2699 | 16.2699 | 16.2699 | 16.2699 | 16.2699 | 16.2699 | 16.2699 | 16.2699 | 16.2699 | 16.2699 | 16.2699 | 16.2699
[19 empty] | Opex savings | Input | £000s | 0.023992 | 0.044518 | 0.10489 | 0.20319 | 0.33746 | 0.50579 | 2.217 | 3.9637 | 5.7433 | 7.5529 | 9.3898 | 11.0551 | 12.7979 | 14.616 | 16.5069 | 18.4682 | 19.9588 | 21.5427 | 23.2194 | 24.9882 | 26.8483 | 28.7265 | 30.6948 | 32.7526 | 34.8992 | 37.1341 | 37.1341 | 37.1341 | 37.1341 | 37.1341 | 37.1341 | 37.1341 | 37.1341 | 37.1341 | 37.1341 | 37.1341 | 37.1341 | 37.1341 | 37.1341 | 37.1341 | 37.1341 | 37.1341 | 37.1341 | 37.1341 | 37.1341 | 37.1341 | 37.1341 | 37.1341 | 37.1341 | 37.1341 | 37.1341 | 37.1341 | 37.1341 | 37.1341 | 37.1341 | 37.1341 | 37.1341 | 37.1341 | 37.1341 | 37.1341 | 37.1341 | 37.1341 | 37.1341 | 37.1341 | 37.1341 | 37.1341 | 37.1341 | 37.1341 | 37.1341 | 37.1341 | 37.1341 | 37.1341 | 37.1341 | 37.1341 | 37.1341 | 37.1341 | 37.1341 | 37.1341 | 37.1341 | 37.1341
[19 empty] | Fixed env & social | Input | £000s
[19 empty] | Variable env & social | Input | £000s | 0.080972 | 0.19093 | 0.37027 | 0.61594 | 0.92502 | 4.1407 | 7.5726 | 11.2445 | 15.1863 | 19.4365 | 23.5435 | 28.1509 | 33.3672 | 39.3516 | 46.3587 | 52.4343 | 59.9241 | 69.7365 | 85.2242 | 101.0364 | 113.2866 | 127.7523 | 145.2094 | 166.9889 | 195.7525 | 195.7525 | 195.7525 | 195.7525 | 195.7525 | 195.7525 | 195.7525 | 195.7525 | 195.7525 | 195.7525 | 195.7525 | 195.7525 | 195.7525 | 195.7525 | 195.7525 | 195.7525 | 195.7525 | 195.7525 | 195.7525 | 195.7525 | 195.7525 | 195.7525 | 195.7525 | 195.7525 | 195.7525 | 195.7525 | 195.7525 | 195.7525 | 195.7525 | 195.7525 | 195.7525 | 195.7525 | 195.7525 | 195.7525 | 195.7525 | 195.7525 | 195.7525 | 195.7525 | 195.7525 | 195.7525 | 195.7525 | 195.7525 | 195.7525 | 195.7525 | 195.7525 | 195.7525 | 195.7525 | 195.7525 | 195.7525 | 195.7525 | 195.7525 | 195.7525 | 195.7525 | 195.7525 | 195.7525 | 195.7525
[19 empty] | Fixed carbon costs | Input | £000s
[19 empty] | Variable carbon costs | Input | £000s | 0.049626 | 0.048152 | 0.046749 | 0.045389 | 0.044072 | 0.048556 | 0.047767 | 0.047042 | 0.046385 | 0.045804 | 0.044596 | 0.044322 | 0.044207 | 0.044269 | 0.044578 | 0.043157 | 0.043744 | 0.044963 | 0.047913 | 0.051152 | 0.050756 | 0.050806 | 0.05112 | 0.051824 | 0.053174 | 0.051376 | 0.049639 | 0.04796 | 0.046338 | 0.044771 | 0.050021 | 0.048564 | 0.04715 | 0.045776 | 0.044443 | 0.043149 | 0.041892 | 0.040672 | 0.039487 | 0.038337 | 0.03722 | 0.036136 | 0.035084 | 0.034062 | 0.03307 | 0.032107 | 0.031171 | 0.030264 | 0.029382 | 0.028526 | 0.027695 | 0.026889 | 0.026106 | 0.025345 | 0.024607 | 0.02389 | 0.023194 | 0.022519 | 0.021863 | 0.021226 | 0.020608 | 0.020008 | 0.019425 | 0.018859 | 0.01831 | 0.017777 | 0.017259 | 0.016756 | 0.016268 | 0.015794 | 0.015334 | 0.014888 | 0.014454 | 0.014033 | 0.013624 | 0.019054 | 0.018589 | 0.018136 | 0.017693 | 0.017262
[19 empty] | Customer willingness to pay | Input | £000s
[19 empty] | Total | Sum of above (excl WAFU) | £000s | 69.6143 | 70.2414 | 71.1489 | 72.2896 | 73.6527 | 92.9094 | 105.8733 | 119.6762 | 134.4163 | 150.2287 | 164.4525 | 181.7764 | 201.3189 | 223.6095 | 249.5719 | 269.0654 | 296.878 | 333.216 | 390.6721 | 450.5974 | 491.1076 | 539.3301 | 597.1481 | 668.8281 | 762.921 | 765.1541 | 765.1523 | 765.1507 | 765.149 | 765.1475 | 765.1527 | 765.1513 | 765.1498 | 765.1485 | 765.1471 | 765.1458 | 765.1446 | 765.1434 | 765.1422 | 765.141 | 765.1399 | 765.1388 | 765.1378 | 765.1368 | 765.1358 | 765.1348 | 765.1339 | 765.133 | 765.1321 | 765.1312 | 765.1304 | 765.1296 | 765.1288 | 765.128 | 765.1273 | 765.1266 | 765.1259 | 765.1252 | 765.1246 | 765.1239 | 765.1233 | 765.1227 | 765.1221 | 765.1216 | 765.121 | 765.1205 | 765.12 | 765.1195 | 765.119 | 765.1185 | 765.118 | 765.1176 | 765.1171 | 765.1167 | 765.1163 | 765.1217 | 765.1213 | 765.1208 | 765.1204 | 765.12 | 0 | 0 | 0 | 0 | 0 | 0 | 0 | 0 | 0 | 0 | 0 | 0 | 0 | 0 | 0 | 0 | 0 | 0 | 0 | 0 | 0 | 0 | 0 | 0
59.2a | Options to reduce Distribution System Operating Use (DSOU) losses | [20 empty] | 0 | 0 | 0 | 0 | 0 | 0 | 0 | 0 | 0 | 0 | 0 | 0 | 0 | 0 | 0 | 0 | 0 | 0 | 0 | 0 | 0 | 0 | 0 | 0 | 0 | 0 | 0 | 0 | 0 | 0 | 0 | 0 | 0 | 0 | 0 | 0 | 0 | 0 | 0 | 0 | 0 | 0 | 0 | 0 | 0 | 0 | 0 | 0 | 0 | 0 | 0 | 0 | 0 | 0 | 0 | 0 | 0 | 0 | 0 | 0 | 0 | 0 | 0 | 0 | 0 | 0 | 0 | 0 | 0 | 0 | 0 | 0 | 0 | 0 | 0 | 0 | 0 | 0 | 0 | 0 | 0 | 0 | 0 | 0 | 0 | 0 | 0 | 0 | 0 | 0 | 0 | 0 | 0 | 0 | 0 | 0 | 0 | 0 | 0 | 0 | 0 | 0 | 0 | 0
60a | PRODUCTION SIDE | bar: 1 Year 1 to 80 Year 80
60.1a | Options to reduce treatment works losses | [20 empty] | 0 | 0 | 0 | 0 | 0 | 0 | 0 | 0 | 0 | 0 | 0 | 0 | 0 | 0 | 0 | 0 | 0 | 0 | 0 | 0 | 0 | 0 | 0 | 0 | 0 | 0 | 0 | 0 | 0 | 0 | 0 | 0 | 0 | 0 | 0 | 0 | 0 | 0 | 0 | 0 | 0 | 0 | 0 | 0 | 0 | 0 | 0 | 0 | 0 | 0 | 0 | 0 | 0 | 0 | 0 | 0 | 0 | 0 | 0 | 0 | 0 | 0 | 0 | 0 | 0 | 0 | 0 | 0 | 0 | 0 | 0 | 0 | 0 | 0 | 0 | 0 | 0 | 0 | 0 | 0 | 0 | 0 | 0 | 0 | 0 | 0 | 0 | 0 | 0 | 0 | 0 | 0 | 0 | 0 | 0 | 0 | 0 | 0 | 0 | 0 | 0 | 0 | 0 | 0
60.2a | Options to reduce outage | [20 empty] | 0 | 0 | 0 | 0 | 0 | 0 | 0 | 0 | 0 | 0 | 0 | 0 | 0 | 0 | 0 | 0 | 0 | 0 | 0 | 0 | 0 | 0 | 0 | 0 | 0 | 0 | 0 | 0 | 0 | 0 | 0 | 0 | 0 | 0 | 0 | 0 | 0 | 0 | 0 | 0 | 0 | 0 | 0 | 0 | 0 | 0 | 0 | 0 | 0 | 0 | 0 | 0 | 0 | 0 | 0 | 0 | 0 | 0 | 0 | 0 | 0 | 0 | 0 | 0 | 0 | 0 | 0 | 0 | 0 | 0 | 0 | 0 | 0 | 0 | 0 | 0 | 0 | 0 | 0 | 0 | 0 | 0 | 0 | 0 | 0 | 0 | 0 | 0 | 0 | 0 | 0 | 0 | 0 | 0 | 0 | 0 | 0 | 0 | 0 | 0 | 0 | 0 | 0 | 0
61a | CUSTOMER SIDE | bar: 1 Year 1 to 80 Year 80
61.1a | Options to change volume delivered to measured non households | [20 empty] | 0 | 0 | 0 | 0 | 0 | 0 | 0 | 0 | 0 | 0 | 0 | 0 | 0 | 0 | 0 | 0 | 0 | 0 | 0 | 0 | 0 | 0 | 0 | 0 | 0 | 0 | 0 | 0 | 0 | 0 | 0 | 0 | 0 | 0 | 0 | 0 | 0 | 0 | 0 | 0 | 0 | 0 | 0 | 0 | 0 | 0 | 0 | 0 | 0 | 0 | 0 | 0 | 0 | 0 | 0 | 0 | 0 | 0 | 0 | 0 | 0 | 0 | 0 | 0 | 0 | 0 | 0 | 0 | 0 | 0 | 0 | 0 | 0 | 0 | 0 | 0 | 0 | 0 | 0 | 0 | 0 | 0 | 0 | 0 | 0 | 0 | 0 | 0 | 0 | 0 | 0 | 0 | 0 | 0 | 0 | 0 | 0 | 0 | 0 | 0 | 0 | 0 | 0 | 0
61.2a | Options to change volume delivered to unmeasured non households | [20 empty] | 0 | 0 | 0 | 0 | 0 | 0 | 0 | 0 | 0 | 0 | 0 | 0 | 0 | 0 | 0 | 0 | 0 | 0 | 0 | 0 | 0 | 0 | 0 | 0 | 0 | 0 | 0 | 0 | 0 | 0 | 0 | 0 | 0 | 0 | 0 | 0 | 0 | 0 | 0 | 0 | 0 | 0 | 0 | 0 | 0 | 0 | 0 | 0 | 0 | 0 | 0 | 0 | 0 | 0 | 0 | 0 | 0 | 0 | 0 | 0 | 0 | 0 | 0 | 0 | 0 | 0 | 0 | 0 | 0 | 0 | 0 | 0 | 0 | 0 | 0 | 0 | 0 | 0 | 0 | 0 | 0 | 0 | 0 | 0 | 0 | 0 | 0 | 0 | 0 | 0 | 0 | 0 | 0 | 0 | 0 | 0 | 0 | 0 | 0 | 0 | 0 | 0 | 0 | 0
61.3a | Options to change volume delivered to measured households | [20 empty] | 0 | 0 | 0 | 0 | 0 | 0 | 0 | 0 | 0 | 0 | 0 | 0 | 0 | 0 | 0 | 0 | 0 | 0 | 0 | 0 | 0 | 0 | 0 | 0 | 0 | 0 | 0 | 0 | 0 | 0 | 0 | 0 | 0 | 0 | 0 | 0 | 0 | 0 | 0 | 0 | 0 | 0 | 0 | 0 | 0 | 0 | 0 | 0 | 0 | 0 | 0 | 0 | 0 | 0 | 0 | 0 | 0 | 0 | 0 | 0 | 0 | 0 | 0 | 0 | 0 | 0 | 0 | 0 | 0 | 0 | 0 | 0 | 0 | 0 | 0 | 0 | 0 | 0 | 0 | 0 | 0 | 0 | 0 | 0 | 0 | 0 | 0 | 0 | 0 | 0 | 0 | 0 | 0 | 0 | 0 | 0 | 0 | 0 | 0 | 0 | 0 | 0 | 0 | 0
58.1x | Home water efficiency audits | WE001 | Retrofitting indoor water efficiency devices | N | 2020-21 | Capacity | 9.5178 | 21686.0142 | 9412.4049 | 0 | -2844.1287 | 3741.2665 | 0 | 10309.5426 | 30.2881 | 47.5401 | 3 | 3 | Gains in WAFU / Savings in demand | Input | Ml/d | 0.50606 | 1.0401 | 1.639 | 2.0421 | 2.6219 | 3.3073 | 4.1775 | 4.9969 | 5.7684 | 6.4948 | 7.1789 | 7.8188 | 8.2431 | 8.8334 | 9.3245 | 9.5178 | 0 | 0 | 0 | 0 | 0 | 0 | 0 | 0 | 0 | 0 | 0 | 0 | 0 | 0 | 0 | 0 | 0 | 0 | 0 | 0 | 0 | 0 | 0 | 0 | 0 | 0 | 0 | 0 | 0 | 0 | 0 | 0 | 0 | 0 | 0 | 0 | 0 | 0 | 0 | 0 | 0 | 0 | 0 | 0 | 0 | 0 | 0 | 0 | 0 | 0 | 0 | 0 | 0 | 0 | 0 | 0 | 0 | 0 | 0 | 0 | 0 | 0 | 0 | 0 | 0 | 0 | 0 | 0 | 0 | 0 | 0 | 0 | 0 | 0 | 0 | 0 | 0 | 0 | 0 | 0 | 0 | 0 | 0 | 0 | 0 | 0 | 0 | 0
| This is a company wide decision, and the AIC reflects the company wide costs and demand benefits for measured and unmeasured water efficiency programmes | [17 empty] | Fixed capex | Input | £000s | 879.7305 | 906.12 | 775.5 | 852.4787 | 775.5 | 775.5 | 775.5 | 775.5 | 775.5 | 775.5 | 775.5 | 765.7906 | 503.6798 | 772.1474 | 630.403 | 245.432 | 0 | 0 | 0 | 0 | 0 | 0 | 0 | 0 | 0 | 0 | 0 | 0 | 0 | 0 | 0 | 0 | 0 | 0 | 0 | 0 | 0 | 0 | 0 | 0 | 0 | 0 | 0 | 0 | 0 | 0 | 0 | 0 | 0 | 0 | 0 | 0 | 0 | 0 | 0 | 0 | 0 | 0 | 0 | 0 | 0 | 0 | 0 | 0 | 0 | 0 | 0 | 0 | 0 | 0 | 0 | 0 | 0 | 0 | 0 | 0 | 0 | 0 | 0 | 0 | 0 | 0 | 0 | 0 | 0 | 0 | 0 | 0 | 0 | 0 | 0 | 0 | 0 | 0 | 0 | 0 | 0 | 0 | 0 | 0 | 0 | 0 | 0 | 0
[19 empty] | Variable capex | Input | £000s | 81 Year 81: 0; 82 Year 82: 0; 83 Year 83: 0; 84 Year 84: 0; 85 Year 85: 0; 86 Year 86: 0; 87 Year 87: 0; 88 Year 88: 0; 89 Year 89: 0; 90 Year 90: 0; 91 Year 91: 0; 92 Year 92: 0; 93 Year 93: 0; 94 Year 94: 0; 95 Year 95: 0; 96 Year 96: 0; 97 Year 97: 0; 98 Year 98: 0; 99 Year 99: 0; 100 Year 100: 0; 101 Year 101: 0; 102 Year 102: 0; 103 Year 103: 0; 104 Year 104: 0
[19 empty] | Financing costs | Input | £000s
[12 empty] | 0 | [6 empty] | Fixed opex | Input | £000s | 81 Year 81: 0; 82 Year 82: 0; 83 Year 83: 0; 84 Year 84: 0; 85 Year 85: 0; 86 Year 86: 0; 87 Year 87: 0; 88 Year 88: 0; 89 Year 89: 0; 90 Year 90: 0; 91 Year 91: 0; 92 Year 92: 0; 93 Year 93: 0; 94 Year 94: 0; 95 Year 95: 0; 96 Year 96: 0; 97 Year 97: 0; 98 Year 98: 0; 99 Year 99: 0; 100 Year 100: 0; 101 Year 101: 0; 102 Year 102: 0; 103 Year 103: 0; 104 Year 104: 0
[19 empty] | Variable opex | Input | £000s | 81 Year 81: 0; 82 Year 82: 0; 83 Year 83: 0; 84 Year 84: 0; 85 Year 85: 0; 86 Year 86: 0; 87 Year 87: 0; 88 Year 88: 0; 89 Year 89: 0; 90 Year 90: 0; 91 Year 91: 0; 92 Year 92: 0; 93 Year 93: 0; 94 Year 94: 0; 95 Year 95: 0; 96 Year 96: 0; 97 Year 97: 0; 98 Year 98: 0; 99 Year 99: 0; 100 Year 100: 0; 101 Year 101: 0; 102 Year 102: 0; 103 Year 103: 0; 104 Year 104: 0
[19 empty] | Opex savings | Input | £000s | 24.2249 | 49.7889 | 78.4583 | 97.7572 | 125.5097 | 158.3215 | 199.9744 | 239.1996 | 276.133 | 310.9031 | 343.6511 | 374.2849 | 394.5956 | 422.8543 | 446.3606 | 455.6147 | 0 | 0 | 0 | 0 | 0 | 0 | 0 | 0 | 0 | 0 | 0 | 0 | 0 | 0 | 0 | 0 | 0 | 0 | 0 | 0 | 0 | 0 | 0 | 0 | 0 | 0 | 0 | 0 | 0 | 0 | 0 | 0 | 0 | 0 | 0 | 0 | 0 | 0 | 0 | 0 | 0 | 0 | 0 | 0 | 0 | 0 | 0 | 0 | 0 | 0 | 0 | 0 | 0 | 0 | 0 | 0 | 0 | 0 | 0 | 0 | 0 | 0 | 0 | 0 | 0 | 0 | 0 | 0 | 0 | 0 | 0 | 0 | 0 | 0 | 0 | 0 | 0 | 0 | 0 | 0 | 0 | 0 | 0 | 0 | 0 | 0 | 0 | 0
[19 empty] | Fixed env & social | Input | £000s | 81 Year 81: 0; 82 Year 82: 0; 83 Year 83: 0; 84 Year 84: 0; 85 Year 85: 0; 86 Year 86: 0; 87 Year 87: 0; 88 Year 88: 0; 89 Year 89: 0; 90 Year 90: 0; 91 Year 91: 0; 92 Year 92: 0; 93 Year 93: 0; 94 Year 94: 0; 95 Year 95: 0; 96 Year 96: 0; 97 Year 97: 0; 98 Year 98: 0; 99 Year 99: 0; 100 Year 100: 0; 101 Year 101: 0; 102 Year 102: 0; 103 Year 103: 0; 104 Year 104: 0
[19 empty] | Variable env & social | Input | £000s | 81 Year 81: 0; 82 Year 82: 0; 83 Year 83: 0; 84 Year 84: 0; 85 Year 85: 0; 86 Year 86: 0; 87 Year 87: 0; 88 Year 88: 0; 89 Year 89: 0; 90 Year 90: 0; 91 Year 91: 0; 92 Year 92: 0; 93 Year 93: 0; 94 Year 94: 0; 95 Year 95: 0; 96 Year 96: 0; 97 Year 97: 0; 98 Year 98: 0; 99 Year 99: 0; 100 Year 100: 0; 101 Year 101: 0; 102 Year 102: 0; 103 Year 103: 0; 104 Year 104: 0
[19 empty] | Fixed carbon costs | Input | £000s | 1.454 | 1.454 | 1.454 | 1.454 | 1.454 | 1.3078 | 1.3078 | 1.3078 | 1.3078 | 1.3078 | 0.4195 | 0.4195 | 0.4195 | 0.4195 | 0.4195 | 0 | 0 | 0 | 0 | 0 | 0 | 0 | 0 | 0 | 0 | 0 | 0 | 0 | 0 | 0 | 0 | 0 | 0 | 0 | 0 | 0 | 0 | 0 | 0 | 0 | 0 | 0 | 0 | 0 | 0 | 0 | 0 | 0 | 0 | 0 | 0 | 0 | 0 | 0 | 0 | 0 | 0 | 0 | 0 | 0 | 0 | 0 | 0 | 0 | 0 | 0 | 0 | 0 | 0 | 0 | 0 | 0 | 0 | 0 | 0 | 0 | 0 | 0 | 0 | 0 | 0 | 0 | 0 | 0 | 0 | 0 | 0 | 0 | 0 | 0 | 0 | 0 | 0 | 0 | 0 | 0 | 0 | 0 | 0 | 0 | 0 | 0 | 0 | 0
[19 empty] | Variable carbon costs | Input | £000s | 406.6361 | 406.6361 | 406.6361 | 406.6361 | 406.6361 | 365.737 | 365.737 | 365.737 | 365.737 | 365.737 | 117.3202 | 117.3202 | 117.3202 | 117.3202 | 117.3202 | 0 | 0 | 0 | 0 | 0 | 0 | 0 | 0 | 0 | 0 | 0 | 0 | 0 | 0 | 0 | 0 | 0 | 0 | 0 | 0 | 0 | 0 | 0 | 0 | 0 | 0 | 0 | 0 | 0 | 0 | 0 | 0 | 0 | 0 | 0 | 0 | 0 | 0 | 0 | 0 | 0 | 0 | 0 | 0 | 0 | 0 | 0 | 0 | 0 | 0 | 0 | 0 | 0 | 0 | 0 | 0 | 0 | 0 | 0 | 0 | 0 | 0 | 0 | 0 | 0 | 0 | 0 | 0 | 0 | 0 | 0 | 0 | 0 | 0 | 0 | 0 | 0 | 0 | 0 | 0 | 0 | 0 | 0 | 0 | 0 | 0 | 0 | 0 | 0
[19 empty] | Customer willingness to pay | Input | £000s | 81 Year 81: 0; 82 Year 82: 0; 83 Year 83: 0; 84 Year 84: 0; 85 Year 85: 0; 86 Year 86: 0; 87 Year 87: 0; 88 Year 88: 0; 89 Year 89: 0; 90 Year 90: 0; 91 Year 91: 0; 92 Year 92: 0; 93 Year 93: 0; 94 Year 94: 0; 95 Year 95: 0; 96 Year 96: 0; 97 Year 97: 0; 98 Year 98: 0; 99 Year 99: 0; 100 Year 100: 0; 101 Year 101: 0; 102 Year 102: 0; 103 Year 103: 0; 104 Year 104: 0
[19 empty] | Total | Sum of above (excl WAFU) | £000s | 558.1 | 558.3835 | 558.6514 | 558.9046 | 559.1438 | 559.3699 | 559.5836 | 559.7855 | 559.9763 | 560.1566 | 560.327 | 560.488 | 560.6401 | 560.7839 | 560.9198 | 2.9482 | 2.7861 | 2.6328 | 2.488 | 2.3512 | 0 | 0 | 0 | 0 | 0 | 0 | 0 | 0 | 0 | 0 | 0 | 0 | 0 | 0 | 0 | 0 | 0 | 0 | 0 | 0 | 0 | 0 | 0 | 0 | 0 | 0 | 0 | 0 | 0 | 0 | 0 | 0 | 0 | 0 | 0 | 0 | 0 | 0 | 0 | 0 | 0 | 0 | 0 | 0 | 0 | 0 | 0 | 0 | 0 | 0 | 0 | 0 | 0 | 0 | 0 | 0 | 0 | 0 | 0 | 0 | 0 | 0 | 0 | 0 | 0 | 0 | 0 | 0 | 0 | 0 | 0 | 0 | 0 | 0 | 0 | 0 | 0 | 0 | 0 | 0 | 0 | 0 | 0 | 0
61.4a | Options to change volume delivered to unmeasured households | [20 empty] | 0 | 0 | 0 | 0 | 0 | 0 | 0 | 0 | 0 | 0 | 0 | 0 | 0 | 0 | 0 | 0 | 0 | 0 | 0 | 0 | 0 | 0 | 0 | 0 | 0 | 0 | 0 | 0 | 0 | 0 | 0 | 0 | 0 | 0 | 0 | 0 | 0 | 0 | 0 | 0 | 0 | 0 | 0 | 0 | 0 | 0 | 0 | 0 | 0 | 0 | 0 | 0 | 0 | 0 | 0 | 0 | 0 | 0 | 0 | 0 | 0 | 0 | 0 | 0 | 0 | 0 | 0 | 0 | 0 | 0 | 0 | 0 | 0 | 0 | 0 | 0 | 0 | 0 | 0 | 0 | 0 | 0 | 0 | 0 | 0 | 0 | 0 | 0 | 0 | 0 | 0 | 0 | 0 | 0 | 0 | 0 | 0 | 0 | 0 | 0 | 0 | 0 | 0 | 0
58.1x | Enhanced Metering | EM001 | Metering other selective | Y | 2020-21 | Capacity | 41.54 | 260373.7353 | 439070.7084 | 328248.2635 | -30851.6277 | 11101.6008 | 185038.0241 | 932606.9691 | 282.8501 | 358.1801 | 3 | 3 | Gains in WAFU / Savings in demand | Input | Ml/d | 1.51 | 3.54 | 5.74 | 8.29 | 11.37 | 15.38 | 19.56 | 23.95 | 28.2 | 32.15 | 36.75 | 39.71 | 41.54 | 41.39 | 40.01 | 38.4 | 36.85 | 35.36 | 33.88 | 32.42 | 30.98 | 29.61 | 28.26 | 26.93 | 25.75 | 25.75 | 25.75 | 25.75 | 25.75 | 25.75 | 25.75 | 25.75 | 25.75 | 25.75 | 25.75 | 25.75 | 25.75 | 25.75 | 25.75 | 25.75 | 25.75 | 25.75 | 25.75 | 25.75 | 25.75 | 25.75 | 25.75 | 25.75 | 25.75 | 25.75 | 25.75 | 25.75 | 25.75 | 25.75 | 25.75 | 25.75 | 25.75 | 25.75 | 25.75 | 25.75 | 25.75 | 25.75 | 25.75 | 25.75 | 25.75 | 25.75 | 25.75 | 25.75 | 25.75 | 25.75 | 25.75 | 25.75 | 25.75 | 25.75 | 25.75 | 25.75 | 25.75 | 25.75 | 25.75 | 25.75 | 0 | 0 | 0 | 0 | 0 | 0 | 0 | 0 | 0 | 0 | 0 | 0 | 0 | 0 | 0 | 0 | 0 | 0 | 0 | 0 | 0 | 0 | 0 | 0
| This is a company wide decision, and the AIC reflects the company wide costs and demand benefits | [17 empty] | Fixed capex | Input | £000s | 9026.9182 | 12461.6058 | 14080.5498 | 16727.1383 | 21293.654 | 25773.6826 | 26309.1372 | 28939.3516 | 29699.7874 | 30103.8717 | 36925.224 | 27676.4247 | 19952.7624 | 15944.2652 | 5189.7767 | 6281.6677 | 6412.1709 | 7053.2176 | 7238.5541 | 7337.0392 | 13391.5289 | 12808.4884 | 11713.7277 | 12024.4329 | 11625.0999 | 14070.9357 | 14363.2628 | 15799.2073 | 16214.3611 | 16434.9677 | 21157.9932 | 16488.7846 | 12451.2733 | 10555.7507 | 5189.7767 | 6281.6677 | 6412.1709 | 7053.2176 | 7238.5541 | 7337.0392 | 13391.5289 | 12808.4884 | 11713.7277 | 12024.4329 | 11625.0999 | 14070.9357 | 14363.2628 | 15799.2073 | 16214.3611 | 16434.9677 | 21157.9932 | 16488.7846 | 12451.2733 | 10555.7507 | 5189.7767 | 6281.6677 | 6412.1709 | 7053.2176 | 7238.5541 | 7337.0392 | 13391.5289 | 12808.4884 | 11713.7277 | 12024.4329 | 11625.0999 | 14070.9357 | 14363.2628 | 15799.2073 | 16214.3611 | 16434.9677 | 21157.9932 | 16488.7846 | 12451.2733 | 10555.7507 | 5189.7767 | 6281.6677 | 6412.1709 | 7053.2176 | 7238.5541 | 7337.0392 | 0 | 0 | 0 | 0 | 0 | 0 | 0 | 0 | 0 | 0 | 0 | 0 | 0 | 0 | 0 | 0 | 0 | 0 | 0 | 0 | 0 | 0 | 0 | 0
[19 empty] | Variable capex | Input | £000s | 0 | 0 | 0 | 0 | 0 | 0 | 0 | 0 | 0 | 0 | 0 | 0 | 0 | 0 | 0 | 0 | 0 | 0 | 0 | 0 | 0 | 0 | 0 | 0 | 0 | 0 | 0 | 0 | 0 | 0 | 0 | 0 | 0 | 0 | 0 | 0 | 0 | 0 | 0 | 0 | 0 | 0 | 0 | 0 | 0 | 0 | 0 | 0 | 0 | 0 | 0 | 0 | 0 | 0 | 0 | 0 | 0 | 0 | 0 | 0 | 0 | 0 | 0 | 0 | 0 | 0 | 0 | 0 | 0 | 0 | 0 | 0 | 0 | 0 | 0 | 0 | 0 | 0 | 0 | 0 | 0 | 0 | 0 | 0 | 0 | 0 | 0 | 0 | 0 | 0 | 0 | 0 | 0 | 0 | 0 | 0 | 0 | 0 | 0 | 0 | 0 | 0 | 0 | 0
[19 empty] | Financing costs | Input | £000s | 0 | 0 | 0 | 0 | 0 | 0 | 0 | 0 | 0 | 0 | 0 | 0 | 0 | 0 | 0 | 0 | 0 | 0 | 0 | 0 | 0 | 0 | 0 | 0 | 0 | 0 | 0 | 0 | 0 | 0 | 0 | 0 | 0 | 0 | 0 | 0 | 0 | 0 | 0 | 0 | 0 | 0 | 0 | 0 | 0 | 0 | 0 | 0 | 0 | 0 | 0 | 0 | 0 | 0 | 0 | 0 | 0 | 0 | 0 | 0 | 0 | 0 | 0 | 0 | 0 | 0 | 0 | 0 | 0 | 0 | 0 | 0 | 0 | 0 | 0 | 0 | 0 | 0 | 0 | 0 | 0 | 0 | 0 | 0 | 0 | 0 | 0 | 0 | 0 | 0 | 0 | 0 | 0 | 0 | 0 | 0 | 0 | 0 | 0 | 0 | 0 | 0 | 0 | 0
[19 empty] | Fixed opex | Input | £000s | 440.0155 | 1047.4543 | 1733.8081 | 2549.1695 | 3587.1248 | 4843.4584 | 6125.8926 | 7536.5361 | 8984.2469 | 10451.6547 | 12144.3258 | 13345.3607 | 14150.6735 | 14729.1506 | 14729.1506 | 14729.1506 | 14729.1506 | 14729.1506 | 14729.1506 | 14729.1506 | 14729.1506 | 14729.1506 | 14729.1506 | 14729.1506 | 14729.1506 | 14729.1506 | 14729.1506 | 14729.1506 | 14729.1506 | 14729.1506 | 14729.1506 | 14729.1506 | 14729.1506 | 14729.1506 | 14729.1506 | 14729.1506 | 14729.1506 | 14729.1506 | 14729.1506 | 14729.1506 | 14729.1506 | 14729.1506 | 14729.1506 | 14729.1506 | 14729.1506 | 14729.1506 | 14729.1506 | 14729.1506 | 14729.1506 | 14729.1506 | 14729.1506 | 14729.1506 | 14729.1506 | 14729.1506 | 14729.1506 | 14729.1506 | 14729.1506 | 14729.1506 | 14729.1506 | 14729.1506 | 14729.1506 | 14729.1506 | 14729.1506 | 14729.1506 | 14729.1506 | 14729.1506 | 14729.1506 | 14729.1506 | 14729.1506 | 14729.1506 | 14729.1506 | 14729.1506 | 14729.1506 | 14729.1506 | 14729.1506 | 14729.1506 | 14729.1506 | 14729.1506 | 14729.1506 | 14729.1506 | 0 | 0 | 0 | 0 | 0 | 0 | 0 | 0 | 0 | 0 | 0 | 0 | 0 | 0 | 0 | 0 | 0 | 0 | 0 | 0 | 0 | 0 | 0 | 0
[19 empty] | Variable opex | Input | £000s | 0 | 0 | 0 | 0 | 0 | 0 | 0 | 0 | 0 | 0 | 0 | 0 | 0 | 0 | 0 | 0 | 0 | 0 | 0 | 0 | 0 | 0 | 0 | 0 | 0 | 0 | 0 | 0 | 0 | 0 | 0 | 0 | 0 | 0 | 0 | 0 | 0 | 0 | 0 | 0 | 0 | 0 | 0 | 0 | 0 | 0 | 0 | 0 | 0 | 0 | 0 | 0 | 0 | 0 | 0 | 0 | 0 | 0 | 0 | 0 | 0 | 0 | 0 | 0 | 0 | 0 | 0 | 0 | 0 | 0 | 0 | 0 | 0 | 0 | 0 | 0 | 0 | 0 | 0 | 0 | 0 | 0 | 0 | 0 | 0 | 0 | 0 | 0 | 0 | 0 | 0 | 0 | 0 | 0 | 0 | 0 | 0 | 0 | 0 | 0 | 0 | 0 | 0 | 0
[19 empty] | Opex savings | Input | £000s | 41.2634 | 96.7366 | 156.7524 | 226.1633 | 329.6961 | 506.5882 | 756.9333 | 1036.2784 | 1289.7335 | 1486.8235 | 1666.9931 | 1774.5092 | 1835.9327 | 1818.4685 | 1757.8706 | 1687.0088 | 1619.3199 | 1553.9397 | 1489.4924 | 1424.4339 | 1361.9009 | 1302.561 | 1242.4513 | 1184.9365 | 1133.9368 | 1133.9368 | 1133.9368 | 1133.9368 | 1133.9368 | 1133.9368 | 1133.9368 | 1133.9368 | 1133.9368 | 1133.9368 | 1133.9368 | 1133.9368 | 1133.9368 | 1133.9368 | 1133.9368 | 1133.9368 | 1133.9368 | 1133.9368 | 1133.9368 | 1133.9368 | 1133.9368 | 1133.9368 | 1133.9368 | 1133.9368 | 1133.9368 | 1133.9368 | 1133.9368 | 1133.9368 | 1133.9368 | 1133.9368 | 1133.9368 | 1133.9368 | 1133.9368 | 1133.9368 | 1133.9368 | 1133.9368 | 1133.9368 | 1133.9368 | 1133.9368 | 1133.9368 | 1133.9368 | 1133.9368 | 1133.9368 | 1133.9368 | 1133.9368 | 1133.9368 | 1133.9368 | 1133.9368 | 1133.9368 | 1133.9368 | 1133.9368 | 1133.9368 | 1133.9368 | 1133.9368 | 1133.9368 | 1133.9368 | 0 | 0 | 0 | 0 | 0 | 0 | 0 | 0 | 0 | 0 | 0 | 0 | 0 | 0 | 0 | 0 | 0 | 0 | 0 | 0 | 0 | 0 | 0 | 0
[19 empty] | Fixed env & social | Input | £000s | 4360.9937 | 6020.3254 | 6802.4533 | 8081.0465 | 10287.1755 | 12451.5217 | 12710.2051 | 13980.8878 | 14348.2619 | 14543.479 | 16776.0627 | 11903.4569 | 7981.4556 | 5733.2869 | 0 | 0 | 0 | 0 | 0 | 0 | 2813.4592 | 3883.9633 | 4388.5467 | 5213.4205 | 6636.6865 | 8032.9967 | 8199.8841 | 9019.6546 | 9256.663 | 9382.6057 | 10822.9386 | 7679.4172 | 5149.1703 | 3698.7828 | 0 | 0 | 0 | 0 | 0 | 0 | 2813.4592 | 3883.9633 | 4388.5467 | 5213.4205 | 6636.6865 | 8032.9967 | 8199.8841 | 9019.6546 | 9256.663 | 9382.6057 | 10822.9386 | 7679.4172 | 5149.1703 | 3698.7828 | 0 | 0 | 0 | 0 | 0 | 0 | 2813.4592 | 3883.9633 | 4388.5467 | 5213.4205 | 6636.6865 | 8032.9967 | 8199.8841 | 9019.6546 | 9256.663 | 9382.6057 | 10822.9386 | 7679.4172 | 5149.1703 | 3698.7828 | 0 | 0 | 0 | 0 | 0 | 0 | 0 | 0 | 0 | 0 | 0 | 0 | 0 | 0 | 0 | 0 | 0 | 0 | 0 | 0 | 0 | 0 | 0 | 0 | 0 | 0 | 0 | 0 | 0 | 0
[19 empty] | Variable env & social | Input | £000s | 0 | 1 | 2 | 3 | 4 | 5 | 6 | 7 | 8 | 9 | 10 | 11 | 12 | 13 | 14 | 15 | 16 | 17 | 18 | 19 | 20 | 21 | 22 | 23 | 24 | 25 | 26 | 27 | 28 | 29 | 30 | 31 | 32 | 33 | 34 | 35 | 36 | 37 | 38 | 39 | 40 | 41 | 42 | 43 | 44 | 45 | 46 | 47 | 48 | 49 | 50 | 51 | 52 | 53 | 54 | 55 | 56 | 57 | 58 | 59 | 60 | 61 | 62 | 63 | 64 | 65 | 66 | 67 | 68 | 69 | 70 | 71 | 72 | 73 | 74 | 75 | 76 | 77 | 78 | 79 | 0 | 0 | 0 | 0 | 0 | 0 | 0 | 0 | 0 | 0 | 0 | 0 | 0 | 0 | 0 | 0 | 0 | 0 | 0 | 0 | 0 | 0 | 0 | 0
[19 empty] | Fixed carbon costs | Input | £000s | 264.7566 | 365.4949 | 412.978 | 490.6016 | 624.5361 | 755.9339 | 771.6386 | 848.7819 | 871.0853 | 882.9369 | 1018.4775 | 722.6608 | 484.5555 | 348.0688 | 0 | 0 | 0 | 0 | 0 | 0 | 167.1357 | 230.7298 | 260.7049 | 309.7072 | 394.2574 | 477.2062 | 487.1203 | 535.8194 | 549.8991 | 557.3808 | 642.9448 | 456.2016 | 305.8904 | 219.729 | 0 | 0 | 0 | 0 | 0 | 0 | 167.1357 | 230.7298 | 260.7049 | 309.7072 | 394.2574 | 477.2062 | 487.1203 | 535.8194 | 549.8991 | 557.3808 | 642.9448 | 456.2016 | 305.8904 | 219.729 | 0 | 0 | 0 | 0 | 0 | 0 | 167.1357 | 230.7298 | 260.7049 | 309.7072 | 394.2574 | 477.2062 | 487.1203 | 535.8194 | 549.8991 | 557.3808 | 642.9448 | 456.2016 | 305.8904 | 219.729 | 0 | 0 | 0 | 0 | 0 | 0 | 0 | 0 | 0 | 0 | 0 | 0 | 0 | 0 | 0 | 0 | 0 | 0 | 0 | 0 | 0 | 0 | 0 | 0 | 0 | 0 | 0 | 0 | 0 | 0
[19 empty] | Variable carbon costs | Input | £000s | 0 | 0 | 0 | 0 | 0 | 0 | 0 | 0 | 0 | 0 | 0 | 0 | 0 | 0 | 0 | 0 | 0 | 0 | 0 | 0 | 0 | 0 | 0 | 0 | 0 | 0 | 0 | 0 | 0 | 0 | 0 | 0 | 0 | 0 | 0 | 0 | 0 | 0 | 0 | 0 | 0 | 0 | 0 | 0 | 0 | 0 | 0 | 0 | 0 | 0 | 0 | 0 | 0 | 0 | 0 | 0 | 0 | 0 | 0 | 0 | 0 | 0 | 0 | 0 | 0 | 0 | 0 | 0 | 0 | 0 | 0 | 0 | 0 | 0 | 0 | 0 | 0 | 0 | 0 | 0 | 0 | 0 | 0 | 0 | 0 | 0 | 0 | 0 | 0 | 0 | 0 | 0 | 0 | 0 | 0 | 0 | 0 | 0 | 0 | 0 | 0 | 0 | 0 | 0
[19 empty] | Customer willingness to pay | Input | £000s | 0 | 0 | 0 | 0 | 0 | 0 | 0 | 0 | 0 | 0 | 0 | 0 | 0 | 0 | 0 | 0 | 0 | 0 | 0 | 0 | 0 | 0 | 0 | 0 | 0 | 0 | 0 | 0 | 0 | 0 | 0 | 0 | 0 | 0 | 0 | 0 | 0 | 0 | 0 | 0 | 0 | 0 | 0 | 0 | 0 | 0 | 0 | 0 | 0 | 0 | 0 | 0 | 0 | 0 | 0 | 0 | 0 | 0 | 0 | 0 | 0 | 0 | 0 | 0 | 0 | 0 | 0 | 0 | 0 | 0 | 0 | 0 | 0 | 0 | 0 | 0 | 0 | 0 | 0 | 0 | 0 | 0 | 0 | 0 | 0 | 0 | 0 | 0 | 0 | 0 | 0 | 0 | 0 | 0 | 0 | 0 | 0 | 0 | 0 | 0 | 0 | 0 | 0 | 0
[19 empty] | Total | Sum of above (excl WAFU) | £000s | 14133.9474 | 19992.617 | 23188.5417 | 28077.1192 | 36126.1865 | 44336.1848 | 46679.8067 | 52348.8359 | 55201.115 | 57477.7659 | 68541.083 | 55433.4123 | 44417.3798 | 38586.24 | 21690.798 | 22712.8271 | 22776.6415 | 23353.3079 | 23475.1972 | 23509.6237 | 32483.1753 | 32975.8931 | 32356.5813 | 33484.6478 | 34543.1312 | 38469.226 | 38939.3547 | 41244.7688 | 41912.0106 | 42267.0416 | 48516.9641 | 40518.4908 | 33801.4214 | 30370.3499 | 21086.8642 | 22179.7551 | 22311.2583 | 22953.305 | 23139.6415 | 23239.1266 | 32275.2112 | 32827.269 | 32268.0668 | 33453.6481 | 34563.1312 | 38489.226 | 38959.3547 | 41264.7688 | 41932.0106 | 42287.0416 | 48536.9641 | 40538.4908 | 33821.4214 | 30390.3499 | 21106.8642 | 22199.7551 | 22331.2583 | 22973.305 | 23159.6415 | 23259.1266 | 32295.2112 | 32847.269 | 32288.0668 | 33473.6481 | 34583.1312 | 38509.226 | 38979.3547 | 41284.7688 | 41952.0106 | 42307.0416 | 48556.9641 | 40558.4908 | 33841.4214 | 30410.3499 | 21126.8642 | 22219.7551 | 22351.2583 | 22993.305 | 23179.6415 | 23279.1266 | 0 | 0 | 0 | 0 | 0 | 0 | 0 | 0 | 0 | 0 | 0 | 0 | 0 | 0 | 0 | 0 | 0 | 0 | 0 | 0 | 0 | 0 | 0 | 0
61.5a | Options to reduce water taken unbilled | [20 empty] | 0 | 0 | 0 | 0 | 0 | 0 | 0 | 0 | 0 | 0 | 0 | 0 | 0 | 0 | 0 | 0 | 0 | 0 | 0 | 0 | 0 | 0 | 0 | 0 | 0 | 0 | 0 | 0 | 0 | 0 | 0 | 0 | 0 | 0 | 0 | 0 | 0 | 0 | 0 | 0 | 0 | 0 | 0 | 0 | 0 | 0 | 0 | 0 | 0 | 0 | 0 | 0 | 0 | 0 | 0 | 0 | 0 | 0 | 0 | 0 | 0 | 0 | 0 | 0 | 0 | 0 | 0 | 0 | 0 | 0 | 0 | 0 | 0 | 0 | 0 | 0 | 0 | 0 | 0 | 0 | 0 | 0 | 0 | 0 | 0 | 0 | 0 | 0 | 0 | 0 | 0 | 0 | 0 | 0 | 0 | 0 | 0 | 0 | 0 | 0 | 0 | 0 | 0 | 0
61.6a | Options impacting on measured Non Household - USPL | [20 empty] | 0 | 0 | 0 | 0 | 0 | 0 | 0 | 0 | 0 | 0 | 0 | 0 | 0 | 0 | 0 | 0 | 0 | 0 | 0 | 0 | 0 | 0 | 0 | 0 | 0 | 0 | 0 | 0 | 0 | 0 | 0 | 0 | 0 | 0 | 0 | 0 | 0 | 0 | 0 | 0 | 0 | 0 | 0 | 0 | 0 | 0 | 0 | 0 | 0 | 0 | 0 | 0 | 0 | 0 | 0 | 0 | 0 | 0 | 0 | 0 | 0 | 0 | 0 | 0 | 0 | 0 | 0 | 0 | 0 | 0 | 0 | 0 | 0 | 0 | 0 | 0 | 0 | 0 | 0 | 0 | 0 | 0 | 0 | 0 | 0 | 0 | 0 | 0 | 0 | 0 | 0 | 0 | 0 | 0 | 0 | 0 | 0 | 0 | 0 | 0 | 0 | 0 | 0 | 0
61.7a | Options impacting on unmeasured Non Household - USPL | [20 empty] | 0 | 0 | 0 | 0 | 0 | 0 | 0 | 0 | 0 | 0 | 0 | 0 | 0 | 0 | 0 | 0 | 0 | 0 | 0 | 0 | 0 | 0 | 0 | 0 | 0 | 0 | 0 | 0 | 0 | 0 | 0 | 0 | 0 | 0 | 0 | 0 | 0 | 0 | 0 | 0 | 0 | 0 | 0 | 0 | 0 | 0 | 0 | 0 | 0 | 0 | 0 | 0 | 0 | 0 | 0 | 0 | 0 | 0 | 0 | 0 | 0 | 0 | 0 | 0 | 0 | 0 | 0 | 0 | 0 | 0 | 0 | 0 | 0 | 0 | 0 | 0 | 0 | 0 | 0 | 0 | 0 | 0 | 0 | 0 | 0 | 0 | 0 | 0 | 0 | 0 | 0 | 0 | 0 | 0 | 0 | 0 | 0 | 0 | 0 | 0 | 0 | 0 | 0 | 0
61.8a | Options impacting on measured Household - USPL | [20 empty] | 0 | 0 | 0 | 0 | 0 | 0 | 0 | 0 | 0 | 0 | 0 | 0 | 0 | 0 | 0 | 0 | 0 | 0 | 0 | 0 | 0 | 0 | 0 | 0 | 0 | 0 | 0 | 0 | 0 | 0 | 0 | 0 | 0 | 0 | 0 | 0 | 0 | 0 | 0 | 0 | 0 | 0 | 0 | 0 | 0 | 0 | 0 | 0 | 0 | 0 | 0 | 0 | 0 | 0 | 0 | 0 | 0 | 0 | 0 | 0 | 0 | 0 | 0 | 0 | 0 | 0 | 0 | 0 | 0 | 0 | 0 | 0 | 0 | 0 | 0 | 0 | 0 | 0 | 0 | 0 | 0 | 0 | 0 | 0 | 0 | 0 | 0 | 0 | 0 | 0 | 0 | 0 | 0 | 0 | 0 | 0 | 0 | 0 | 0 | 0 | 0 | 0 | 0 | 0
61.9a | Options impacting on unmeasured Household - USPL | [20 empty] | 0 | 0 | 0 | 0 | 0 | 0 | 0 | 0 | 0 | 0 | 0 | 0 | 0 | 0 | 0 | 0 | 0 | 0 | 0 | 0 | 0 | 0 | 0 | 0 | 0 | 0 | 0 | 0 | 0 | 0 | 0 | 0 | 0 | 0 | 0 | 0 | 0 | 0 | 0 | 0 | 0 | 0 | 0 | 0 | 0 | 0 | 0 | 0 | 0 | 0 | 0 | 0 | 0 | 0 | 0 | 0 | 0 | 0 | 0 | 0 | 0 | 0 | 0 | 0 | 0 | 0 | 0 | 0 | 0 | 0 | 0 | 0 | 0 | 0 | 0 | 0 | 0 | 0 | 0 | 0 | 0 | 0 | 0 | 0 | 0 | 0 | 0 | 0 | 0 | 0 | 0 | 0 | 0 | 0 | 0 | 0 | 0 | 0 | 0 | 0 | 0 | 0 | 0 | 0
58.1x | Enhanced Metering | EM001 | Metering other selective | Y | 2020-21 | Capacity | 3.1036 | 24424.3228 | 32540.7368 | 27932.6092 | -3181.6271 | 441.8786 | 19235.4332 | 76969.0307 | 234.5683 | 315.1327 | 3 | 3 | Gains in WAFU / Savings in demand | Input | Ml/d | 0.11209 | 0.26496 | 0.43539 | 0.63586 | 0.87186 | 0.74608 | 1.0158 | 1.3619 | 1.676 | 1.9984 | 2.619 | 2.8846 | 3.0446 | 3.1036 | 3.0862 | 3.0745 | 3.0631 | 3.0521 | 3.0414 | 3.0311 | 3.0212 | 3.0115 | 3.0022 | 2.9932 | 2.9844 | 2.9844 | 2.9844 | 2.9844 | 2.9844 | 2.9844 | 2.9844 | 2.9844 | 2.9844 | 2.9844 | 2.9844 | 2.9844 | 2.9844 | 2.9844 | 2.9844 | 2.9844 | 2.9844 | 2.9844 | 2.9844 | 2.9844 | 2.9844 | 2.9844 | 2.9844 | 2.9844 | 2.9844 | 2.9844 | 2.9844 | 2.9844 | 2.9844 | 2.9844 | 2.9844 | 2.9844 | 2.9844 | 2.9844 | 2.9844 | 2.9844 | 2.9844 | 2.9844 | 2.9844 | 2.9844 | 2.9844 | 2.9844 | 2.9844 | 2.9844 | 2.9844 | 2.9844 | 2.9844 | 2.9844 | 2.9844 | 2.9844 | 2.9844 | 2.9844 | 2.9844 | 2.9844 | 2.9844 | 2.9844 | 0 | 0 | 0 | 0 | 0 | 0 | 0 | 0 | 0 | 0 | 0 | 0 | 0 | 0 | 0 | 0 | 0 | 0 | 0 | 0 | 0 | 0 | 0 | 0
| This is a company wide decision, and the AIC reflects the company wide costs and demand benefits | [17 empty] | Fixed capex | Input | £000s | 456.0506 | 629.5752 | 636.6518 | 646.0003 | 1008.2386 | 2426.7119 | 1954.7485 | 2216.6715 | 2370.8476 | 2622.496 | 3396.6618 | 1972.9778 | 1322.9127 | 950.2826 | 0 | 118.9238 | 164.1735 | 166.0189 | 168.4567 | 262.9172 | 879.4674 | 850.2455 | 922.3743 | 967.6347 | 1229.1747 | 2198.2397 | 1571.7241 | 1543.8695 | 1530.0859 | 1418.3869 | 1956.0212 | 1231.266 | 881.5212 | 682.4206 | 262.9172 | 632.8107 | 509.7374 | 578.0387 | 618.2431 | 683.8651 | 1132.4001 | 854.9991 | 689.3099 | 597.1957 | 545.3096 | 1431.4201 | 1221.4066 | 1364.9141 | 1450.7386 | 1681.304 | 2469.9081 | 1576.8299 | 1293.5411 | 1132.207 | 683.8651 | 885.7434 | 514.491 | 344.9743 | 247.804 | 0 | 365.5805 | 504.6816 | 510.3544 | 517.8484 | 808.2268 | 1945.307 | 1566.9705 | 1776.9339 | 1900.525 | 2102.2519 | 2722.8408 | 1581.5835 | 1060.4767 | 761.7679 | 0 | 118.9238 | 164.1735 | 166.0189 | 168.4567 | 262.9172 | 0 | 0 | 0 | 0 | 0 | 0 | 0 | 0 | 0 | 0 | 0 | 0 | 0 | 0 | 0 | 0 | 0 | 0 | 0 | 0 | 0 | 0 | 0 | 0
[19 empty] | Variable capex | Input | £000s | 0 | 0 | 0 | 0 | 0 | 0 | 0 | 0 | 0 | 0 | 0 | 0 | 0 | 0 | 0 | 0 | 0 | 0 | 0 | 0 | 0 | 0 | 0 | 0 | 0 | 0 | 0 | 0 | 0 | 0 | 0 | 0 | 0 | 0 | 0 | 0 | 0 | 0 | 0 | 0 | 0 | 0 | 0 | 0 | 0 | 0 | 0 | 0 | 0 | 0 | 0 | 0 | 0 | 0 | 0 | 0 | 0 | 0 | 0 | 0 | 0 | 0 | 0 | 0 | 0 | 0 | 0 | 0 | 0 | 0 | 0 | 0 | 0 | 0 | 0 | 0 | 0 | 0 | 0 | 0 | 0 | 0 | 0 | 0 | 0 | 0 | 0 | 0 | 0 | 0 | 0 | 0 | 0 | 0 | 0 | 0 | 0 | 0 | 0 | 0 | 0 | 0 | 0 | 0
[19 empty] | Financing costs | Input | £000s | 0 | 0 | 0 | 0 | 0 | 0 | 0 | 0 | 0 | 0 | 0 | 0 | 0 | 0 | 0 | 0 | 0 | 0 | 0 | 0 | 0 | 0 | 0 | 0 | 0 | 0 | 0 | 0 | 0 | 0 | 0 | 0 | 0 | 0 | 0 | 0 | 0 | 0 | 0 | 0 | 0 | 0 | 0 | 0 | 0 | 0 | 0 | 0 | 0 | 0 | 0 | 0 | 0 | 0 | 0 | 0 | 0 | 0 | 0 | 0 | 0 | 0 | 0 | 0 | 0 | 0 | 0 | 0 | 0 | 0 | 0 | 0 | 0 | 0 | 0 | 0 | 0 | 0 | 0 | 0 | 0 | 0 | 0 | 0 | 0 | 0 | 0 | 0 | 0 | 0 | 0 | 0 | 0 | 0 | 0 | 0 | 0 | 0 | 0 | 0 | 0 | 0 | 0 | 0
[19 empty] | Fixed opex | Input | £000s | 10.6424 | 45.8585 | 90.6175 | 138.5505 | 190.2813 | 224.1065 | 359.8673 | 481.4673 | 611.9054 | 750.1349 | 928.1011 | 1107.5069 | 1212.2583 | 1277.9096 | 1319.3941 | 1318.2778 | 1317.1973 | 1316.1514 | 1315.139 | 1314.1622 | 1313.2167 | 1312.3015 | 1311.4156 | 1310.5581 | 1309.7313 | 1309.7313 | 1309.7313 | 1309.7313 | 1309.7313 | 1309.7313 | 1309.7313 | 1309.7313 | 1309.7313 | 1309.7313 | 1309.7313 | 1309.7313 | 1309.7313 | 1309.7313 | 1309.7313 | 1309.7313 | 1309.7313 | 1309.7313 | 1309.7313 | 1309.7313 | 1309.7313 | 1309.7313 | 1309.7313 | 1309.7313 | 1309.7313 | 1309.7313 | 1309.7313 | 1309.7313 | 1309.7313 | 1309.7313 | 1309.7313 | 1309.7313 | 1309.7313 | 1309.7313 | 1309.7313 | 1309.7313 | 1309.7313 | 1309.7313 | 1309.7313 | 1309.7313 | 1309.7313 | 1309.7313 | 1309.7313 | 1309.7313 | 1309.7313 | 1309.7313 | 1309.7313 | 1309.7313 | 1309.7313 | 1309.7313 | 1309.7313 | 1309.7313 | 1309.7313 | 1309.7313 | 1309.7313 | 1309.7313 | 0 | 0 | 0 | 0 | 0 | 0 | 0 | 0 | 0 | 0 | 0 | 0 | 0 | 0 | 0 | 0 | 0 | 0 | 0 | 0 | 0 | 0 | 0 | 0
[19 empty] | Variable opex | Input | £000s | 0 | 0 | 0 | 0 | 0 | 0 | 0 | 0 | 0 | 0 | 0 | 0 | 0 | 0 | 0 | 0 | 0 | 0 | 0 | 0 | 0 | 0 | 0 | 0 | 0 | 0 | 0 | 0 | 0 | 0 | 0 | 0 | 0 | 0 | 0 | 0 | 0 | 0 | 0 | 0 | 0 | 0 | 0 | 0 | 0 | 0 | 0 | 0 | 0 | 0 | 0 | 0 | 0 | 0 | 0 | 0 | 0 | 0 | 0 | 0 | 0 | 0 | 0 | 0 | 0 | 0 | 0 | 0 | 0 | 0 | 0 | 0 | 0 | 0 | 0 | 0 | 0 | 0 | 0 | 0 | 0 | 0 | 0 | 0 | 0 | 0 | 0 | 0 | 0 | 0 | 0 | 0 | 0 | 0 | 0 | 0 | 0 | 0 | 0 | 0 | 0 | 0 | 0 | 0
[19 empty] | Opex savings | Input | £000s | 3.0631 | 7.2406 | 14.1561 | 25.6154 | 38.1358 | 28.179 | 45.6541 | 66.4173 | 84.469 | 98.7841 | 135.3593 | 144.8853 | 150.3589 | 151.957 | 150.6298 | 149.5429 | 148.4909 | 147.4726 | 146.4869 | 145.5358 | 144.6153 | 143.7243 | 142.8617 | 142.0269 | 141.2219 | 141.2219 | 141.2219 | 141.2219 | 141.2219 | 141.2219 | 141.2219 | 141.2219 | 141.2219 | 141.2219 | 141.2219 | 141.2219 | 141.2219 | 141.2219 | 141.2219 | 141.2219 | 141.2219 | 141.2219 | 141.2219 | 141.2219 | 141.2219 | 141.2219 | 141.2219 | 141.2219 | 141.2219 | 141.2219 | 141.2219 | 141.2219 | 141.2219 | 141.2219 | 141.2219 | 141.2219 | 141.2219 | 141.2219 | 141.2219 | 141.2219 | 141.2219 | 141.2219 | 141.2219 | 141.2219 | 141.2219 | 141.2219 | 141.2219 | 141.2219 | 141.2219 | 141.2219 | 141.2219 | 141.2219 | 141.2219 | 141.2219 | 141.2219 | 141.2219 | 141.2219 | 141.2219 | 141.2219 | 141.2219 | 0 | 0 | 0 | 0 | 0 | 0 | 0 | 0 | 0 | 0 | 0 | 0 | 0 | 0 | 0 | 0 | 0 | 0 | 0 | 0 | 0 | 0 | 0 | 0
[19 empty] | Fixed env & social | Input | £000s | 0 | 0 | 0 | 0 | 0 | 0 | 0 | 0 | 0 | 0 | 0 | 0 | 0 | 0 | 0 | 0 | 0 | 0 | 0 | 0 | 0 | 0 | 0 | 0 | 0 | 0 | 0 | 0 | 0 | 0 | 0 | 0 | 0 | 0 | 0 | 0 | 0 | 0 | 0 | 0 | 0 | 0 | 0 | 0 | 0 | 0 | 0 | 0 | 0 | 0 | 0 | 0 | 0 | 0 | 0 | 0 | 0 | 0 | 0 | 0 | 0 | 0 | 0 | 0 | 0 | 0 | 0 | 0 | 0 | 0 | 0 | 0 | 0 | 0 | 0 | 0 | 0 | 0 | 0 | 0 | 0 | 0 | 0 | 0 | 0 | 0 | 0 | 0 | 0 | 0 | 0 | 0 | 0 | 0 | 0 | 0 | 0 | 0 | 0 | 0 | 0 | 0 | 0 | 0
[19 empty] | Variable env & social | Input | £000s | 365.3709 | 505.8322 | 501.2014 | 490.4115 | 766.0016 | 1837.1893 | 1521.124 | 1730.4865 | 1851.3685 | 2070.9453 | 2663.621 | 1550.85 | 1054.367 | 769.3464 | 40.3001 | 40.1465 | 39.9979 | 39.854 | 39.7147 | 39.5803 | 182.1588 | 236.3326 | 233.5458 | 228.2316 | 335.0335 | 755.6185 | 630.2829 | 710.5896 | 756.3815 | 840.838 | 1070.081 | 632.3503 | 436.8411 | 324.7713 | 38.9707 | 38.9707 | 38.9707 | 38.9707 | 38.9707 | 38.9707 | 181.6792 | 235.979 | 233.314 | 228.1178 | 335.0335 | 755.6185 | 630.2829 | 710.5896 | 756.3815 | 840.838 | 1070.081 | 632.3503 | 436.8411 | 324.7713 | 38.9707 | 38.9707 | 38.9707 | 38.9707 | 38.9707 | 38.9707 | 181.6792 | 235.979 | 233.314 | 228.1178 | 335.0335 | 755.6185 | 630.2829 | 710.5896 | 756.3815 | 840.838 | 1070.081 | 632.3503 | 436.8411 | 324.7713 | 38.9707 | 38.9707 | 38.9707 | 38.9707 | 38.9707 | 38.9707 | 0 | 0 | 0 | 0 | 0 | 0 | 0 | 0 | 0 | 0 | 0 | 0 | 0 | 0 | 0 | 0 | 0 | 0 | 0 | 0 | 0 | 0 | 0 | 0
[19 empty] | Fixed carbon costs | Input | £000s | 8.6436 | 11.5792 | 11.8285 | 12.3844 | 20.8836 | 67.8135 | 46.4416 | 51.2174 | 52.4355 | 66.7498 | 63.7598 | 39.2088 | 25.7823 | 18.198 | 0.98936 | 0.95259 | 0.91728 | 0.88336 | 0.85078 | 0.81949 | 1.8688 | 2.2002 | 2.2497 | 2.3692 | 3.7555 | 12.3679 | 8.4346 | 9.2197 | 9.3391 | 12.5096 | 12.2971 | 8.0542 | 5.4419 | 3.9602 | 0.56863 | 0.55206 | 0.53599 | 0.52037 | 0.50522 | 0.4905 | 1.1346 | 1.3448 | 1.3832 | 1.4652 | 2.3356 | 7.7291 | 5.2966 | 5.8178 | 5.9217 | 7.9706 | 6.8086 | 4.4594 | 3.0131 | 2.1927 | 0.31483 | 0.30566 | 0.29676 | 0.28812 | 0.27973 | 0.27158 | 0.6282 | 0.74457 | 0.76586 | 0.81124 | 1.2932 | 4.2794 | 2.9326 | 3.2212 | 3.2787 | 4.4131 | 3.7698 | 2.4691 | 1.6683 | 1.214 | 0.17432 | 0.24378 | 0.23784 | 0.23204 | 0.22638 | 0.22086 | 0 | 0 | 0 | 0 | 0 | 0 | 0 | 0 | 0 | 0 | 0 | 0 | 0 | 0 | 0 | 0 | 0 | 0 | 0 | 0 | 0 | 0 | 0 | 0
[19 empty] | Variable carbon costs | Input | £000s | 0 | 0 | 0 | 0 | 0 | 0 | 0 | 0 | 0 | 0 | 0 | 0 | 0 | 0 | 0 | 0 | 0 | 0 | 0 | 0 | 0 | 0 | 0 | 0 | 0 | 0 | 0 | 0 | 0 | 0 | 0 | 0 | 0 | 0 | 0 | 0 | 0 | 0 | 0 | 0 | 0 | 0 | 0 | 0 | 0 | 0 | 0 | 0 | 0 | 0 | 0 | 0 | 0 | 0 | 0 | 0 | 0 | 0 | 0 | 0 | 0 | 0 | 0 | 0 | 0 | 0 | 0 | 0 | 0 | 0 | 0 | 0 | 0 | 0 | 0 | 0 | 0 | 0 | 0 | 0 | 0 | 0 | 0 | 0 | 0 | 0 | 0 | 0 | 0 | 0 | 0 | 0 | 0 | 0 | 0 | 0 | 0 | 0 | 0 | 0 | 0 | 0 | 0 | 0
[19 empty] | Customer willingness to pay | Input | £000s | 0 | 0 | 0 | 0 | 0 | 0 | 0 | 0 | 0 | 0 | 0 | 0 | 0 | 0 | 0 | 0 | 0 | 0 | 0 | 0 | 0 | 0 | 0 | 0 | 0 | 0 | 0 | 0 | 0 | 0 | 0 | 0 | 0 | 0 | 0 | 0 | 0 | 0 | 0 | 0 | 0 | 0 | 0 | 0 | 0 | 0 | 0 | 0 | 0 | 0 | 0 | 0 | 0 | 0 | 0 | 0 | 0 | 0 | 0 | 0 | 0 | 0 | 0 | 0 | 0 | 0 | 0 | 0 | 0 | 0 | 0 | 0 | 0 | 0 | 0 | 0 | 0 | 0 | 0 | 0 | 0 | 0 | 0 | 0 | 0 | 0 | 0 | 0 | 0 | 0 | 0 | 0 | 0 | 0 | 0 | 0 | 0 | 0 | 0 | 0 | 0 | 0 | 0 | 0
[19 empty] | Total | Sum of above (excl WAFU) | £000s | 843.7707 | 1200.0856 | 1254.4553 | 1312.962 | 2023.5408 | 4584.0003 | 3927.8355 | 4546.26 | 4971.026 | 5609.1101 | 7187.5031 | 4815.4288 | 3765.6792 | 3167.6935 | 1511.3134 | 1627.8437 | 1670.7769 | 1670.3802 | 1670.648 | 1763.015 | 2521.327 | 2544.804 | 2612.4471 | 2650.8205 | 3018.917 | 4417.1792 | 3661.3948 | 3714.632 | 3746.7597 | 3722.6876 | 4489.3525 | 3322.6237 | 2774.7575 | 2462.1053 | 1753.4097 | 2123.2867 | 2000.1973 | 2068.483 | 2108.6722 | 2174.2795 | 2766.1671 | 2543.276 | 2374.9603 | 2277.7319 | 2333.632 | 3645.7208 | 3307.9394 | 3532.2746 | 3663.995 | 3981.0658 | 4997.7509 | 3664.5928 | 3184.3484 | 2910.1242 | 2174.1038 | 2375.9729 | 2004.7117 | 1835.1864 | 1738.0077 | 1490.1955 | 1998.8411 | 2192.3584 | 2195.3875 | 2197.7306 | 2595.5067 | 4156.1581 | 3651.1392 | 3941.6978 | 4111.1383 | 4398.4562 | 5247.6447 | 3667.3561 | 2949.9392 | 2538.7065 | 1490.0982 | 1609.0915 | 1654.3353 | 1656.1748 | 1658.607 | 1753.0619 | 0 | 0 | 0 | 0 | 0 | 0 | 0 | 0 | 0 | 0 | 0 | 0 | 0 | 0 | 0 | 0 | 0 | 0 | 0 | 0 | 0 | 0 | 0 | 0
61.10a | Options impacting on Void properties - USPL | [20 empty] | 0 | 0 | 0 | 0 | 0 | 0 | 0 | 0 | 0 | 0 | 0 | 0 | 0 | 0 | 0 | 0 | 0 | 0 | 0 | 0 | 0 | 0 | 0 | 0 | 0 | 0 | 0 | 0 | 0 | 0 | 0 | 0 | 0 | 0 | 0 | 0 | 0 | 0 | 0 | 0 | 0 | 0 | 0 | 0 | 0 | 0 | 0 | 0 | 0 | 0 | 0 | 0 | 0 | 0 | 0 | 0 | 0 | 0 | 0 | 0 | 0 | 0 | 0 | 0 | 0 | 0 | 0 | 0 | 0 | 0 | 0 | 0 | 0 | 0 | 0 | 0 | 0 | 0 | 0 | 0 | 0 | 0 | 0 | 0 | 0 | 0 | 0 | 0 | 0 | 0 | 0 | 0 | 0 | 0 | 0 | 0 | 0 | 0 | 0 | 0 | 0 | 0 | 0 | 0
RZCOSTSHERE
| Company: | Severn Trent Water
| Resource Zone Name: | Ruyton
| Resource Zone Number: | 10
| Planning Scenario Name: | Dry Year Annual Average
| Chosen Level of Service: | No more than 3 in 100 Temporary Use Bans
Start dates | Option Categories
2020-21 | Aquifer recharge
2021-22 | Bulk supply
2022-23 | Conjunctive use
2023-24 | Desalination
2024-25 | Effluent reuse
2025-26 | GW enhancement
2026-27 | GW new
2027-28 | Reservoir enlargement
2028-29 | New reservoir
2029-30 | SW enhancement
2030-31 | SW new
2031-32
2032-33
2033-34 | Active leakage management
2034-35 | Mains repair
2035-36 | Mains replacement (not trunk mains)
2036-37 | Pressure management
2037-38 | Other leakage control
2038-39 | Trunk mains renewal
2039-40 | Pumps
2040-41 | Service reservoir
2041-42
2042-43
2043-44 | Water treatment works loss recovery
2044-45 | Water treatment works capacity increase
Cistern displacement device
Household water audit
Commercial water audit
Customer education / awareness
Other water efficiency
Metering optants
Metering change of occupancy
Metering compulsory
Metering other selective
Supply pipe repairs / replacement
Outdoor water efficiency devices
Retrofitting indoor water efficiency devices
Alternative tariffs
Collaborative R&D
Note on DW1: Author: At year 126 this drops to 2%
Note on V2: The original formulae assumed 80 whatever number was put here. The formulae in this sheet will take account of the number.
Note on X2: Cells X2:CY2 contain a factor to calculate NPV based on variable discount rate - please do not adjust
Note on CY2: Formula can be copied across to the right if appraisal period extends beyond 80 years

## 6. Preferred (Scenario Yr)
Table 6: Preferred list of water management options
DRY YEAR PLANNED GAINS IN WAFU OR SAVINGS IN DEMAND (Ml/d) - TO BE COMPLETED FOR ALL PREFERRED OPTIONS (WAFU gains for each year are individual year gains and not cumulative gains)
Row Ref | Option Name [Insert / delete non-numbered lines to suit] | Option Reference No. | Unit | Decimal places | 2016-17 | For info 2017-18 | For info 2018-19 | For info 2019-20 | 2020-21 | 2021-22 | 2022-23 | 2023-24 | 2024-25 | 2025-26 | 2026-27 | 2027-28 | 2028-29 | 2029-30 | 2030-31 | 2031-32 | 2032-33 | 2033-34 | 2034-35 | 2035-36 | 2036-37 | 2037-38 | 2038-39 | 2039-40 | 2040-41 | 2041-42 | 2042-43 | 2043-44 | 2044-45
58 | Resource Management | - | Ml/d | 2 | 0 | 0 | 0 | 0 | 0 | 0 | 0 | 0 | 0 | 0 | 0 | 0 | 0 | 0 | 0 | 0 | 0 | 0 | 0 | 0 | 0 | 0 | 0 | 0 | 0 | 0 | 0 | 0 | 0
58.1 | Increase raw water abstractions | - | Ml/d | 2 | 0 | 0 | 0 | 0 | 0 | 0 | 0 | 0 | 0 | 0 | 0 | 0 | 0 | 0 | 0 | 0 | 0 | 0 | 0 | 0 | 0 | 0 | 0 | 0 | 0 | 0 | 0 | 0 | 0
- |  |  | Ml/d | 2
- | (insert row above) | - | - |  | - | - | - | - | bar: 2020-21 to 2044-45
58.2 | Raw water imports | - | Ml/d | 2 | 0 | 0 | 0 | 0 | 0 | 0 | 0 | 0 | 0 | 0 | 0 | 0 | 0 | 0 | 0 | 0 | 0 | 0 | 0 | 0 | 0 | 0 | 0 | 0 | 0 | 0 | 0 | 0 | 0
- |  |  | Ml/d | 2
- | (insert row above) | - | - |  | - | - | - | - | bar: 2020-21 to 2044-45
58.3 | Potable water Imports (input reductions as -ve) | - | Ml/d | 2 | 0 | 0 | 0 | 0 | 0 | 0 | 0 | 0 | 0 | 0 | 0 | 0 | 0 | 0 | 0 | 0 | 0 | 0 | 0 | 0 | 0 | 0 | 0 | 0 | 0 | 0 | 0 | 0 | 0
- |  |  | Ml/d | 2
- | (insert row above) | - | - |  | - | - | - | - | bar: 2020-21 to 2044-45
58.4 | Reduce raw water losses and operational use (input as -ve) | - | Ml/d | 2 | 0 | 0 | 0 | 0 | 0 | 0 | 0 | 0 | 0 | 0 | 0 | 0 | 0 | 0 | 0 | 0 | 0 | 0 | 0 | 0 | 0 | 0 | 0 | 0 | 0 | 0 | 0 | 0 | 0
- |  |  | Ml/d | 2
- | (insert row above) | - | - |  | - | - | - | - | bar: 2020-21 to 2044-45
58.5 | Reduced raw water export (including non potable supplies) |  | Ml/d | 2 | 0 | 0 | 0 | 0 | 0 | 0 | 0 | 0 | 0 | 0 | 0 | 0 | 0 | 0 | 0 | 0 | 0 | 0 | 0 | 0 | 0 | 0 | 0 | 0 | 0 | 0 | 0 | 0 | 0
58.51 | Reduce raw water exports (input as -ve) | - | Ml/d | 2 | 0 | 0 | 0 | 0 | 0 | 0 | 0 | 0 | 0 | 0 | 0 | 0 | 0 | 0 | 0 | 0 | 0 | 0 | 0 | 0 | 0 | 0 | 0 | 0 | 0 | 0 | 0 | 0 | 0
- |  |  | Ml/d | 2
- | (insert row above) | - | - |  | - | - | - | - | bar: 2020-21 to 2044-45
58.52 | Reduce non potable supplies (input as -ve) | - | Ml/d | 2 | 0 | 0 | 0 | 0 | 0 | 0 | 0 | 0 | 0 | 0 | 0 | 0 | 0 | 0 | 0 | 0 | 0 | 0 | 0 | 0 | 0 | 0 | 0 | 0 | 0 | 0 | 0 | 0 | 0
- |  |  | Ml/d | 2
- | (insert row above) | - | - |  | - | - | - | - | bar: 2020-21 to 2044-45
58.6 | Reduce potable water exports (input as -ve) | - | Ml/d |  | 0 | 0 | 0 | 0 | 0 | 0 | 0 | 0 | 0 | 0 | 0 | 0 | 0 | 0 | 0 | 0 | 0 | 0 | 0 | 0 | 0 | 0 | 0 | 0 | 0 | 0 | 0 | 0 | 0
- |  |  | Ml/d | 2
- | (insert row above) | - | - |  | - | - | - | - | bar: 2020-21 to 2044-45
58.7 | Other options to increase deployable output | - | Ml/d |  | 0 | 0 | 0 | 0 | 0 | 0 | 0 | 0 | 0 | 0 | 0 | 0 | 0 | 0 | 0 | 0 | 0 | 0 | 0 | 0 | 0 | 0 | 0 | 0 | 0 | 0 | 0 | 0 | 0
- |  |  | Ml/d | 2
- | (insert row above) | - | - |  | - | - | - | - | bar: 2020-21 to 2044-45
59 | Distribution Side Management | - |  |  | 0 | 0 | 0 | 0 | -0.00026533 | -0.00032603 | -0.00038558 | -0.00044395 | -0.0005012 | -0.049457 | -0.098412 | -0.14737 | -0.19632 | -0.20389 | -0.24963 | -0.29125 | -0.33286 | -0.37447 | -0.41608 | -0.43968 | -0.46328 | -0.48688 | -0.51048 | -0.53407 | -0.55532 | -0.5771 | -0.59888 | -0.62064 | -0.64239
59.1 | Reduce distribution losses (input as -ve) | - | Ml/d | 2 | 0 | 0 | 0 | 0 | -0.00026533 | -0.00032603 | -0.00038558 | -0.00044395 | -0.0005012 | -0.049457 | -0.098412 | -0.14737 | -0.19632 | -0.20389 | -0.24963 | -0.29125 | -0.33286 | -0.37447 | -0.41608 | -0.43968 | -0.46328 | -0.48688 | -0.51048 | -0.53407 | -0.55532 | -0.5771 | -0.59888 | -0.62064 | -0.64239
| Leakage Reduction | ALC2 | Ml/d | 2 |  |  |  |  | -0.00026533 | -0.00032603 | -0.00038558 | -0.00044395 | -0.0005012 | -0.049457 | -0.098412 | -0.14737 | -0.19632 | -0.20389 | -0.24963 | -0.29125 | -0.33286 | -0.37447 | -0.41608 | -0.43968 | -0.46328 | -0.48688 | -0.51048 | -0.53407 | -0.55532 | -0.5771 | -0.59888 | -0.62064 | -0.64239
- | (insert row above) | - | - |  | - | - | - | - | bar: 2020-21 to 2044-45
59.2 | Reduce distribution system operational use (DSOU) (input as -ve) | - | Ml/d | 2 | 0 | 0 | 0 | 0 | 0 | 0 | 0 | 0 | 0 | 0 | 0 | 0 | 0 | 0 | 0 | 0 | 0 | 0 | 0 | 0 | 0 | 0 | 0 | 0 | 0 | 0 | 0 | 0 | 0
- |  |  | Ml/d | 2
- | (insert row above) | - | - |  | - | - | - | - | bar: 2020-21 to 2044-45
60 | Production Side Management, Specify Below.... | - |  | 2 | 0 | 0 | 0 | 0 | 0 | 0 | 0 | 0 | 0 | 0 | 0 | 0 | 0 | 0 | 0 | 0 | 0 | 0 | 0 | 0 | 0 | 0 | 0 | 0 | 0 | 0 | 0 | 0 | 0
60.1 | Reduce treatment works losses (input as -ve) | - | Ml/d | 2 | 0 | 0 | 0 | 0 | 0 | 0 | 0 | 0 | 0 | 0 | 0 | 0 | 0 | 0 | 0 | 0 | 0 | 0 | 0 | 0 | 0 | 0 | 0 | 0 | 0 | 0 | 0 | 0 | 0
- |  |  | Ml/d | 2
- | (insert row above) | - | - |  | - | - | - | - | bar: 2020-21 to 2044-45
60.2 | Reduce outages (input as -ve) | - | Ml/d | 2 | 0 | 0 | 0 | 0 | 0 | 0 | 0 | 0 | 0 | 0 | 0 | 0 | 0 | 0 | 0 | 0 | 0 | 0 | 0 | 0 | 0 | 0 | 0 | 0 | 0 | 0 | 0 | 0 | 0
- |  |  | Ml/d | 2
- | (insert row above) | - | - |  | - | - | - | - | bar: 2020-21 to 2044-45
61 | Customer Side Management | - |  | 2 | 0 | 0 | 0 | 0 | 0 | 0 | 0 | 0 | 0 | 0 | 0 | 0 | 0 | -0.042915 | -0.048413 | -0.04808 | -0.038786 | -0.048531 | -0.048304 | -0.048141 | -0.048007 | -0.047903 | -0.04782 | -0.047773 | -0.047753 | -0.047759 | -0.047795 | -0.047857 | -0.048057
61.1 | Change volume delivered to measured non households (input reductions as -ve) | - | Ml/d | 2 | 0 | 0 | 0 | 0 | 0 | 0 | 0 | 0 | 0 | 0 | 0 | 0 | 0 | 0 | 0 | 0 | 0 | 0 | 0 | 0 | 0 | 0 | 0 | 0 | 0 | 0 | 0 | 0 | 0
- |  |  | Ml/d | 2
- | (insert row above) | - | - |  | - | - | - | - | bar: 2020-21 to 2044-45
61.2 | Change volume delivered to unmeasured non households (input reductions as -ve) | - | Ml/d | 2 | 0 | 0 | 0 | 0 | 0 | 0 | 0 | 0 | 0 | 0 | 0 | 0 | 0 | 0 | 0 | 0 | 0 | 0 | 0 | 0 | 0 | 0 | 0 | 0 | 0 | 0 | 0 | 0 | 0
- |  |  | Ml/d | 2
- | (insert row above) | - | - |  | - | - | - | - | bar: 2020-21 to 2044-45
61.3 | Change volume delivered to measured households (input reductions as -ve) | - | Ml/d | 2 | 0 | 0 | 0 | 0 | 0 | 0 | 0 | 0 | 0 | 0 | 0 | 0 | 0 | 0.49378 | 0.47041 | 0.45741 | 0.45376 | 0.43147 | 0.41943 | 0.40796 | 0.39676 | 0.38582 | 0.37507 | 0.36465 | 0.35447 | 0.34452 | 0.33485 | 0.3254 | 0.3172
|  |  | Ml/d | 2 | bar: 2020-21
| Enhanced metering | EM001 | Ml/d | 2 |  |  |  |  | 0 | 0 | 0 | 0 | 0 | 0 | 0 | 0 | 0 | 0.49378 | 0.47041 | 0.45741 | 0.45376 | 0.43147 | 0.41943 | 0.40796 | 0.39676 | 0.38582 | 0.37507 | 0.36465 | 0.35447 | 0.34452 | 0.33485 | 0.3254 | 0.3172
- | (insert row above) | - | - |  | - | - | - | - | bar: 2020-21 to 2044-45
61.4 | Change volume delivered to unmeasured households (input reductions as -ve) | - | Ml/d | 2 | 0 | 0 | 0 | 0 | 0 | 0 | 0 | 0 | 0 | 0 | 0 | 0 | 0 | -0.49531 | -0.48156 | -0.46824 | -0.45529 | -0.44275 | -0.43048 | -0.41884 | -0.40751 | -0.39646 | -0.38563 | -0.37517 | -0.36496 | -0.35502 | -0.34539 | -0.336 | -0.328
| Enhanced metering | EM001 | Ml/d | 2 |  |  |  |  | 0 | 0 | 0 | 0 | 0 | 0 | 0 | 0 | 0 | -0.49531 | -0.48156 | -0.46824 | -0.45529 | -0.44275 | -0.43048 | -0.41884 | -0.40751 | -0.39646 | -0.38563 | -0.37517 | -0.36496 | -0.35502 | -0.34539 | -0.336 | -0.328
- | (insert row above) | - | - |  | - | - | - | - | bar: 2020-21 to 2044-45
61.5 | Options to reduce water taken unbilled (input as -ve) | - | Ml/d | 2 | 0 | 0 | 0 | 0 | 0 | 0 | 0 | 0 | 0 | 0 | 0 | 0 | 0 | 0 | 0 | 0 | 0 | 0 | 0 | 0 | 0 | 0 | 0 | 0 | 0 | 0 | 0 | 0 | 0
- |  |  | Ml/d | 2
- | (insert row above) | - | - |  | - | - | - | - | bar: 2020-21 to 2044-45
61.6 | Options impacting on measured Non Household - USPL (input reductions as -ve) |  | l/pr | 2 | 0 | 0 | 0 | 0 | 0 | 0 | 0 | 0 | 0 | 0 | 0 | 0 | 0 | 0 | 0 | 0 | 0 | 0 | 0 | 0 | 0 | 0 | 0 | 0 | 0 | 0 | 0 | 0 | 0
- |  |  | Ml/d | 2
- | (insert row above) | - | - |  | - | - | - | - | bar: 2020-21 to 2044-45
61.7 | Options impacting on unmeasured Non Household - USPL (input reductions as -ve) |  | l/pr | 2 | 0 | 0 | 0 | 0 | 0 | 0 | 0 | 0 | 0 | 0 | 0 | 0 | 0 | 0 | 0 | 0 | 0 | 0 | 0 | 0 | 0 | 0 | 0 | 0 | 0 | 0 | 0 | 0 | 0
- |  |  | Ml/d | 2
- | (insert row above) | - | - |  | - | - | - | - | bar: 2020-21 to 2044-45
61.8 | Options impacting on measured Household - USPL (input reductions as -ve) |  | l/pr | 2 | 0 | 0 | 0 | 0 | 0 | 0 | 0 | 0 | 0 | 0 | 0 | 0 | 0 | 0.039577 | 0.042885 | 0.042079 | 0.041287 | 0.040509 | 0.039745 | 0.038994 | 0.038257 | 0.037532 | 0.03682 | 0.03612 | 0.035433 | 0.034757 | 0.034093 | 0.033441 | 0.0328
- | Enhanced metering | EM001 | Ml/d | 2 | 0 | 0 | 0 | 0 | 0 | 0 | 0 | 0 | 0 | 0 | 0 | 0 | 0 | 0.039577 | 0.042885 | 0.042079 | 0.041287 | 0.040509 | 0.039745 | 0.038994 | 0.038257 | 0.037532 | 0.03682 | 0.03612 | 0.035433 | 0.034757 | 0.034093 | 0.033441 | 0.0328
- | (insert row above) | - | - |  | - | - | - | - | bar: 2020-21 to 2044-45
61.9 | Options impacting on unmeasured Household - USPL (input reductions as -ve) |  | l/pr | 2 | 0 | 0 | 0 | 0 | 0 | 0 | 0 | 0 | 0 | 0 | 0 | 0 | 0 | -0.080962 | -0.080141 | -0.079335 | -0.078544 | -0.077766 | -0.077002 | -0.076251 | -0.075513 | -0.074789 | -0.074077 | -0.073377 | -0.072689 | -0.072014 | -0.07135 | -0.070698 | -0.070057
- | Enhanced metering | EM001 | Ml/d | 2 | 0 | 0 | 0 | 0 | 0 | 0 | 0 | 0 | 0 | 0 | 0 | 0 | 0 | -0.080962 | -0.080141 | -0.079335 | -0.078544 | -0.077766 | -0.077002 | -0.076251 | -0.075513 | -0.074789 | -0.074077 | -0.073377 | -0.072689 | -0.072014 | -0.07135 | -0.070698 | -0.070057
- | (insert row above) | - | - |  | - | - | - | - | bar: 2020-21 to 2044-45
61.1 | Options impacting on Void properties - USPL (input reductions as -ve) |  | l/pr | 2 | 0 | 0 | 0 | 0 | 0 | 0 | 0 | 0 | 0 | 0 | 0 | 0 | 0 | 0 | 0 | 0 | 0 | 0 | 0 | 0 | 0 | 0 | 0 | 0 | 0 | 0 | 0 | 0 | 0
- |  |  | Ml/d | 2
- | (insert row above) | - | - |  | - | - | - | - | bar: 2020-21 to 2044-45
| Company: | Severn Trent Water
| Resource Zone Name: | Ruyton
| Resource Zone Number: | 10
| Planning Scenario Name: | Dry Year Annual Average
| Chosen Level of Service: | No more than 3 in 100 Temporary Use Bans

## 7. FP Supply
Table 7: Final planning water supply
| Row Ref | Component | Derivation | Unit | Decimal places | 2016-17 | For info 2017-18 | For info 2018-19 | For info 2019-20 | 2020-21 | 2021-22 | 2022-23 | 2023-24 | 2024-25 | 2025-26 | 2026-27 | 2027-28 | 2028-29 | 2029-30 | 2030-31 | 2031-32 | 2032-33 | 2033-34 | 2034-35 | 2035-36 | 2036-37 | 2037-38 | 2038-39 | 2039-40 | 2040-41 | 2041-42 | 2042-43 | 2043-44 | 2044-45
Resources | 1FP | Raw Water Abstracted | 1BL | Ml/d | 2 | 5.32 | 5.32 | 5.32 | 5.32 | 5.32 | 5.32 | 5.32 | 5.32 | 5.32 | 5.32 | 5.32 | 5.32 | 5.32 | 5.32 | 5.32 | 5.32 | 5.32 | 5.32 | 5.32 | 5.32 | 5.32 | 5.32 | 5.32 | 5.32 | 5.32 | 5.32 | 5.32 | 5.32 | 5.32
| 2FP | Raw Water Imported | 2BL+ (6. Preferred scenario ref 58.2) | Ml/d | 2 | 0 | 0 | 0 | 0 | 0 | 0 | 0 | 0 | 0 | 0 | 0 | 0 | 0 | 0 | 0 | 0 | 0 | 0 | 0 | 0 | 0 | 0 | 0 | 0 | 0 | 0 | 0 | 0 | 0
| - | - | - | - | 2 | - | - | - | - | bar: 2020-21 to 2044-45
| - | - | - | - | 2 | - | - | - | - | bar: 2020-21 to 2044-45
| - | - | - | - | 2 | - | - | - | - | bar: 2020-21 to 2044-45
| 3FP | Potable Water Imported | 3BL+ (6. Preferred scenario ref 58.3) | Ml/d | 2 | 0 | 0 | 0 | 0 | 0 | 0 | 0 | 0 | 0 | 0 | 0 | 0 | 0 | 0 | 0 | 0 | 0 | 0 | 0 | 0 | 0 | 0 | 0 | 0 | 0 | 0 | 0 | 0 | 0
| - | - | - | - | 2 | - | - | - | - | bar: 2020-21 to 2044-45
| - | - | - | - | 2 | - | - | - | - | bar: 2020-21 to 2044-45
| - | - | - | - | 2 | - | - | - | - | bar: 2020-21 to 2044-45
| - | - | - | - | 2 | - | - | - | - | bar: 2020-21 to 2044-45
Resource (and process) losses | 5FP | Raw Water Exported (raw exports and non potable uses) | 5BL+ (6. Preferred scenario ref 58.5) | Ml/d | 2 | 0 | 0 | 0 | 0 | 0 | 0 | 0 | 0 | 0 | 0 | 0 | 0 | 0 | 0 | 0 | 0 | 0 | 0 | 0 | 0 | 0 | 0 | 0 | 0 | 0 | 0 | 0 | 0 | 0
| - | - | - | - | 2 | - | - | - | - | bar: 2020-21 to 2044-45
| - | - | - | - | 2 | - | - | - | - | bar: 2020-21 to 2044-45
| - | - | - | - | 2 | - | - | - | - | bar: 2020-21 to 2044-45
| 6FP | Potable Water Exported | 6BL+ (6. Preferred scenario ref 58.6) | Ml/d | 2 | 0 | 0 | 0 | 0 | 0 | 0 | 0 | 0 | 0 | 0 | 0 | 0 | 0 | 0 | 0 | 0 | 0 | 0 | 0 | 0 | 0 | 0 | 0 | 0 | 0 | 0 | 0 | 0 | 0
| - | - | - | - | 2 | - | - | - | - | bar: 2020-21 to 2044-45
| - | - | - | - | 2 | - | - | - | - | bar: 2020-21 to 2044-45
| - | - | - | - | 2 | - | - | - | - | bar: 2020-21 to 2044-45
| 7FP | Deployable Output | 7BL+ 8BL+ (6. Preferred scenario ref 58.7) + (6. Preferred scenario ref 58.1) |  | 2 | 5.32 | 5.32 | 5.32 | 5.32 | 5.32 | 5.32 | 5.32 | 5.32 | 5.32 | 5.32 | 5.32 | 5.32 | 5.32 | 5.32 | 5.32 | 5.32 | 5.32 | 5.32 | 5.32 | 5.32 | 5.32 | 5.32 | 5.32 | 5.32 | 5.32 | 5.32 | 5.32 | 5.32 | 5.32
| - | - | - | - | 2 | bar: 2020-21 to 2044-45
| - | - | - | - | 2 | - | - | - | - | bar: 2020-21 to 2044-45
| - | - | - | - | 2 | - | - | - | - | bar: 2020-21 to 2044-45
| - | - | - | - | 2 | - | - | - | - | bar: 2020-21 to 2044-45
| - | - | - | - | 2 | - | - | - | - | bar: 2020-21 to 2044-45
| 9FP | Raw water losses, treatment works losses and operational use | 9BL+ (6. Preferred scenario ref 60.1)+(6. Preferred scenario ref 58.4) | Ml/d | 2 | 0 | 0 | 0 | 0 | 0 | 0 | 0 | 0 | 0 | 0 | 0 | 0 | 0 | 0 | 0 | 0 | 0 | 0 | 0 | 0 | 0 | 0 | 0 | 0 | 0 | 0 | 0 | 0 | 0
| 10FP | Outage allowance | 10BL+ (6. Preferred scenario ref 60.2) | Ml/d | 2 | 0.21752 | 0.21752 | 0.21752 | 0.21752 | 0.21752 | 0.21752 | 0.21752 | 0.21752 | 0.21752 | 0.21752 | 0.21752 | 0.21752 | 0.21752 | 0.21752 | 0.21752 | 0.21752 | 0.21752 | 0.21752 | 0.21752 | 0.21752 | 0.21752 | 0.21752 | 0.21752 | 0.21752 | 0.21752 | 0.21752 | 0.21752 | 0.21752 | 0.21752
|  | Company: | Severn Trent Water
|  | Resource Zone Name: | Ruyton
|  | Resource Zone Number: | 10
|  | Planning Scenario Name: | Dry Year Annual Average
|  | Chosen Level of Service: | No more than 3 in 100 Temporary Use Bans

## 8. FP Demand
Table 8: Final planning water demand
| Row Ref | Component | Derivation / Impact of preferred options | Unit | Decimal places | 2016-17 | For info 2017-18 | For info 2018-19 | For info 2019-20 | 2020-21 | 2021-22 | 2022-23 | 2023-24 | 2024-25 | 2025-26 | 2026-27 | 2027-28 | 2028-29 | 2029-30 | 2030-31 | 2031-32 | 2032-33 | 2033-34 | 2034-35 | 2035-36 | 2036-37 | 2037-38 | 2038-39 | 2039-40 | 2040-41 | 2041-42 | 2042-43 | 2043-44 | 2044-45
Consumption | 19FP | Water Delivered Measured Non Household | Calculated BL+Preferred options | Ml/d | 2 | 0.82699 | 0.83083 | 0.83147 | 0.83253 | 0.83129 | 0.83505 | 0.83743 | 0.83941 | 0.83817 | 0.84036 | 0.84022 | 0.84002 | 0.83755 | 0.83951 | 0.83935 | 0.83922 | 0.83672 | 0.83853 | 0.83789 | 0.83709 | 0.83381 | 0.83536 | 0.83477 | 0.83418 | 0.83135 | 0.83302 | 0.83245 | 0.83188 | 0.82907
| 20FP | Water Delivered Unmeasured Non Household | Calculated BL+Preferred options | Ml/d | 2 | 0.008341 | 0.008341 | 0.008341 | 0.008341 | 0.008341 | 0.008341 | 0.008341 | 0.008341 | 0.008341 | 0.008341 | 0.008341 | 0.008341 | 0.008341 | 0.008341 | 0.008341 | 0.008341 | 0.008341 | 0.008341 | 0.008341 | 0.008341 | 0.008341 | 0.008341 | 0.008341 | 0.008341 | 0.008341 | 0.008341 | 0.008341 | 0.008341 | 0.008341
| 21FP | Water Delivered Measured Household | Calculated BL+Preferred options | Ml/d | 2 | 1.0129 | 1.0398 | 1.067 | 1.0951 | 1.1215 | 1.1494 | 1.1774 | 1.2051 | 1.2326 | 1.2602 | 1.2863 | 1.3125 | 1.3384 | 1.8976 | 1.8979 | 1.904 | 1.919 | 1.9151 | 1.9209 | 1.9276 | 1.9347 | 1.9417 | 1.9482 | 1.9549 | 1.9615 | 1.9679 | 1.9744 | 1.9808 | 1.9873
| 22FP | Water Delivered Unmeasured Household | Calculated BL+Preferred options | Ml/d | 2 | 0.80642 | 0.78535 | 0.76488 | 0.74535 | 0.7259 | 0.70691 | 0.68866 | 0.67091 | 0.65366 | 0.63698 | 0.62115 | 0.60581 | 0.59082 | 0 | 0 | 0 | 0 | 0 | 0 | 0 | 0 | 0 | 0 | 0 | 0 | 0 | 0 | 0 | 0
| 23FP | Measured Non Household - Consumption | 19FP-34FP | Ml/d | 2 | 0.81337 | 0.81721 | 0.81784 | 0.81891 | 0.81767 | 0.82143 | 0.82381 | 0.82578 | 0.82455 | 0.82674 | 0.8266 | 0.8264 | 0.82393 | 0.82588 | 0.82573 | 0.8256 | 0.8231 | 0.82491 | 0.82427 | 0.82346 | 0.82019 | 0.82174 | 0.82115 | 0.82056 | 0.81773 | 0.8194 | 0.81883 | 0.81825 | 0.81545
| 24FP | Unmeasured Non Household - Consumption | 20FP-35FP | Ml/d | 2 | 0.0079218 | 0.0079218 | 0.0079218 | 0.0079218 | 0.0079218 | 0.0079218 | 0.0079218 | 0.0079218 | 0.0079218 | 0.0079218 | 0.0079218 | 0.0079218 | 0.0079218 | 0.0079218 | 0.0079218 | 0.0079218 | 0.0079218 | 0.0079218 | 0.0079218 | 0.0079218 | 0.0079218 | 0.0079218 | 0.0079218 | 0.0079218 | 0.0079218 | 0.0079218 | 0.0079218 | 0.0079218 | 0.0079218
| 25FP | Measured Household - Consumption | 21FP-36FP | Ml/d | 2 | 0.90527 | 0.93126 | 0.95763 | 0.98489 | 1.0105 | 1.0376 | 1.0648 | 1.0917 | 1.1185 | 1.1453 | 1.1707 | 1.1962 | 1.2214 | 1.7404 | 1.7366 | 1.7429 | 1.7581 | 1.7543 | 1.7602 | 1.7671 | 1.7744 | 1.7815 | 1.7882 | 1.795 | 1.8017 | 1.8082 | 1.8149 | 1.8213 | 1.8279
| 26FP | Unmeasured Household - Consumption | 22FP-37FP | Ml/d | 2 | 0.71333 | 0.69327 | 0.67383 | 0.65532 | 0.63685 | 0.61883 | 0.60153 | 0.58471 | 0.56837 | 0.55258 | 0.53764 | 0.52316 | 0.50902 | 0 | 0 | 0 | 0 | 0 | 0 | 0 | 0 | 0 | 0 | 0 | 0 | 0 | 0 | 0 | 0
| 27 - | Percentage of consumption driven by climate change | n/a in FP | - | 1 | - | - | - | - | bar: 2020-21 to 2044-45
| 28 - | Volume of consumption driven by climate change | n/a in FP | - | 1 | - | - | - | - | bar: 2020-21 to 2044-45
PCC and consumption by component | 29FP | Measured Household - PCC | (25FP*1,000,000)/(51FP*1,000) | l/h/d | 1 | 129.1 | 129.1 | 129 | 129.1 | 129.1 | 129.3 | 129.6 | 130 | 130.3 | 130.8 | 131.2 | 131.7 | 132.3 | 134.2 | 133.5 | 133.6 | 134.3 | 133.7 | 133.7 | 133.9 | 134.2 | 134.4 | 134.6 | 134.8 | 135 | 135.2 | 135.4 | 135.5 | 135.7
| 29.1FP | Measured toilet flushing | Input brief explanation here | l/h/d | 1 | 28.0255 | 27.2438 | 26.4982 | 25.7851 | 25.108 | 24.4695 | 23.8587 | 23.2736 | 22.7129 | 22.1729 | 21.6433 | 21.1293 | 20.6327 | 20.8024 | 20.8219 | 20.8386 | 20.8546 | 20.869 | 20.8848 | 20.9019 | 20.9198 | 20.9368 | 20.9548 | 20.9693 | 20.9833 | 20.9963 | 21.008 | 21.0186 | 21.0279
| 29.2FP | Measured personal washing | Input brief explanation here | l/h/d | 1 | 56.7122 | 57.8348 | 58.9529 | 60.0668 | 61.1876 | 62.3502 | 63.5176 | 64.6921 | 65.8777 | 67.0709 | 68.2414 | 69.4171 | 70.6095 | 71.6275 | 71.8244 | 72.0118 | 72.1972 | 72.3777 | 72.5634 | 72.7539 | 72.9483 | 73.1398 | 73.3352 | 73.5189 | 73.7011 | 73.8805 | 74.0555 | 74.2273 | 74.3947
| 29.3FP | Measured clothes washing | Input brief explanation here | l/h/d | 1 | 16.0531 | 15.9787 | 15.9063 | 15.8357 | 15.7698 | 15.7157 | 15.6649 | 15.6175 | 15.5741 | 15.5336 | 15.4888 | 15.4459 | 15.4072 | 15.6103 | 15.5278 | 15.4425 | 15.3561 | 15.2681 | 15.1806 | 15.0933 | 15.0063 | 14.9179 | 14.8297 | 14.7385 | 14.6463 | 14.5529 | 14.4581 | 14.362 | 14.2645
| 29.4FP | Measured dish washing | Input brief explanation here | l/h/d | 1 | 12.7662 | 12.7894 | 12.8113 | 12.8319 | 12.8539 | 12.8843 | 12.9151 | 12.9467 | 12.9799 | 13.014 | 13.0426 | 13.0716 | 13.103 | 13.2928 | 13.3199 | 13.3451 | 13.3699 | 13.3937 | 13.4185 | 13.4441 | 13.4703 | 13.496 | 13.5223 | 13.5464 | 13.5701 | 13.5933 | 13.6157 | 13.6374 | 13.6582
| 29.5FP | Measured miscellaneous internal use | Input brief explanation here | l/h/d | 1 | 14.2838 | 14.231 | 14.1821 | 14.1367 | 14.0984 | 14.0702 | 14.0467 | 14.028 | 14.0143 | 14.0046 | 13.9949 | 13.9879 | 13.9856 | 13.9006 | 13.9252 | 13.9483 | 13.9711 | 13.9932 | 14.0165 | 14.0409 | 14.0659 | 14.0905 | 14.116 | 14.1395 | 14.1628 | 14.1858 | 14.2081 | 14.23 | 14.2511
| 29.6FP | Measured external use | Input brief explanation here | l/h/d | 1 | 1.3073 | 1.3516 | 1.3956 | 1.4393 | 1.4832 | 1.528 | 1.5729 | 1.6178 | 1.6631 | 1.7085 | 1.7535 | 1.7988 | 1.8444 | 1.9821 | 2.0266 | 2.0705 | 2.1141 | 2.1573 | 2.2004 | 2.2432 | 2.2857 | 2.3279 | 2.3698 | 2.4112 | 2.4523 | 2.493 | 2.5333 | 2.5733 | 2.6128
| 29.7BL | Measured water efficiency savings | Input brief explanation here | l/h/d | 1 | -0.048019 | -0.32931 | -0.74632 | -0.99565 | -1.4008 | -1.7178 | -1.9759 | -2.1757 | -2.522 | -2.7045 | -2.9645 | -3.1505 | -3.2824 | -3.0157 | -3.9458 | -4.0568 | -3.563 | -4.3591 | -4.5641 | -4.5773 | -4.4963 | -4.5089 | -4.5279 | -4.5238 | -4.5159 | -4.5019 | -4.4787 | -4.5486 | -4.5092
| 30FP | Unmeasured Household - PCC | (26FP*1,000,000)/(52FP*1,000) | l/h/d | 1 | 134.8 | 135 | 135.2 | 135.5 | 135.6 | 135.8 | 136.1 | 136.4 | 136.7 | 137 | 137.3 | 137.6 | 137.9 | - | - | - | - | - | - | - | - | - | - | - | - | - | - | - | -
| 30.1FP | Unmeasured toilet flushing | Input brief explanation here | l/h/d | 1 | 30.2947 | 29.6503 | 28.9937 | 28.3258 | 27.6492 | 26.979 | 26.2995 | 25.6117 | 24.9171 | 24.2142 | 23.494 | 22.766 | 22.0334 | - | - | - | - | - | - | - | - | - | - | - | - | - | - | - | -
| 30.2FP | Unmeasured personal washing | Input brief explanation here | l/h/d | 1 | 56.485 | 57.5758 | 58.6644 | 59.7512 | 60.8408 | 61.9675 | 63.0976 | 64.2328 | 65.3767 | 66.5255 | 67.6529 | 68.7833 | 69.9261 | - | - | - | - | - | - | - | - | - | - | - | - | - | - | - | -
| 30.3FP | Unmeasured clothes washing | Input brief explanation here | l/h/d | 1 | 16.2528 | 16.2301 | 16.2038 | 16.1742 | 16.1425 | 16.1178 | 16.0911 | 16.0628 | 16.0339 | 16.0034 | 15.9651 | 15.9252 | 15.8857 | - | - | - | - | - | - | - | - | - | - | - | - | - | - | - | -
| 30.4FP | Unmeasured dish washing | Input brief explanation here | l/h/d | 1 | 12.8631 | 12.9131 | 12.9608 | 13.0064 | 13.051 | 13.1019 | 13.1518 | 13.201 | 13.2504 | 13.2991 | 13.342 | 13.3841 | 13.4272 | - | - | - | - | - | - | - | - | - | - | - | - | - | - | - | -
| 30.5FP | Unmeasured miscellaneous internal use | Input brief explanation here | l/h/d | 1 | 17.5128 | 17.5942 | 17.6727 | 17.7484 | 17.8228 | 17.906 | 17.9879 | 18.069 | 18.1504 | 18.2311 | 18.304 | 18.3758 | 18.4491 | - | - | - | - | - | - | - | - | - | - | - | - | - | - | - | -
| 30.6FP | Unmeasured external use | Input brief explanation here | l/h/d | 1 | 1.3891 | 1.439 | 1.4884 | 1.5374 | 1.586 | 1.635 | 1.6836 | 1.7318 | 1.7798 | 1.8273 | 1.874 | 1.9202 | 1.9662 | - | - | - | - | - | - | - | - | - | - | - | - | - | - | - | -
| 30.7BL | Unmeasured water efficiency savings | Input brief explanation here | l/h/d | 1 | 0.0024531 | -0.40262 | -0.78382 | -1.0435 | -1.4925 | -1.9073 | -2.2115 | -2.5093 | -2.8082 | -3.1007 | -3.332 | -3.5546 | -3.7877 | - | - | - | - | - | - | - | - | - | - | - | - | - | - | - | -
| 31FP | Average Household - PCC | ((25FP+26FP)*1,000,000))/(51FP+52FP*1,000) | l/h/d | 1 | 131.5784 | 131.526 | 131.5053 | 131.5873 | 131.5473 | 131.6903 | 131.8964 | 132.1316 | 132.4184 | 132.7574 | 133.0834 | 133.444 | 133.862 | 134.1937 | 133.5022 | 133.5797 | 134.3459 | 133.6561 | 133.744 | 133.9479 | 134.1737 | 134.3908 | 134.6098 | 134.8047 | 134.9938 | 135.1751 | 135.3569 | 135.5294 | 135.7007
| 32FP | Water Taken Unbilled | Calculated BL+Preferred options | Ml/d | 1 | 0.093258 | 0.093258 | 0.093258 | 0.093258 | 0.093258 | 0.093258 | 0.093258 | 0.093258 | 0.093258 | 0.093258 | 0.093258 | 0.093258 | 0.093258 | 0.093258 | 0.093258 | 0.093258 | 0.093258 | 0.093258 | 0.093258 | 0.093258 | 0.093258 | 0.093258 | 0.093258 | 0.093258 | 0.093258 | 0.093258 | 0.093258 | 0.093258 | 0.093258
| 33FP | Distribution System Operational Use | Calculated BL+Preferred options | Ml/d | 1 | 0.011893 | 0.011893 | 0.011893 | 0.011893 | 0.011893 | 0.011893 | 0.011893 | 0.011893 | 0.011893 | 0.011893 | 0.011893 | 0.011893 | 0.011893 | 0.011893 | 0.011893 | 0.011893 | 0.011893 | 0.011893 | 0.011893 | 0.011893 | 0.011893 | 0.011893 | 0.011893 | 0.011893 | 0.011893 | 0.011893 | 0.011893 | 0.011893 | 0.011893
Leakage | 34FP | Measured Non Household - USPL | Calculated BL+Preferred options | Ml/d | 2 | 0.013621 | 0.013621 | 0.013621 | 0.013621 | 0.013621 | 0.013621 | 0.013621 | 0.013621 | 0.013621 | 0.013621 | 0.013621 | 0.013621 | 0.013621 | 0.013621 | 0.013621 | 0.013621 | 0.013621 | 0.013621 | 0.013621 | 0.013621 | 0.013621 | 0.013621 | 0.013621 | 0.013621 | 0.013621 | 0.013621 | 0.013621 | 0.013621 | 0.013621
| 35FP | Unmeasured Non Household - USPL | Calculated BL+Preferred options | Ml/d | 2 | 0.00041925 | 0.00041925 | 0.00041925 | 0.00041925 | 0.00041925 | 0.00041925 | 0.00041925 | 0.00041925 | 0.00041925 | 0.00041925 | 0.00041925 | 0.00041925 | 0.00041925 | 0.00041925 | 0.00041925 | 0.00041925 | 0.00041925 | 0.00041925 | 0.00041925 | 0.00041925 | 0.00041925 | 0.00041925 | 0.00041925 | 0.00041925 | 0.00041925 | 0.00041925 | 0.00041925 | 0.00041925 | 0.00041925
| 36FP | Measured Household - USPL | Calculated BL+Preferred options | Ml/d | 2 | 0.10767 | 0.10852 | 0.10937 | 0.11022 | 0.11103 | 0.11183 | 0.11261 | 0.11338 | 0.11413 | 0.11486 | 0.11559 | 0.1163 | 0.11699 | 0.15725 | 0.16122 | 0.16107 | 0.16092 | 0.16077 | 0.16062 | 0.16048 | 0.16033 | 0.16019 | 0.16005 | 0.15991 | 0.15977 | 0.15968 | 0.15959 | 0.1595 | 0.15942
| 37FP | Unmeasured Household - USPL | Calculated BL+Preferred options | Ml/d | 2 | 0.093093 | 0.092071 | 0.091049 | 0.090027 | 0.089045 | 0.088081 | 0.087134 | 0.086204 | 0.085291 | 0.084394 | 0.083513 | 0.082647 | 0.081797 | 0 | 0 | 0 | 0 | 0 | 0 | 0 | 0 | 0 | 0 | 0 | 0 | 0 | 0 | 0 | 0
| 38FP | Void Properties - USPL | Calculated BL+Preferred options | Ml/d | 2 | 0.013621 | 0.013621 | 0.013621 | 0.013621 | 0.013621 | 0.013621 | 0.013621 | 0.013621 | 0.013621 | 0.013621 | 0.013621 | 0.013621 | 0.013621 | 0.013621 | 0.013621 | 0.013621 | 0.013621 | 0.013621 | 0.013621 | 0.013621 | 0.013621 | 0.013621 | 0.013621 | 0.013621 | 0.013621 | 0.013621 | 0.013621 | 0.013621 | 0.013621
| 39FP | Distribution Losses | Calculated BL+Preferred options | Ml/d | 2 | 1.5016 | 1.4718 | 1.432 | 1.4023 | 1.4023 | 1.4024 | 1.4026 | 1.4028 | 1.4029 | 1.3542 | 1.3054 | 1.2567 | 1.208 | 1.2006 | 1.1551 | 1.1136 | 1.0722 | 1.0308 | 0.98939 | 0.96598 | 0.94257 | 0.91916 | 0.89575 | 0.87234 | 0.85128 | 0.83017 | 0.80906 | 0.78795 | 0.76684
| 40FP | Total Leakage | Sum(34FP:39FP) | Ml/d | 2 | 1.73 | 1.7001 | 1.6601 | 1.6302 | 1.63 | 1.63 | 1.63 | 1.63 | 1.63 | 1.5811 | 1.5322 | 1.4833 | 1.4344 | 1.3855 | 1.3439 | 1.3024 | 1.2608 | 1.2192 | 1.1777 | 1.1541 | 1.1306 | 1.107 | 1.0835 | 1.0599 | 1.0387 | 1.0175 | 0.99631 | 0.97511 | 0.95392
| 41FP | Total Leakage | (40FP*1,000,000)/(48FP*1,000) | l/prop/d | 2 | 317.9335 | 309.2742 | 298.99 | 290.6953 | 287.8098 | 284.7304 | 281.7162 | 278.7651 | 275.8753 | 264.8535 | 254.3233 | 243.9833 | 233.8285 | 223.8538 | 215.1947 | 206.6899 | 198.3353 | 190.1268 | 182.0605 | 176.8934 | 171.7697 | 166.7351 | 161.7874 | 156.9243 | 152.4893 | 148.1288 | 143.841 | 139.6239 | 135.4758
Customer: Properties | 42FP | Measured Non Household - Properties | Input (total, excluding voids) | 000's | 2 | 0.4764 | 0.47813 | 0.47986 | 0.48159 | 0.48332 | 0.48505 | 0.48678 | 0.48851 | 0.49024 | 0.49196 | 0.49369 | 0.49542 | 0.49714 | 0.49886 | 0.50059 | 0.50231 | 0.50403 | 0.50576 | 0.50748 | 0.5092 | 0.51092 | 0.51264 | 0.51436 | 0.51608 | 0.51779 | 0.51951 | 0.52123 | 0.52294 | 0.52466
| 43FP | Unmeasured Non Household - Properties | Input (total, excluding voids) | 000's | 2 | 0.00965 | 0.0094907 | 0.0093315 | 0.0091722 | 0.009013 | 0.0088537 | 0.0086944 | 0.0085352 | 0.0083759 | 0.0082167 | 0.0080574 | 0.0078982 | 0.0077389 | 0.0075796 | 0.0074204 | 0.0072611 | 0.0071019 | 0.0069426 | 0.0067833 | 0.0066241 | 0.0064648 | 0.0063056 | 0.0061463 | 0.005987 | 0.0058278 | 0.0056685 | 0.0055093 | 0.00535 | 0.0051907
| 44FP | All void non-households - properties | Input (voids in each year) | 000's | 2 | 0.1065 | 0.1065 | 0.1065 | 0.1065 | 0.1065 | 0.1065 | 0.1065 | 0.1065 | 0.1065 | 0.1065 | 0.1065 | 0.1065 | 0.1065 | 0.1065 | 0.1065 | 0.1065 | 0.1065 | 0.1065 | 0.1065 | 0.1065 | 0.1065 | 0.1065 | 0.1065 | 0.1065 | 0.1065 | 0.1065 | 0.1065 | 0.1065 | 0.1065
| 45FP | Measured Household - Properties (excl voids) | Pre-plan year = input. Forecast years = Previous year 45FP + sum(45.1FP:45.6FP) | 000's | 2 | 2.5516 | 2.6438 | 2.736 | 2.8281 | 2.9186 | 3.0141 | 3.1089 | 3.2031 | 3.2965 | 3.3893 | 3.4751 | 3.5603 | 3.6449 | 5.376 | 5.4304 | 5.4847 | 5.539 | 5.5932 | 5.6475 | 5.7017 | 5.7577 | 5.8136 | 5.8695 | 5.9254 | 5.9812 | 6.0371 | 6.0929 | 6.1487 | 6.2045
| 45.1FP | New properties | Input (new builds in each year) | 000's | 2 | 0.056946 | 0.056874 | 0.056804 | 0.056736 | 0.056671 | 0.062328 | 0.062261 | 0.062197 | 0.062136 | 0.062077 | 0.055701 | 0.055651 | 0.055602 | 0.055555 | 0.055509 | 0.055465 | 0.055422 | 0.05538 | 0.055339 | 0.0553 | 0.056969 | 0.056931 | 0.056894 | 0.056858 | 0.056823 | 0.05679 | 0.056757 | 0.056725 | 0.056694
| 45.2FP | Meter optants - properties | Input (meter optants in each year) | 000's | 2 | 0.014 | 0.036943 | 0.036894 | 0.036847 | 0.035321 | 0.03463 | 0.033954 | 0.033293 | 0.032647 | 0.032014 | 0.031392 | 0.030786 | 0.030194 | 0.029612 | 0 | 0 | 0 | 0 | 0 | 0 | 0 | 0 | 0 | 0 | 0 | 0 | 0 | 0 | 0
| 45.3FP | Compulsory metering - properties | Input (compulsory meters in each year) | 000's | 2 | 0 | 0 | 0 | 0 | 0 | 0 | 0 | 0 | 0 | 0 | 0 | 0 | 0 | 1.6472 | 0 | 0 | 0 | 0 | 0 | 0 | 0 | 0 | 0 | 0 | 0 | 0 | 0 | 0 | 0
| 45.4FP | Metering on change of occupancy - properties | Input (change of occupancy meters in each year) | 000's | 2 | 0 | 0 | 0 | 0 | 0 | 0 | 0 | 0 | 0 | 0 | 0 | 0 | 0 | 0 | 0 | 0 | 0 | 0 | 0 | 0 | 0 | 0 | 0 | 0 | 0 | 0 | 0 | 0 | 0
| 45.5FP | Selective metering properties | Input (selective meters in each year) | 000's | 2 | 0 | 0 | 0 | 0 | 0 | 0 | 0 | 0 | 0 | 0 | 0 | 0 | 0 | 0 | 0 | 0 | 0 | 0 | 0 | 0 | 0 | 0 | 0 | 0 | 0 | 0 | 0 | 0 | 0
| 45.6FP | Other changes to existing metering - properties | Input (other changes to meters in each year) | 000's | 2 | 0 | -0.0015816 | -0.0015437 | -0.0015073 | -0.0014721 | -0.0014293 | -0.0013935 | -0.001359 | -0.0013258 | -0.0012937 | -0.00128 | -0.0012528 | -0.0012265 | -0.001201 | -0.0011762 | -0.0011522 | -0.001129 | -0.0011064 | -0.0010846 | -0.0010633 | -0.0010351 | -0.0010146 | -0.00099477 | -0.00097547 | -0.00095673 | -0.00093852 | -0.00092083 | -0.00090363 | -0.00088692
| 45.7FP | Measured void households - properties | Input (voids in each year) | 000's | 2 | 0.11941 | 0.11941 | 0.11941 | 0.11941 | 0.11941 | 0.11941 | 0.11941 | 0.11941 | 0.11941 | 0.11941 | 0.11941 | 0.11941 | 0.11941 | 0.20034 | 0.20034 | 0.20034 | 0.20034 | 0.20034 | 0.20034 | 0.20034 | 0.20034 | 0.20034 | 0.20034 | 0.20034 | 0.20034 | 0.20034 | 0.20034 | 0.20034 | 0.20034
| 46FP | Unmeasured households - properties (excl void) | Input (total) | 000's | 2 | 2.0969 | 2.0586 | 2.0204 | 1.9823 | 1.9457 | 1.9099 | 1.8747 | 1.8403 | 1.8065 | 1.7734 | 1.7409 | 1.709 | 1.6778 | 0 | 0 | 0 | 0 | 0 | 0 | 0 | 0 | 0 | 0 | 0 | 0 | 0 | 0 | 0 | 0
| 47FP | Unmeasured void households - properties | Input (voids in each year) | 000's | 2 | 0.08093 | 0.08093 | 0.08093 | 0.08093 | 0.08093 | 0.08093 | 0.08093 | 0.08093 | 0.08093 | 0.08093 | 0.08093 | 0.08093 | 0.08093 | 0 | 0 | 0 | 0 | 0 | 0 | 0 | 0 | 0 | 0 | 0 | 0 | 0 | 0 | 0 | 0
| 48FP | Total Resource Zone Properties (incl voids) | SUM(42FP:45FP)+45.7FP+46FP+47FP | 000's | 2 | 5.4414 | 5.4969 | 5.5524 | 5.6079 | 5.6635 | 5.7247 | 5.786 | 5.8472 | 5.9085 | 5.9697 | 6.0246 | 6.0795 | 6.1344 | 6.1893 | 6.2452 | 6.3011 | 6.3569 | 6.4128 | 6.4686 | 6.5244 | 6.5819 | 6.6394 | 6.6968 | 6.7543 | 6.8117 | 6.8691 | 6.9265 | 6.9839 | 7.0412
Customer: Population | 49FP | Measured Non Household - Population | Input (total) | 000's | 2 | 0.533 | 0.533 | 0.533 | 0.533 | 0.533 | 0.533 | 0.533 | 0.533 | 0.533 | 0.533 | 0.533 | 0.533 | 0.533 | 0.533 | 0.533 | 0.533 | 0.533 | 0.533 | 0.533 | 0.533 | 0.533 | 0.533 | 0.533 | 0.533 | 0.533 | 0.533 | 0.533 | 0.533 | 0.533
| 50FP | Unmeasured Non Household - Population | Input (total) | 000's | 2 | 0 | 0 | 0 | 0 | 0 | 0 | 0 | 0 | 0 | 0 | 0 | 0 | 0 | 0 | 0 | 0 | 0 | 0 | 0 | 0 | 0 | 0 | 0 | 0 | 0 | 0 | 0 | 0 | 0
| 51FP | Measured Household - Population | Input (total) | 000's | 2 | 7.0095 | 7.2159 | 7.4219 | 7.6275 | 7.8254 | 8.0222 | 8.2143 | 8.401 | 8.5813 | 8.7566 | 8.9208 | 9.0813 | 9.2346 | 12.9691 | 13.0083 | 13.0476 | 13.0864 | 13.1258 | 13.1612 | 13.1927 | 13.2246 | 13.2561 | 13.284 | 13.3158 | 13.3467 | 13.3771 | 13.4079 | 13.4387 | 13.47
| 52FP | Unmeasured Household - Population | Input (total) | 000's | 2 | 5.2919 | 5.1355 | 4.9842 | 4.8374 | 4.6975 | 4.5558 | 4.419 | 4.2866 | 4.1577 | 4.0328 | 3.916 | 3.803 | 3.6922 | 0 | 0 | 0 | 0 | 0 | 0 | 0 | 0 | 0 | 0 | 0 | 0 | 0 | 0 | 0 | 0
| 53FP | Total Resource Zone Population | 49FP+Sum(50FP:52FP) | 000's | 2 | 12.8344 | 12.8845 | 12.9391 | 12.9978 | 13.0559 | 13.1111 | 13.1663 | 13.2206 | 13.272 | 13.3224 | 13.3698 | 13.4173 | 13.4598 | 13.5021 | 13.5413 | 13.5806 | 13.6194 | 13.6588 | 13.6942 | 13.7257 | 13.7576 | 13.7891 | 13.817 | 13.8488 | 13.8797 | 13.9101 | 13.9409 | 13.9717 | 14.003
Occupancy | 54FP | Measured Household - Occupancy Rate (average) (excl voids) | 51FP/45FP | h/prop | 1 | 2.7471 | 2.7293 | 2.7127 | 2.6971 | 2.6812 | 2.6616 | 2.6422 | 2.6228 | 2.6031 | 2.5836 | 2.567 | 2.5507 | 2.5336 | 2.4124 | 2.3955 | 2.3789 | 2.3626 | 2.3467 | 2.3304 | 2.3138 | 2.2969 | 2.2802 | 2.2632 | 2.2473 | 2.2314 | 2.2158 | 2.2006 | 2.1856 | 2.171
| 55FP | Unmeasured Household - Occupancy Rate | 52BL/46BL | h/prop | 1 | 2.5237 | 2.4947 | 2.4669 | 2.4403 | 2.4143 | 2.3854 | 2.3572 | 2.3293 | 2.3015 | 2.2741 | 2.2494 | 2.2252 | 2.2006 | - | - | - | - | - | - | - | - | - | - | - | - | - | - | - | -
Metering | 56FP | Total Household Metering penetration (excl. voids) | 45FP/45FP+46FP | % | 0 | 54.89% | 56.22% | 57.52% | 58.79% | 60% | 61.21% | 62.38% | 63.51% | 64.6% | 65.65% | 66.62% | 67.57% | 68.48% | 100% | 100% | 100% | 100% | 100% | 100% | 100% | 100% | 100% | 100% | 100% | 100% | 100% | 100% | 100% | 100%
| 57FP | Total Household Metering penetration (incl. voids) | 45FP/(45FP+45.7FP+46FP+47FP) | % | 0 | 52.62% | 53.93% | 55.2% | 56.44% | 57.63% | 58.82% | 59.97% | 61.08% | 62.16% | 63.2% | 64.16% | 65.09% | 65.99% | 96.41% | 96.44% | 96.48% | 96.51% | 96.54% | 96.57% | 96.61% | 96.64% | 96.67% | 96.7% | 96.73% | 96.76% | 96.79% | 96.82% | 96.84% | 96.87%
|  | Company: | Severn Trent Water
|  | Resource Zone Name: | Ruyton
|  | Resource Zone Number: | 10
|  | Planning Scenario Name: | Dry Year Annual Average
|  | Chosen Level of Service: | No more than 3 in 100 Temporary Use Bans
Note on U21: STW: 100% metering
Note on U60: STW: 100% metering

## 9. FP SDB
Table 9: Final planning water supply
| Row Ref | Component | Derivation | Unit | Decimal places | 2016-17 | For info 2017-18 | For info 2018-19 | For info 2019-20 | 2020-21 | 2021-22 | 2022-23 | 2023-24 | 2024-25 | 2025-26 | 2026-27 | 2027-28 | 2028-29 | 2029-30 | 2030-31 | 2031-32 | 2032-33 | 2033-34 | 2034-35 | 2035-36 | 2036-37 | 2037-38 | 2038-39 | 2039-40 | 2040-41 | 2041-42 | 2042-43 | 2043-44 | 2044-45
SDB | 11FP | Distribution Input | 19FP+20FP+21FP+22FP+32FP+33FP+38FP+39FP | Ml/d | 2 | 4.275 | 4.2549 | 4.2225 | 4.2024 | 4.2081 | 4.2209 | 4.2332 | 4.2453 | 4.2545 | 4.2188 | 4.1802 | 4.1421 | 4.1018 | 4.0648 | 4.0194 | 3.9839 | 3.9551 | 3.9116 | 3.8752 | 3.8578 | 3.8382 | 3.8233 | 3.8058 | 3.7886 | 3.7712 | 3.7582 | 3.7431 | 3.7278 | 3.7103
| 12FP | Water Available For Use (own sources) | 7FP-(9FP+10FP) | Ml/d | 2 | 5.1025 | 5.1025 | 5.1025 | 5.1025 | 5.1025 | 5.1025 | 5.1025 | 5.1025 | 5.1025 | 5.1025 | 5.1025 | 5.1025 | 5.1025 | 5.1025 | 5.1025 | 5.1025 | 5.1025 | 5.1025 | 5.1025 | 5.1025 | 5.1025 | 5.1025 | 5.1025 | 5.1025 | 5.1025 | 5.1025 | 5.1025 | 5.1025 | 5.1025
| 13FP | Total Water Available For Use | 12FP+(2FP+3FP)-(5FP+6FP) | Ml/d | 2 | 5.1025 | 5.1025 | 5.1025 | 5.1025 | 5.1025 | 5.1025 | 5.1025 | 5.1025 | 5.1025 | 5.1025 | 5.1025 | 5.1025 | 5.1025 | 5.1025 | 5.1025 | 5.1025 | 5.1025 | 5.1025 | 5.1025 | 5.1025 | 5.1025 | 5.1025 | 5.1025 | 5.1025 | 5.1025 | 5.1025 | 5.1025 | 5.1025 | 5.1025
| 14FP | Target headroom (climate change component) | Input | Ml/d | 2 | 0 | 0 | 0 | 0 | 0 | 0 | 0 | 0 | 0 | 0 | 0 | 0 | 0 | 0 | 0 | 0 | 0 | 0 | 0 | 0 | 0 | 0 | 0 | 0 | 0 | 0 | 0 | 0 | 0
| 15FP | Target headroom (All other components) | Input | Ml/d | 2 | 0.20198 | 0.1963 | 0.19472 | 0.18705 | 0.17936 | 0.17774 | 0.17519 | 0.17111 | 0.17367 | 0.13586 | 0.14025 | 0.13889 | 0.13846 | 0.13839 | 0.13744 | 0.13647 | 0.14354 | 0.14072 | 0.14335 | 0.13857 | 0.14073 | 0.14216 | 0.14789 | 0.1502 | 0.15472 | 0.15546 | 0.15814 | 0.15552 | 0.1593
| 16FP | Target Headroom | 14FP+15FP | Ml/d | 2 | 0.20198 | 0.1963 | 0.19472 | 0.18705 | 0.17936 | 0.17774 | 0.17519 | 0.17111 | 0.17367 | 0.13586 | 0.14025 | 0.13889 | 0.13846 | 0.13839 | 0.13744 | 0.13647 | 0.14354 | 0.14072 | 0.14335 | 0.13857 | 0.14073 | 0.14216 | 0.14789 | 0.1502 | 0.15472 | 0.15546 | 0.15814 | 0.15552 | 0.1593
| 17FP | Available Headroom | 13FP-11FP | Ml/d | 2 | 0.82745 | 0.84761 | 0.87998 | 0.90009 | 0.89439 | 0.88157 | 0.86931 | 0.8572 | 0.84799 | 0.88369 | 0.92224 | 0.96038 | 1.0007 | 1.0376 | 1.0831 | 1.1185 | 1.1474 | 1.1909 | 1.2272 | 1.2447 | 1.2643 | 1.2792 | 1.2966 | 1.3139 | 1.3313 | 1.3443 | 1.3594 | 1.3747 | 1.3922
| 18FP | Supply Demand Balance | 17FP-16FP | Ml/d | 2 | 0.62547 | 0.65131 | 0.68526 | 0.71304 | 0.71503 | 0.70384 | 0.69412 | 0.68609 | 0.67432 | 0.74783 | 0.78199 | 0.82149 | 0.86221 | 0.89926 | 0.94567 | 0.98207 | 1.0039 | 1.0502 | 1.0839 | 1.1061 | 1.1235 | 1.137 | 1.1487 | 1.1637 | 1.1765 | 1.1888 | 1.2013 | 1.2192 | 1.2329
|  | Company: | Severn Trent Water
|  | Resource Zone Name: | Ruyton
|  | Resource Zone Number: | 10
|  | Planning Scenario Name: | Dry Year Annual Average
|  | Chosen Level of Service: | No more than 3 in 100 Temporary Use Bans

## 10. Drought plan links
Table 10: Drought plan links and Deployable Output Overview
10.1 Planning scenarios |  |  |  |  | 10.2 Water resources management plan | [7 empty] | 10.3 Drought plan | [5 empty] | 10.4 Demand
Drought Scenarios | Drought Description | Drought Severity | Plan in which scenario is used (highlights overlaps) |  | WRMP DO of Sources (not including drought measures) | WRMP Additional Yield from Drought Supply Measures (eg drought permits or orders) |  |  | WRMP Impact on DO of drought plan Demand Restrictions (eg TUBs) |  |  | WRMP DO Levels of Service | Drought Plan Additional Yield from Further Supply Measures (eg drought permits or orders) |  |  | Drought Plan Impact on DO of Further Demand Restrictions (eg TUBs) |  |  | Unrestricted Demand | Restricted Demand
|  |  | WRMP | Drought Plan | DO (Ml/d) | Description | Marginal Benefit (Ml/d) | DO (Ml/d) | Description | Marginal Benefit (Ml/d) | DO (Ml/d) | DO (Ml/d) | Description | Marginal Benefit (Ml/d) | DO (Ml/d) | Description | Marginal Benefit (Ml/d) | DO (Ml/d) | Ml/d | Ml/d
Historic Droughts | 0 | 0 | 0 | 0 | 0 | (6) | 0 | 0 | (6) | 0 | 0 | 0 | (6) | 0 | 0 | (6) | 0 | 0 | 0 | 0
| 0 | 0 | 0 | 0 | 0 | (6) | 0 | 0 | (6) | 0 | 0 | 0 | (6) | 0 | 0 | (6) | 0 | 0 | 0 | 0
Additional Drought Scenarios | 0 | 0 | 0 | 0 | 0 | (6) | 0 | 0 | (6) | 0 | 0 | 0 | (6) | 0 | 0 | (6) | 0 | 0 | 0 | 0
| 0 | 0 | 0 | 0 | 0 | (6) | 0 | 0 | (6) | 0 | 0 | 0 | (6) | 0 | 0 | (6) | 0 | 0 | 0 | 0
Reported DO for WRMP tables highlighted in yellow
10.5 Summary report
WRMP DO Overview | [8 empty] | Drought Plan Overview
No drought resilience narrative was carried out for this WRZ as identified under our drought vulnerability assessment see Appendix A9 in the narrative for more information. | [8 empty] | N/A
Additional Drought Scenarios | [8 empty] | Drought Supply Measures and Demand Restrictions Further Details
N/A | [8 empty] | List individual measures used in scenario e.g. (6) No data entered- N/A for the WRZ
Impact on Supply Demand
N/A
Demands
N/A