## TITLE PAGE
Water Resources Planning Tables 2019
v11 - August 2016 integrating updates up to v15 - June 2018
All queries on the content of this workbook should be sent to:
water-company-plan@environment-agency.gov.uk
Water resource zone information
Company: |  | Severn Trent Water
Resource Zone Name: |  | Stafford |  |  |  | Data validation: Cell D20
Resource Zone Number: |  | 12 |  |  |  | Dry Year Annual Average
Planning Scenario Name: |  | Dry Year Annual Average | DYAA | Normal Year Annual Average |  | Dry Year Critical Period
Chosen Level of Service: |  | No more than 3 in 100 Temporary Use Bans |  |  |  | Dry Year Annual Average - benchmarking data
Base Year: |  | 2016-17 |  |  |  | Dry Year Critical Period - benchmarking data
Responsible Officer: |  | Marcus O'Kane | Signed: | Marcus O'Kane | Dated:
Version: |  | 1 |  | [Digital signature is acceptable]
Key to cells
Clear cells - indicate an input is required
Yellow shaded cells - indicates a formula.
Blue shaded cells - indicate base year data.
Light grey shaded cells - indicate preceding years.
Dark grey cells - indicate that no data entry is required.
Worksheet |  | Content
WRZ summary |  | Supply-Demand Balance and components
1. BL Licences |  | Baseline water resources
2. BL Supply |  | Baseline water supplies
3. BL Demand |  | Baseline demand
4. BL SDB |  | Baseline supply demand balance
5. Feasible options |  | Fixed and Variable costs, Net Present Value, AIC and AISC of all feasible options - confidential
6. Preferred options |  | High level costs of preferred options (Dry Year) - publicly available
7. FP Supply |  | Final Planning water supplies (impact of Scenario options)
8. FP Demand |  | Final Planning demand (impact of Scenario options)
9. FP SDB |  | Final Planning supply demand balance
10. Drought plan links |  | Drought plan links
11. Drought plan links graph |  | Drought plan links graph

## WRZ summary
Summary graphs of water resources planning tables data
DERIVATION | DESCRIPTION | UNITS | 2016-17 | For info 2017-18 | For info 2018-19 | For info 2019-20 | 2020-21 | 2021-22 | 2022-23 | 2023-24 | 2024-25 | 2025-26 | 2026-27 | 2027-28 | 2028-29 | 2029-30 | 2030-31 | 2031-32 | 2032-33 | 2033-34 | 2034-35 | 2035-36 | 2036-37 | 2037-38 | 2038-39 | 2039-40 | 2040-41 | 2041-42 | 2042-43 | 2043-44 | 2044-45
SUPPLY
13BL | Total water available for use | Ml/d | 24.24 | 24.24 | 24.24 | 24.24 | 24.24 | 24.24 | 24.24 | 24.24 | 24.24 | 24.24 | 24.24 | 24.24 | 24.24 | 24.24 | 24.24 | 24.24 | 24.24 | 24.24 | 24.24 | 24.24 | 24.24 | 24.24 | 24.24 | 24.24 | 24.24 | 24.24 | 24.24 | 24.24 | 24.24
13FP | Total water available for use | Ml/d | 24.24 | 24.24 | 24.24 | 24.24 | 24.24 | 24.24 | 24.24 | 24.24 | 24.24 | 24.24 | 24.24 | 24.24 | 24.24 | 24.24 | 24.24 | 24.24 | 24.24 | 24.24 | 24.24 | 24.24 | 24.24 | 24.24 | 24.24 | 24.24 | 24.24 | 24.24 | 24.24 | 24.24 | 24.24
| DEMAND |  | 0
26BL | Unmeasured household consumption | Ml/d | 5.6915 | 5.5492 | 5.4195 | 5.3025 | 5.1808 | 5.0661 | 4.9516 | 4.8422 | 4.7367 | 4.6346 | 4.5358 | 4.441 | 4.3538 | 4.2691 | 4.1918 | 4.102 | 4.0129 | 3.9278 | 3.8433 | 3.7636 | 3.6877 | 3.6119 | 3.5378 | 3.4655 | 3.395 | 3.3259 | 3.2585 | 3.1924 | 3.123
26FP | Unmeasured household consumption | Ml/d | 5.6915 | 5.5492 | 5.4195 | 5.3025 | 5.1808 | 5.0661 | 4.9516 | 4.8422 | 4.7367 | -5.5511e-16 | -5.5511e-16 | -6.1062e-16 | 0 | -2.7756e-16 | 2.7756e-16 | 1.1102e-16 | 2.2204e-16 | -2.7756e-16 | 2.2204e-16 | 5.5511e-17 | 1.1102e-16 | -1.1102e-16 | -5.5511e-17 | 1.1102e-16 | 1.6653e-16 | -5.5511e-17 | -5.5511e-17 | 0 | 0
25BL | Measured household consumption | Ml/d | 5.9177 | 6.0654 | 6.192 | 6.3196 | 6.4347 | 6.5536 | 6.6805 | 6.8021 | 6.9228 | 7.0445 | 7.1588 | 7.271 | 7.3824 | 7.4865 | 7.546 | 7.633 | 7.7142 | 7.7982 | 7.8767 | 7.9617 | 8.0511 | 8.1342 | 8.2155 | 8.2959 | 8.3754 | 8.4532 | 8.5298 | 8.6049 | 8.6842
25FP | Measured household consumption | Ml/d | 5.9177 | 6.0654 | 6.192 | 6.3196 | 6.4347 | 6.5536 | 6.6805 | 6.8021 | 6.9228 | 11.2817 | 11.307 | 11.345 | 11.3889 | 11.4187 | 11.4106 | 11.4279 | 11.4398 | 11.4492 | 11.4079 | 11.3715 | 11.3466 | 11.3274 | 11.2914 | 11.2874 | 11.3222 | 11.3468 | 11.3897 | 11.4217 | 11.6699
23BL+24BL | Non-household consumption | Ml/d | 4.9672 | 4.9728 | 4.9668 | 4.976 | 4.9757 | 5.0053 | 5.026 | 5.0453 | 5.0458 | 5.067 | 5.0736 | 5.0799 | 5.0722 | 5.0913 | 5.0979 | 5.1048 | 5.0973 | 5.1164 | 5.121 | 5.1251 | 5.1149 | 5.1335 | 5.1388 | 5.1442 | 5.1359 | 5.1556 | 5.1615 | 5.1676 | 5.1597
23FP+24FP | Non-household consumption | Ml/d | 4.9672 | 4.9728 | 4.9668 | 4.976 | 4.9757 | 5.0053 | 5.026 | 5.0453 | 5.0458 | 5.067 | 5.0736 | 5.0799 | 5.0722 | 5.0913 | 5.0979 | 5.1048 | 5.0973 | 5.1164 | 5.121 | 5.1251 | 5.1149 | 5.1335 | 5.1388 | 5.1442 | 5.1359 | 5.1556 | 5.1615 | 5.1676 | 5.1597
40BL | Total leakage | Ml/d | 5.52 | 5.5104 | 5.5109 | 5.3816 | 5.38 | 5.38 | 5.38 | 5.38 | 5.38 | 5.38 | 5.38 | 5.38 | 5.38 | 5.38 | 5.38 | 5.38 | 5.38 | 5.38 | 5.38 | 5.38 | 5.38 | 5.38 | 5.38 | 5.38 | 5.38 | 5.38 | 5.38 | 5.38 | 5.38
40FP | Total leakage | Ml/d | 5.52 | 5.5104 | 5.5109 | 5.3816 | 5.38 | 5.38 | 5.38 | 5.38 | 5.38 | 5.2186 | 5.0572 | 4.8958 | 4.7344 | 4.573 | 4.4358 | 4.2986 | 4.1614 | 4.0242 | 3.8871 | 3.8093 | 3.7316 | 3.6538 | 3.5761 | 3.4983 | 3.4284 | 3.3584 | 3.2884 | 3.2185 | 3.1485
11BL-(23BL:26BL)-40BL | Other components of demand | Ml/d | 0.58909 | 0.58909 | 0.58909 | 0.58909 | 0.58909 | 0.58909 | 0.58909 | 0.58909 | 0.58909 | 0.58909 | 0.58909 | 0.58909 | 0.58909 | 0.58909 | 0.58909 | 0.58909 | 0.58909 | 0.58909 | 0.58909 | 0.58909 | 0.58909 | 0.58909 | 0.58909 | 0.58909 | 0.58909 | 0.58909 | 0.58909 | 0.58909 | 0.58909
11FP-(23FP:26FP)-40FP | Other components of demand | Ml/d | 0.58909 | 0.58909 | 0.58909 | 0.58909 | 0.58909 | 0.58909 | 0.58909 | 0.58909 | 0.58909 | 0.58909 | 0.58909 | 0.58909 | 0.58909 | 0.58909 | 0.58909 | 0.58909 | 0.58909 | 0.58909 | 0.58909 | 0.58909 | 0.58909 | 0.58909 | 0.58909 | 0.58909 | 0.58909 | 0.58909 | 0.58909 | 0.58909 | 0.58909
| Total demand + target headroom (baseline) | Ml/d | 23.946 | 23.9278 | 23.9238 | 23.7497 | 23.7063 | 23.7032 | 23.7422 | 23.7537 | 23.7212 | 23.4721 | 23.4838 | 23.5041 | 23.511 | 23.5656 | 23.5679 | 23.5642 | 23.5678 | 23.5655 | 23.5719 | 23.6335 | 23.6704 | 23.679 | 23.7302 | 23.755 | 23.9298 | 23.9876 | 24.0212 | 24.0472 | 24.0845
| Total demand + target headroom (final plan) | Ml/d | 23.946 | 23.9278 | 23.9238 | 23.7497 | 23.7063 | 23.7032 | 23.7422 | 23.7537 | 23.7212 | 22.9132 | 22.7734 | 22.6528 | 22.518 | 22.4217 | 22.2965 | 22.1757 | 22.062 | 21.9329 | 21.7669 | 21.709 | 21.6299 | 21.5341 | 21.4644 | 21.3994 | 21.53 | 21.5336 | 21.5311 | 21.51 | 21.7157
SUPPLY-DEMAND BALANCE
16BL | Target headroom | Ml/d | 1.2605 | 1.2409 | 1.2455 | 1.1809 | 1.1461 | 1.1091 | 1.115 | 1.095 | 1.0468 | 0.75678 | 0.74643 | 0.74293 | 0.73344 | 0.74966 | 0.76307 | 0.75529 | 0.77436 | 0.75397 | 0.76189 | 0.81399 | 0.8477 | 0.83027 | 0.86901 | 0.88028 | 1.0545 | 1.0837 | 1.1023 | 1.1132 | 1.1484
16FP | Target headroom | Ml/d | 1.2605 | 1.2409 | 1.2455 | 1.1809 | 1.1461 | 1.1091 | 1.115 | 1.095 | 1.0468 | 0.75678 | 0.74643 | 0.74293 | 0.73344 | 0.74966 | 0.76307 | 0.75529 | 0.77436 | 0.75397 | 0.76189 | 0.81399 | 0.8477 | 0.83027 | 0.86901 | 0.88028 | 1.0545 | 1.0837 | 1.1023 | 1.1132 | 1.1484
17BL | Available headroom | Ml/d | 1.5545 | 1.5531 | 1.5617 | 1.6712 | 1.6798 | 1.646 | 1.6128 | 1.5813 | 1.5656 | 1.5247 | 1.5027 | 1.4789 | 1.4624 | 1.424 | 1.4352 | 1.4311 | 1.4465 | 1.4285 | 1.43 | 1.4205 | 1.4173 | 1.3912 | 1.3788 | 1.3653 | 1.3647 | 1.3362 | 1.3211 | 1.306 | 1.3039
17FP | Available headroom | Ml/d | 1.5545 | 1.5531 | 1.5617 | 1.6712 | 1.6798 | 1.646 | 1.6128 | 1.5813 | 1.5656 | 2.0836 | 2.213 | 2.3302 | 2.4554 | 2.5679 | 2.7065 | 2.8196 | 2.9524 | 3.061 | 3.235 | 3.345 | 3.4578 | 3.5361 | 3.6447 | 3.7209 | 3.7645 | 3.7902 | 3.8113 | 3.8432 | 3.6727
Baseline Supply-Demand Balance:
|  | 2020-21 | 2021-22 | 2022-23 | 2023-24 | 2024-25 | 2025-26 | 2026-27 | 2027-28 | 2028-29 | 2029-30 | 2030-31 | 2031-32 | 2032-33 | 2033-34 | 2034-35 | 2035-36 | 2036-37 | 2037-38 | 2038-39 | 2039-40 | 2040-41 | 2041-42 | 2042-43 | 2043-44 | 2044-45
| SDB (Ml/d) | 0.53371 | 0.53685 | 0.49781 | 0.48631 | 0.51882 | 0.76794 | 0.75623 | 0.73593 | 0.72899 | 0.67437 | 0.6721 | 0.67576 | 0.67217 | 0.67453 | 0.66808 | 0.6065 | 0.56955 | 0.56097 | 0.50977 | 0.48499 | 0.31017 | 0.25245 | 0.21879 | 0.19278 | 0.1555
Final Planning Supply-Demand Balance:
|  | 2020-21 | 2021-22 | 2022-23 | 2023-24 | 2024-25 | 2025-26 | 2026-27 | 2027-28 | 2028-29 | 2029-30 | 2030-31 | 2031-32 | 2032-33 | 2033-34 | 2034-35 | 2035-36 | 2036-37 | 2037-38 | 2038-39 | 2039-40 | 2040-41 | 2041-42 | 2042-43 | 2043-44 | 2044-45
| SDB (Ml/d) | 0.53371 | 0.53685 | 0.49781 | 0.48631 | 0.51882 | 1.3268 | 1.4666 | 1.5872 | 1.722 | 1.8183 | 1.9435 | 2.0643 | 2.178 | 2.3071 | 2.4731 | 2.531 | 2.6101 | 2.7059 | 2.7756 | 2.8406 | 2.71 | 2.7064 | 2.7089 | 2.73 | 2.5243
| Company: | 2026-27: Severn Trent Water
| Resource Zone Name | 2026-27: Stafford
| Resource Zone Number: | 2026-27: 12
| Planning Scenario Name: | 2026-27: Dry Year Annual Average
| Chosen Level of Service: | 2026-27: No more than 3 in 100 Temporary Use Bans

## 1. BL Licences (hidden)
Table 1: Baseline licences |  |  |  |  | deployable output (Ml/d)
Row ref | Derivation | Licence number | Source name | Source type | Deployable output (Ml/d) | Annual licensed quantity (Ml/d) | Constraints on deployable output
All individual licences:
0.1BL | Sum (0.1BL+...) | - | - | - | 13.277 | 18.18 | -
- | Input | - | - | - | 8.544 | 9.09 | -
- | Input | - | - | - | 4.733 | 9.09 | -
0.2BL | Sum (0.2BL+...) | - | Total | - | 9.723 | - | -
- | - | Group #: | Satnall Group | - | 9.723 | - | -
- | Input | - | - | - | 9.723 | 12.91 | -
- | Input | - | - | -
- | Input | - | - | - |  | 2.82
- | Input
- | Input
Unused licences: | Derivation | Licence number | Source name | Source type | DYAA deployable output (Ml/d) | Annual licensed quantity (Ml/d) | Reason licence is unused
0.3BL | Sum (0.3BL+...) | - | - | - | 0 | 0 | -
Input
- | Input
New licences (within current AMP): | Derivation | Licence number | Source name | Source type | DYAA deployable output (Ml/d) | Annual licensed quantity (Ml/d) | Status of licence
0.4BL | Sum (0.4BL+...) | - | - | - | 0 | 0 | -
Input
- | Input
- | - | - | - | - | - | - | -
Company: |  | Severn Trent Water
Resource Zone Name: |  | Stafford
Resource Zone Number: |  | 12
Planning Scenario Name: |  | Dry Year Annual Average
Chosen Level of Service: |  | No more than 3 in 100 Temporary Use Bans

## 2. BL Supply
Table 2: Baseline supply
| Row ref | Component | Derivation | Unit | decimal places | 2016-17 | For info 2017-18 | For info 2018-19 | For info 2019-20 | 2020-21 | 2021-22 | 2022-23 | 2023-24 | 2024-25 | 2025-26 | 2026-27 | 2027-28 | 2028-29 | 2029-30 | 2030-31 | 2031-32 | 2032-33 | 2033-34 | 2034-35 | 2035-36 | 2036-37 | 2037-38 | 2038-39 | 2039-40 | 2040-41 | 2041-42 | 2042-43 | 2043-44 | 2044-45
| 1BL | Raw water abstracted | Input | Ml/d | 2 | 23 | 23 | 23 | 23 | 23 | 23 | 23 | 23 | 23 | 23 | 23 | 23 | 23 | 23 | 23 | 23 | 23 | 23 | 23 | 23 | 23 | 23 | 23 | 23 | 23 | 23 | 23 | 23 | 23
Resources | 2BL | Total raw water imported | sum(2.1BL+2.2BL+2.3BL...) | Ml/d | 2 | 0 | 0 | 0 | 0 | 0 | 0 | 0 | 0 | 0 | 0 | 0 | 0 | 0 | 0 | 0 | 0 | 0 | 0 | 0 | 0 | 0 | 0 | 0 | 0 | 0 | 0 | 0 | 0 | 0
| 2.1BL+ | Raw water imported from: None | Input | Ml/d | 2 | 0 | 0 | 0 | 0 | 0 | 0 | 0 | 0 | 0 | 0 | 0 | 0 | 0 | 0 | 0 | 0 | 0 | 0 | 0 | 0 | 0 | 0 | 0 | 0 | 0 | 0 | 0 | 0 | 0
| - |  | - | - | 2 |  | - | - | - | bar: 2021-22 to 2044-45
| 3BL | Total potable water imported | sum(3.1BL+3.2BL+3.3BL...) | Ml/d | 2 | 1.4 | 1.4 | 1.4 | 1.4 | 1.4 | 1.4 | 1.4 | 1.4 | 1.4 | 1.4 | 1.4 | 1.4 | 1.4 | 1.4 | 1.4 | 1.4 | 1.4 | 1.4 | 1.4 | 1.4 | 1.4 | 1.4 | 1.4 | 1.4 | 1.4 | 1.4 | 1.4 | 1.4 | 1.4
| 3.1BL+ | Potable water imported from: South Staffs Brindley Bank import | Input | Ml/d | 2 | 1.4 | 1.4 | 1.4 | 1.4 | 1.4 | 1.4 | 1.4 | 1.4 | 1.4 | 1.4 | 1.4 | 1.4 | 1.4 | 1.4 | 1.4 | 1.4 | 1.4 | 1.4 | 1.4 | 1.4 | 1.4 | 1.4 | 1.4 | 1.4 | 1.4 | 1.4 | 1.4 | 1.4 | 1.4
| - | - | - | - | 2 | - | - | - | - | bar: 2020-21 to 2044-45
| 5BL | Total raw water exported (raw exports and non potable uses) | sum(5.1BL+5.2BL+...) | Ml/d | 2 | 0 | 0 | 0 | 0 | 0 | 0 | 0 | 0 | 0 | 0 | 0 | 0 | 0 | 0 | 0 | 0 | 0 | 0 | 0 | 0 | 0 | 0 | 0 | 0 | 0 | 0 | 0 | 0 | 0
| 5.1BL | Non potable water supplied to: None | Input | Ml/d | 2 | 0 | 0 | 0 | 0 | 0 | 0 | 0 | 0 | 0 | 0 | 0 | 0 | 0 | 0 | 0 | 0 | 0 | 0 | 0 | 0 | 0 | 0 | 0 | 0 | 0 | 0 | 0 | 0 | 0
| 5.2BL+ | Raw water export to: None | Input | Ml/d | 2 | 0 | 0 | 0 | 0 | 0 | 0 | 0 | 0 | 0 | 0 | 0 | 0 | 0 | 0 | 0 | 0 | 0 | 0 | 0 | 0 | 0 | 0 | 0 | 0 | 0 | 0 | 0 | 0 | 0
| - |  | - | - | 2 | - | - | - | - | bar: 2020-21 to 2044-45
| 6BL | Total potable water exported | sum(6.1BL+6.2BL+6.3BL...) | Ml/d | 2 | 0 | 0 | 0 | 0 | 0 | 0 | 0 | 0 | 0 | 0 | 0 | 0 | 0 | 0 | 0 | 0 | 0 | 0 | 0 | 0 | 0 | 0 | 0 | 0 | 0 | 0 | 0 | 0 | 0
| 6.1BL+ | Potable water export to: None | Input | Ml/d | 2 | 0 | 0 | 0 | 0 | 0 | 0 | 0 | 0 | 0 | 0 | 0 | 0 | 0 | 0 | 0 | 0 | 0 | 0 | 0 | 0 | 0 | 0 | 0 | 0 | 0 | 0 | 0 | 0 | 0
| - |  | - | Ml/d | 2 | - | - | - | - | bar: 2020-21 to 2044-45
| 7BL | Deployable Output (baseline profile without reductions) | sum(0.1Bl+0.2BL+0.3BL+0.4BL) | Ml/d | 2 | 23 | 23 | 23 | 23 | 23 | 23 | 23 | 23 | 23 | 23 | 23 | 23 | 23 | 23 | 23 | 23 | 23 | 23 | 23 | 23 | 23 | 23 | 23 | 23 | 23 | 23 | 23 | 23 | 23
Resource (and process) Losses | 8BL | Baseline forecast changes to Deployable Output | sum(8.1BL+8.2BL+8.3BL) | Ml/d | 2 | 0 | 0 | 0 | 0 | 0 | 0 | 0 | 0 | 0 | 0 | 0 | 0 | 0 | 0 | 0 | 0 | 0 | 0 | 0 | 0 | 0 | 0 | 0 | 0 | 0 | 0 | 0 | 0 | 0
| 8.1BL | Change in DO due to climate change | Input (reductions must be expressed as -ve) | Ml/d | 2 | 0 | 0 | 0 | 0 | 0 | 0 | 0 | 0 | 0 | 0 | 0 | 0 | 0 | 0 | 0 | 0 | 0 | 0 | 0 | 0 | 0 | 0 | 0 | 0 | 0 | 0 | 0 | 0 | 0
| 8.2BL | Reductions to restore sustainable abstraction | sum(8.2BL sub components) | Ml/d | 2 | 0 | 0 | 0 | 0 | 0 | 0 | 0 | 0 | 0 | 0 | 0 | 0 | 0 | 0 | 0 | 0 | 0 | 0 | 0 | 0 | 0 | 0 | 0 | 0 | 0 | 0 | 0 | 0 | 0
| 8.2BL+ | Modelled Effects of WINEP 3 | Input (zero or negative number) | Ml/d | 2 | 0 | 0 | 0 | 0 | 0 | 0 | 0 | 0 | 0 | 0 | 0 | 0 | 0 | 0 | 0 | 0 | 0 | 0 | 0 | 0 | 0 | 0 | 0 | 0 | 0 | 0 | 0 | 0 | 0
| - |  | Input (zero or negative number) | - | 2 | 0 | 0 | 0 | 0 | 0 | 0 | 0 | 0 | 0 | 0 | 0 | 0 | 0 | 0 | 0 | 0 | 0 | 0 | 0 | 0 | 0 | 0 | 0 | 0 | 0 | 0 | 0 | 0 | 0
| 8.3BL | Total other changes to DO (specify, e.g. nitrates): None | Input (reductions must be expressed as -ve) | Ml/d | 2 | 0 | 0 | 0 | 0 | 0 | 0 | 0 | 0 | 0 | 0 | 0 | 0 | 0 | 0 | 0 | 0 | 0 | 0 | 0 | 0 | 0 | 0 | 0 | 0 | 0 | 0 | 0 | 0 | 0
| 9BL | Raw water losses, treatment works losses and operational use | Input | Ml/d | 2 | 0 | 0 | 0 | 0 | 0 | 0 | 0 | 0 | 0 | 0 | 0 | 0 | 0 | 0 | 0 | 0 | 0 | 0 | 0 | 0 | 0 | 0 | 0 | 0 | 0 | 0 | 0 | 0 | 0
| 10BL | Outage allowance | Input | Ml/d | 2 | 0.16 | 0.16 | 0.16 | 0.16 | 0.16 | 0.16 | 0.16 | 0.16 | 0.16 | 0.16 | 0.16 | 0.16 | 0.16 | 0.16 | 0.16 | 0.16 | 0.16 | 0.16 | 0.16 | 0.16 | 0.16 | 0.16 | 0.16 | 0.16 | 0.16 | 0.16 | 0.16 | 0.16 | 0.16
|  | Company: | Severn Trent Water
|  | Resource Zone Name: | Stafford
|  | Resource Zone Number: | 12
|  | Planning Scenario Name: | Dry Year Annual Average
|  | Chosen Level of Service: | No more than 3 in 100 Temporary Use Bans

## 3. BL Demand
Table 3: Baseline demand
| Row ref | Component | Derivation | Unit | Decimal places | 2016-17 | For info 2017-18 | For info 2018-19 | For info 2019-20 | 2020-21 | 2021-22 | 2022-23 | 2023-24 | 2024-25 | 2025-26 | 2026-27 | 2027-28 | 2028-29 | 2029-30 | 2030-31 | 2031-32 | 2032-33 | 2033-34 | 2034-35 | 2035-36 | 2036-37 | 2037-38 | 2038-39 | 2039-40 | 2040-41 | 2041-42 | 2042-43 | 2043-44 | 2044-45
Consumption | 19BL | Water delivered measured non-household | Input | Ml/d | 2 | 4.9721 | 4.9778 | 4.9718 | 4.9809 | 4.9806 | 5.0102 | 5.031 | 5.0502 | 5.0508 | 5.0719 | 5.0786 | 5.0849 | 5.0771 | 5.0963 | 5.1029 | 5.1097 | 5.1023 | 5.1214 | 5.1259 | 5.1301 | 5.1198 | 5.1385 | 5.1437 | 5.1492 | 5.1408 | 5.1605 | 5.1665 | 5.1725 | 5.1647
| 20BL | Water delivered unmeasured non- household | Input | Ml/d | 2 | 0.063805 | 0.063805 | 0.063805 | 0.063805 | 0.063805 | 0.063805 | 0.063805 | 0.063805 | 0.063805 | 0.063805 | 0.063805 | 0.063805 | 0.063805 | 0.063805 | 0.063805 | 0.063805 | 0.063805 | 0.063805 | 0.063805 | 0.063805 | 0.063805 | 0.063805 | 0.063805 | 0.063805 | 0.063805 | 0.063805 | 0.063805 | 0.063805 | 0.063805
| 21BL | Water delivered measured household | Input | Ml/d | 2 | 6.5132 | 6.6675 | 6.8007 | 6.935 | 7.0564 | 7.1816 | 7.3146 | 7.4423 | 7.5688 | 7.6964 | 7.8163 | 7.9341 | 8.0509 | 8.1603 | 8.2251 | 8.3172 | 8.4033 | 8.4923 | 8.5756 | 8.6654 | 8.7594 | 8.847 | 8.9328 | 9.0175 | 9.1012 | 9.1836 | 9.2647 | 9.3442 | 9.4278
| 22BL | Water delivered unmeasured household | Input | Ml/d | 2 | 6.1358 | 5.9855 | 5.8479 | 5.7231 | 5.5938 | 5.4716 | 5.3499 | 5.2333 | 5.1207 | 5.0118 | 4.9062 | 4.8047 | 4.711 | 4.6198 | 4.5362 | 4.4402 | 4.345 | 4.2539 | 4.1636 | 4.0781 | 3.9966 | 3.9152 | 3.8357 | 3.758 | 3.6822 | 3.608 | 3.5355 | 3.4645 | 3.3902
| 23BL | Measured Non Household - Consumption | 19BL-34BL | Ml/d | 2 | 4.9054 | 4.911 | 4.905 | 4.9142 | 4.9139 | 4.9435 | 4.9642 | 4.9835 | 4.9841 | 5.0052 | 5.0118 | 5.0182 | 5.0104 | 5.0295 | 5.0361 | 5.043 | 5.0355 | 5.0546 | 5.0592 | 5.0633 | 5.0531 | 5.0717 | 5.077 | 5.0824 | 5.0741 | 5.0938 | 5.0997 | 5.1058 | 5.098
| 24BL | Unmeasured Non Household - Consumption | 20BL-35BL | Ml/d | 2 | 0.061788 | 0.061788 | 0.061788 | 0.061788 | 0.061788 | 0.061788 | 0.061788 | 0.061788 | 0.061788 | 0.061788 | 0.061788 | 0.061788 | 0.061788 | 0.061788 | 0.061788 | 0.061788 | 0.061788 | 0.061788 | 0.061788 | 0.061788 | 0.061788 | 0.061788 | 0.061788 | 0.061788 | 0.061788 | 0.061788 | 0.061788 | 0.061788 | 0.061788
| 25BL | Measured Household - Consumption | 21BL-36BL | Ml/d | 2 | 5.9177 | 6.0654 | 6.192 | 6.3196 | 6.4347 | 6.5536 | 6.6805 | 6.8021 | 6.9228 | 7.0445 | 7.1588 | 7.271 | 7.3824 | 7.4865 | 7.546 | 7.633 | 7.7142 | 7.7982 | 7.8767 | 7.9617 | 8.0511 | 8.1342 | 8.2155 | 8.2959 | 8.3754 | 8.4532 | 8.5298 | 8.6049 | 8.6842
| 26BL | Unmeasured Household - Consumption | 22BL-37BL | Ml/d | 2 | 5.6915 | 5.5492 | 5.4195 | 5.3025 | 5.1808 | 5.0661 | 4.9516 | 4.8422 | 4.7367 | 4.6346 | 4.5358 | 4.441 | 4.3538 | 4.2691 | 4.1918 | 4.102 | 4.0129 | 3.9278 | 3.8433 | 3.7636 | 3.6877 | 3.6119 | 3.5378 | 3.4655 | 3.395 | 3.3259 | 3.2585 | 3.1924 | 3.123
| 27 - | Percentage of consumption driven by climate change | Input | % | 1 | 0 | 0.032311 | 0.064601 | 0.09687 | 0.12912 | 0.16135 | 0.19355 | 0.22574 | 0.2579 | 0.29005 | 0.32217 | 0.35428 | 0.38636 | 0.41842 | 0.45046 | 0.48248 | 0.51448 | 0.54646 | 0.57842 | 0.61036 | 0.64228 | 0.67417 | 0.70605 | 0.73791 | 0.76974 | 0.80156 | 0.83335 | 0.86513 | 0.89688
| 28 - | Volume of consumption driven by climate change |  | Ml/d | 1 | 0 | 0.0053596 | 0.01071 | 0.016079 | 0.021422 | 0.026824 | 0.032242 | 0.037675 | 0.043084 | 0.048572 | 0.054023 | 0.05949 | 0.064941 | 0.070491 | 0.075839 | 0.081249 | 0.086558 | 0.092037 | 0.097411 | 0.10285 | 0.10825 | 0.1138 | 0.11927 | 0.12475 | 0.13013 | 0.13574 | 0.14125 | 0.14677 | 0.15217
PCC and consumption by component | 29BL | Measured Household - PCC | (25BL*1,000,000)/(51BL*1,000) | l/h/d | 1 | 114.6 | 114.2 | 114 | 113.8 | 113.5 | 113.3 | 113.2 | 113.2 | 113.2 | 113.2 | 113.2 | 113.3 | 113.4 | 113.5 | 113.2 | 112.9 | 112.7 | 112.5 | 112.3 | 112.3 | 112.2 | 112.2 | 112.1 | 112.1 | 112 | 111.9 | 111.9 | 111.8 | 111.7
| 29.1BL | Measured toilet flushing | Input | l/h/d | 1 | 25.8706 | 25.1324 | 24.4501 | 23.796 | 23.1668 | 22.5588 | 21.9689 | 21.3989 | 20.8458 | 20.308 | 19.7861 | 19.2755 | 18.7703 | 18.2748 | 18.2405 | 18.2233 | 18.2081 | 18.1899 | 18.1734 | 18.1567 | 18.1369 | 18.119 | 18.1004 | 18.081 | 18.0608 | 18.0401 | 18.0192 | 17.9978 | 17.9738
| 29.2BL | Measured personal washing | Input | l/h/d | 1 | 48.5982 | 49.5182 | 50.4077 | 51.272 | 52.1501 | 53.0265 | 53.9177 | 54.8018 | 55.6841 | 56.567 | 57.4503 | 58.3294 | 59.1876 | 60.0462 | 60.0294 | 60.0792 | 60.1359 | 60.1823 | 60.2347 | 60.2861 | 60.3276 | 60.3752 | 60.4209 | 60.4637 | 60.5038 | 60.5424 | 60.5803 | 60.6165 | 60.6438
| 29.3BL | Measured clothes washing | Input | l/h/d | 1 | 14.2408 | 14.1611 | 14.0833 | 14.0036 | 13.9291 | 13.8562 | 13.7878 | 13.7201 | 13.6538 | 13.589 | 13.526 | 13.4632 | 13.3968 | 13.3312 | 13.221 | 13.1252 | 13.0308 | 12.9339 | 12.8382 | 12.742 | 12.6436 | 12.5463 | 12.4484 | 12.3498 | 12.2504 | 12.1506 | 12.0505 | 11.95 | 11.8475
| 29.4BL | Measured dish washing | Input | l/h/d | 1 | 11.2333 | 11.2438 | 11.2489 | 11.2489 | 11.2519 | 11.2545 | 11.2602 | 11.2644 | 11.2684 | 11.2724 | 11.2764 | 11.2796 | 11.2786 | 11.2776 | 11.2651 | 11.2657 | 11.2676 | 11.2674 | 11.2684 | 11.2692 | 11.2681 | 11.2681 | 11.2678 | 11.2669 | 11.2654 | 11.2636 | 11.2617 | 11.2595 | 11.2556
| 29.5BL | Measured miscellaneous internal use | Input | l/h/d | 1 | 13.3408 | 13.2783 | 13.2285 | 13.1822 | 13.1405 | 13.1018 | 13.0644 | 13.0305 | 12.9992 | 12.9699 | 12.9449 | 12.9218 | 12.8988 | 12.879 | 12.8592 | 12.8386 | 12.8206 | 12.8016 | 12.785 | 12.7692 | 12.7522 | 12.7374 | 12.7231 | 12.709 | 12.6951 | 12.6816 | 12.6687 | 12.656 | 12.6421
| 29.6BL | Measured external use | Input | l/h/d | 1 | 1.3059 | 1.3451 | 1.3834 | 1.4212 | 1.4589 | 1.4964 | 1.5338 | 1.571 | 1.6082 | 1.6452 | 1.6823 | 1.7194 | 1.7566 | 1.7939 | 1.8298 | 1.8646 | 1.8991 | 1.9332 | 1.967 | 2.0003 | 2.0334 | 2.0661 | 2.0984 | 2.1303 | 2.1619 | 2.1932 | 2.2241 | 2.2546 | 2.2851
| 29.7BL | Measured water efficiency savings | Input | l/h/d | 1 | 0.010294 | -0.47885 | -0.80191 | -1.1239 | -1.5973 | -1.9941 | -2.3327 | -2.5867 | -2.8594 | -3.1516 | -3.4661 | -3.6889 | -3.8886 | -4.1027 | -4.245 | -4.4965 | -4.6621 | -4.8084 | -4.9666 | -4.9235 | -4.9619 | -4.9121 | -4.959 | -4.9007 | -4.9375 | -4.9716 | -4.9045 | -4.9344 | -4.948
| 30BL | Unmeasured Household - PCC | (26BL*1,000,000)/(52BL*1,000) | l/h/d | 1 | 138.1 | 138.2 | 138 | 137.8 | 137.6 | 137.4 | 137.3 | 137.2 | 137.1 | 137 | 136.9 | 136.8 | 136.5 | 136.3 | 135.8 | 135.7 | 135.6 | 135.5 | 135.4 | 135.4 | 135.4 | 135.4 | 135.5 | 135.5 | 135.5 | 135.5 | 135.5 | 135.5 | 135.7
| 30.1BL | Unmeasured toilet flushing | Input | l/h/d | 1 | 30.9946 | 30.2859 | 29.534 | 28.7489 | 27.9778 | 27.2016 | 26.4383 | 25.6635 | 24.8836 | 24.1009 | 23.3145 | 22.5214 | 21.7095 | 20.8963 | 20.8294 | 20.8141 | 20.8042 | 20.7878 | 20.7764 | 20.7651 | 20.7474 | 20.7348 | 20.7218 | 20.7074 | 20.6918 | 20.6758 | 20.6602 | 20.6442 | 20.6475
| 30.2BL | Unmeasured personal washing | Input | l/h/d | 1 | 57.9845 | 59.0081 | 59.9587 | 60.8478 | 61.7712 | 62.6893 | 63.6442 | 64.5794 | 65.5086 | 66.4374 | 67.3622 | 68.2733 | 69.1303 | 69.9826 | 69.8736 | 69.9378 | 70.0204 | 70.0817 | 70.1596 | 70.2382 | 70.2956 | 70.3706 | 70.4439 | 70.5131 | 70.5784 | 70.6428 | 70.7085 | 70.773 | 70.9041
| 30.3BL | Unmeasured clothes washing | Input | l/h/d | 1 | 16.6588 | 16.6085 | 16.5361 | 16.4459 | 16.3644 | 16.2807 | 16.2058 | 16.1249 | 16.0418 | 15.9579 | 15.8723 | 15.7831 | 15.681 | 15.5779 | 15.4291 | 15.3187 | 15.2119 | 15.1003 | 14.9921 | 14.8837 | 14.7705 | 14.6609 | 14.5506 | 14.4392 | 14.3267 | 14.2139 | 14.1011 | 13.9878 | 13.8873
| 30.4BL | Unmeasured dish washing | Input | l/h/d | 1 | 13.1893 | 13.219 | 13.2315 | 13.2299 | 13.2354 | 13.2394 | 13.2506 | 13.2572 | 13.2622 | 13.2666 | 13.2698 | 13.2701 | 13.2597 | 13.2483 | 13.2176 | 13.2197 | 13.2252 | 13.2266 | 13.2312 | 13.2359 | 13.2365 | 13.2405 | 13.2441 | 13.2469 | 13.249 | 13.2508 | 13.253 | 13.2548 | 13.2691
| 30.5BL | Unmeasured miscellaneous internal use | Input | l/h/d | 1 | 17.9004 | 17.9543 | 17.9848 | 17.9963 | 18.0175 | 18.0366 | 18.0656 | 18.0883 | 18.1088 | 18.1286 | 18.1469 | 18.161 | 18.1606 | 18.159 | 18.1307 | 18.1474 | 18.1688 | 18.1847 | 18.2049 | 18.2253 | 18.2402 | 18.2597 | 18.2787 | 18.2966 | 18.3136 | 18.3303 | 18.3473 | 18.3641 | 18.3981
| 30.6BL | Unmeasured external use | Input | l/h/d | 1 | 1.4165 | 1.4653 | 1.5122 | 1.5576 | 1.6036 | 1.6493 | 1.6957 | 1.7416 | 1.7872 | 1.8327 | 1.878 | 1.9229 | 1.9668 | 2.0105 | 2.0521 | 2.0964 | 2.1408 | 2.1848 | 2.2288 | 2.2727 | 2.3162 | 2.3597 | 2.403 | 2.4461 | 2.489 | 2.5316 | 2.5742 | 2.6166 | 2.6595
| 30.7BL | Unmeasured water efficiency savings | Input | l/h/d | 1 | -0.044019 | -0.34126 | -0.75726 | -1.0263 | -1.3698 | -1.6969 | -2.0002 | -2.2549 | -2.4922 | -2.7241 | -2.9438 | -3.1318 | -3.4079 | -3.5747 | -3.7324 | -3.8339 | -3.9713 | -4.0659 | -4.193 | -4.2208 | -4.2064 | -4.2261 | -4.142 | -4.1493 | -4.1484 | -4.1453 | -4.1443 | -4.1404 | -4.0656
| 31BL | Average Household - PCC | ((25BL+26BL)*1,000,000))/(51BL+52BL*1,000) | l/h/d | 1 | 125.0422 | 124.5442 | 124.0553 | 123.6278 | 123.1032 | 122.6927 | 122.3741 | 122.0633 | 121.7864 | 121.5561 | 121.3647 | 121.1946 | 121.0108 | 120.8578 | 120.3387 | 119.9752 | 119.6424 | 119.2987 | 118.982 | 118.7896 | 118.5979 | 118.424 | 118.2476 | 118.0685 | 117.8872 | 117.706 | 117.5392 | 117.3714 | 117.2121
| 32BL | Water Taken Unbilled | Input | Ml/d | 2 | 0.52888 | 0.52888 | 0.52888 | 0.52888 | 0.52888 | 0.52888 | 0.52888 | 0.52888 | 0.52888 | 0.52888 | 0.52888 | 0.52888 | 0.52888 | 0.52888 | 0.52888 | 0.52888 | 0.52888 | 0.52888 | 0.52888 | 0.52888 | 0.52888 | 0.52888 | 0.52888 | 0.52888 | 0.52888 | 0.52888 | 0.52888 | 0.52888 | 0.52888
| 33BL | Distribution System Operational Use | Input | Ml/d | 2 | 0.060206 | 0.060206 | 0.060206 | 0.060206 | 0.060206 | 0.060206 | 0.060206 | 0.060206 | 0.060206 | 0.060206 | 0.060206 | 0.060206 | 0.060206 | 0.060206 | 0.060206 | 0.060206 | 0.060206 | 0.060206 | 0.060206 | 0.060206 | 0.060206 | 0.060206 | 0.060206 | 0.060206 | 0.060206 | 0.060206 | 0.060206 | 0.060206 | 0.060206
Leakage | 34BL | Measured Non Household - USPL | Input | Ml/d | 2 | 0.066735 | 0.066735 | 0.066735 | 0.066735 | 0.066735 | 0.066735 | 0.066735 | 0.066735 | 0.066735 | 0.066735 | 0.066735 | 0.066735 | 0.066735 | 0.066735 | 0.066735 | 0.066735 | 0.066735 | 0.066735 | 0.066735 | 0.066735 | 0.066735 | 0.066735 | 0.066735 | 0.066735 | 0.066735 | 0.066735 | 0.066735 | 0.066735 | 0.066735
| 35BL | Unmeasured Non Household - USPL | Input | Ml/d | 2 | 0.0020163 | 0.0020163 | 0.0020163 | 0.0020163 | 0.0020163 | 0.0020163 | 0.0020163 | 0.0020163 | 0.0020163 | 0.0020163 | 0.0020163 | 0.0020163 | 0.0020163 | 0.0020163 | 0.0020163 | 0.0020163 | 0.0020163 | 0.0020163 | 0.0020163 | 0.0020163 | 0.0020163 | 0.0020163 | 0.0020163 | 0.0020163 | 0.0020163 | 0.0020163 | 0.0020163 | 0.0020163 | 0.0020163
| 36BL | Measured Household - USPL | Input | Ml/d | 2 | 0.59545 | 0.6021 | 0.60875 | 0.6154 | 0.62177 | 0.62802 | 0.63415 | 0.64016 | 0.64606 | 0.65184 | 0.65752 | 0.66305 | 0.66848 | 0.67381 | 0.67903 | 0.68415 | 0.68918 | 0.6941 | 0.69893 | 0.70367 | 0.70829 | 0.71282 | 0.71726 | 0.72161 | 0.72588 | 0.73042 | 0.73488 | 0.73926 | 0.74356
| 37BL | Unmeasured Household - USPL | Input | Ml/d | 2 | 0.44423 | 0.43634 | 0.42844 | 0.42054 | 0.41298 | 0.40555 | 0.39826 | 0.39109 | 0.38405 | 0.37714 | 0.37035 | 0.36368 | 0.35713 | 0.35069 | 0.34437 | 0.33819 | 0.33212 | 0.32615 | 0.32029 | 0.31453 | 0.30887 | 0.30332 | 0.29786 | 0.29249 | 0.28725 | 0.2821 | 0.27704 | 0.27207 | 0.26719
| 38BL | Void Properties - USPL | Input | Ml/d | 2 | 0.066735 | 0.066735 | 0.066735 | 0.066735 | 0.066735 | 0.066735 | 0.066735 | 0.066735 | 0.066735 | 0.066735 | 0.066735 | 0.066735 | 0.066735 | 0.066735 | 0.066735 | 0.066735 | 0.066735 | 0.066735 | 0.066735 | 0.066735 | 0.066735 | 0.066735 | 0.066735 | 0.066735 | 0.066735 | 0.066735 | 0.066735 | 0.066735 | 0.066735
| 39BL | Distribution Losses | Input | Ml/d | 2 | 4.3448 | 4.3365 | 4.3382 | 4.2101 | 4.2098 | 4.2109 | 4.2121 | 4.2133 | 4.2144 | 4.2155 | 4.2166 | 4.2178 | 4.2189 | 4.22 | 4.2211 | 4.2222 | 4.2232 | 4.2243 | 4.2253 | 4.2263 | 4.2274 | 4.2284 | 4.2294 | 4.2304 | 4.2314 | 4.232 | 4.2326 | 4.2332 | 4.2338
| 40BL | Total Leakage | sum(34BL:39BL) | Ml/d | 2 | 5.52 | 5.5104 | 5.5109 | 5.3816 | 5.38 | 5.38 | 5.38 | 5.38 | 5.38 | 5.38 | 5.38 | 5.38 | 5.38 | 5.38 | 5.38 | 5.38 | 5.38 | 5.38 | 5.38 | 5.38 | 5.38 | 5.38 | 5.38 | 5.38 | 5.38 | 5.38 | 5.38 | 5.38 | 5.38
| 41BL | Total Leakage | (40BL*1,000,000)/(48BL*1,000) | l/prop/d | 2 | 126.0586 | 124.227 | 123.0651 | 119.2273 | 118.1963 | 117.2345 | 116.1459 | 115.1611 | 114.217 | 113.2882 | 112.4576 | 111.6884 | 111.0514 | 110.502 | 110.3175 | 109.5392 | 108.7719 | 108.0153 | 107.2691 | 106.5331 | 105.8072 | 105.0911 | 104.3846 | 103.6876 | 102.9998 | 102.3211 | 101.6513 | 100.9902 | 100.3377
Customer: Properties | 42BL | Measured non-households - properties | Input (total, excluding voids) | 000's | 2 | 2.2693 | 2.2779 | 2.2865 | 2.2951 | 2.3037 | 2.3123 | 2.321 | 2.3296 | 2.3382 | 2.3468 | 2.3554 | 2.364 | 2.3726 | 2.3812 | 2.3898 | 2.3984 | 2.407 | 2.4156 | 2.4242 | 2.4328 | 2.4413 | 2.4499 | 2.4585 | 2.4671 | 2.4757 | 2.4843 | 2.4928 | 2.5014 | 2.51
| 43BL | Unmeasured non-households - properties | Input (total, excluding voids) | 000's | 2 | 0.07507 | 0.073831 | 0.072592 | 0.071353 | 0.070114 | 0.068875 | 0.067636 | 0.066398 | 0.065159 | 0.06392 | 0.062681 | 0.061442 | 0.060203 | 0.058964 | 0.057725 | 0.056486 | 0.055247 | 0.054008 | 0.052769 | 0.051531 | 0.050292 | 0.049053 | 0.047814 | 0.046575 | 0.045336 | 0.044097 | 0.042858 | 0.041619 | 0.04038
| 44BL | All void non-households - properties | Input (voids in each year) | 000's | 2 | 0.55431 | 0.55431 | 0.55431 | 0.55431 | 0.55431 | 0.55431 | 0.55431 | 0.55431 | 0.55431 | 0.55431 | 0.55431 | 0.55431 | 0.55431 | 0.55431 | 0.55431 | 0.55431 | 0.55431 | 0.55431 | 0.55431 | 0.55431 | 0.55431 | 0.55431 | 0.55431 | 0.55431 | 0.55431 | 0.55431 | 0.55431 | 0.55431 | 0.55431
| 45BL | Total measured households - properties (excl void) | Pre-plan year = input. Forecast years = Previous year 45BL + sum(45.1BL:45.6BL) | 000's | 2 | 22.8272 | 23.6812 | 24.3895 | 25.0308 | 25.6844 | 26.3255 | 27.018 | 27.6713 | 28.3097 | 28.9431 | 29.5363 | 30.1035 | 30.613 | 31.0826 | 31.3885 | 31.9547 | 32.5167 | 33.0744 | 33.628 | 34.1776 | 34.7233 | 35.2651 | 35.8031 | 36.3374 | 36.868 | 37.3951 | 37.9186 | 38.4388 | 38.9556
| 45.1BL | New build properties - properties | Input (new builds in each year) | 000's | 2 | 0.58492 | 0.57939 | 0.43371 | 0.3668 | 0.39053 | 0.38312 | 0.43935 | 0.40508 | 0.39488 | 0.39458 | 0.35899 | 0.33756 | 0.28441 | 0.24894 | 0.090149 | 0.35366 | 0.35343 | 0.35321 | 0.35298 | 0.35277 | 0.35256 | 0.35235 | 0.35215 | 0.35195 | 0.35176 | 0.35157 | 0.35139 | 0.35121 | 0.35103
| 45.2BL | Meter optants - properties | Input (meter optants in each year) | 000's | 2 | 0.389 | 0.28509 | 0.28484 | 0.28461 | 0.27294 | 0.26769 | 0.26257 | 0.25755 | 0.25263 | 0.24781 | 0.24307 | 0.23844 | 0.23388 | 0.22942 | 0.22496 | 0.22081 | 0.21664 | 0.21254 | 0.20853 | 0.20459 | 0.20073 | 0.19695 | 0.19325 | 0.18962 | 0.18606 | 0.18258 | 0.17916 | 0.1758 | 0.17252
| 45.3BL | Compulsory metering - properties | Input (compulsory meters in each year) | 000's | 2 | 0 | 0 | 0 | 0 | 0 | 0 | 0 | 0 | 0 | 0 | 0 | 0 | 0 | 0 | 0 | 0 | 0 | 0 | 0 | 0 | 0 | 0 | 0 | 0 | 0 | 0 | 0 | 0 | 0
| 45.4BL | Metering on change of occupancy - properties | Input (change of occupancy meters in each year) | 000's | 2 | 0 | 0 | 0 | 0 | 0 | 0 | 0 | 0 | 0 | 0 | 0 | 0 | 0 | 0 | 0 | 0 | 0 | 0 | 0 | 0 | 0 | 0 | 0 | 0 | 0 | 0 | 0 | 0 | 0
| 45.5BL | Selective metering - properties | Input (selective meters in each year) | 000's | 2 | 0 | 0 | 0 | 0 | 0 | 0 | 0 | 0 | 0 | 0 | 0 | 0 | 0 | 0 | 0 | 0 | 0 | 0 | 0 | 0 | 0 | 0 | 0 | 0 | 0 | 0 | 0 | 0 | 0
| 45.6BL | Other changes to existing metering - properties | Input (other changes to meters in each year) | 000's | 2 | 0 | -0.010487 | -0.010259 | -0.01009 | -0.0098833 | -0.0097038 | -0.0094423 | -0.0092999 | -0.0091395 | -0.0089696 | -0.0088833 | -0.0087867 | -0.0087879 | -0.0087716 | -0.0091453 | -0.0082687 | -0.0081367 | -0.0080078 | -0.007882 | -0.0077592 | -0.0076391 | -0.0075219 | -0.0074073 | -0.0072953 | -0.0071859 | -0.0070788 | -0.0069742 | -0.0068719 | -0.0067718
| 45.7BL | Measured void households - properties | Input (voids in each year) | 000's | 2 | 1.0925 | 1.0925 | 1.0925 | 1.0925 | 1.0925 | 1.0925 | 1.0925 | 1.0925 | 1.0925 | 1.0925 | 1.0925 | 1.0925 | 1.0925 | 1.0925 | 1.0925 | 1.0925 | 1.0925 | 1.0925 | 1.0925 | 1.0925 | 1.0925 | 1.0925 | 1.0925 | 1.0925 | 1.0925 | 1.0925 | 1.0925 | 1.0925 | 1.0925
| 46BL | Unmeasured households - properties (excl void) | Input (total) | 000's | 2 | 16.1859 | 15.8929 | 15.6003 | 15.308 | 15.0276 | 14.7525 | 14.4828 | 14.2182 | 13.9586 | 13.704 | 13.4542 | 13.2091 | 12.9685 | 12.7325 | 12.5006 | 12.2735 | 12.0507 | 11.8321 | 11.6176 | 11.4071 | 11.2006 | 10.9979 | 10.799 | 10.6039 | 10.4124 | 10.2244 | 10.04 | 9.859 | 9.6813
| 47BL | Unmeasured void households - properties | Input (voids in each year) | 000's | 2 | 0.78492 | 0.78492 | 0.78492 | 0.78492 | 0.78492 | 0.78492 | 0.78492 | 0.78492 | 0.78492 | 0.78492 | 0.78492 | 0.78492 | 0.78492 | 0.78492 | 0.78492 | 0.78492 | 0.78492 | 0.78492 | 0.78492 | 0.78492 | 0.78492 | 0.78492 | 0.78492 | 0.78492 | 0.78492 | 0.78492 | 0.78492 | 0.78492 | 0.78492
| 48BL | Total Resource Zone Properties (incl voids) | SUM(42BL:45BL)+45.7BL+46BL+47BL | 000's | 2 | 43.7892 | 44.3575 | 44.7806 | 45.137 | 45.5175 | 45.8909 | 46.3211 | 46.7172 | 47.1033 | 47.4895 | 47.8402 | 48.1697 | 48.446 | 48.6869 | 48.7683 | 49.1148 | 49.4613 | 49.8078 | 50.1543 | 50.5007 | 50.8472 | 51.1937 | 51.5402 | 51.8866 | 52.2331 | 52.5796 | 52.926 | 53.2725 | 53.6189
Customer: Population | 49BL | Measured Non Household - Population | Input (total) | 000's | 2 | 2.492 | 2.492 | 2.492 | 2.492 | 2.492 | 2.492 | 2.492 | 2.492 | 2.492 | 2.492 | 2.492 | 2.492 | 2.492 | 2.492 | 2.492 | 2.492 | 2.492 | 2.492 | 2.492 | 2.492 | 2.492 | 2.492 | 2.492 | 2.492 | 2.492 | 2.492 | 2.492 | 2.492 | 2.492
| 50BL | Unmeasured Non Household - Population | Input (total) | 000's | 2 | 0 | 0 | 0 | 0 | 0 | 0 | 0 | 0 | 0 | 0 | 0 | 0 | 0 | 0 | 0 | 0 | 0 | 0 | 0 | 0 | 0 | 0 | 0 | 0 | 0 | 0 | 0 | 0 | 0
| 51BL | Measured Household - Population | Input (total) | 000's | 2 | 51.6426 | 53.0907 | 54.332 | 55.5363 | 56.6937 | 57.8268 | 58.9889 | 60.0971 | 61.1777 | 62.2417 | 63.2185 | 64.1635 | 65.0999 | 65.956 | 66.683 | 67.5852 | 68.4257 | 69.2993 | 70.1152 | 70.9119 | 71.745 | 72.5177 | 73.2784 | 74.0343 | 74.7853 | 75.5243 | 76.2453 | 76.9559 | 77.7124
| 52BL | Unmeasured Household - Population | Input (total) | 000's | 2 | 41.2 | 40.1659 | 39.267 | 38.4726 | 37.6616 | 36.8785 | 36.0645 | 35.2984 | 34.5592 | 33.8389 | 33.1408 | 32.4753 | 31.8855 | 31.3117 | 30.8568 | 30.2274 | 29.592 | 28.9916 | 28.3869 | 27.7943 | 27.2344 | 26.6693 | 26.1175 | 25.5809 | 25.0589 | 24.5483 | 24.0469 | 23.5569 | 23.0217
| 53BL | Total Resource Zone Population | Sum(49BL:52BL) | 000's | 2 | 95.3345 | 95.7487 | 96.091 | 96.5009 | 96.8473 | 97.1973 | 97.5454 | 97.8875 | 98.2288 | 98.5726 | 98.8513 | 99.1308 | 99.4774 | 99.7597 | 100.0318 | 100.3045 | 100.5097 | 100.7829 | 100.9941 | 101.1982 | 101.4714 | 101.6791 | 101.888 | 102.1072 | 102.3362 | 102.5645 | 102.7842 | 103.0048 | 103.226
Occupancy | 54BL | Measured Household - Occupancy Rate (average) (excl voids) | 51BL/45BL | h/prop | 1 | 2.2623 | 2.2419 | 2.2277 | 2.2187 | 2.2073 | 2.1966 | 2.1833 | 2.1718 | 2.161 | 2.1505 | 2.1404 | 2.1314 | 2.1265 | 2.122 | 2.1244 | 2.115 | 2.1043 | 2.0953 | 2.085 | 2.0748 | 2.0662 | 2.0564 | 2.0467 | 2.0374 | 2.0285 | 2.0196 | 2.0108 | 2.002 | 1.9949
| 55BL | Unmeasured Household - Occupancy Rate | 52BL/46BL | h/prop | 1 | 2.5454 | 2.5273 | 2.5171 | 2.5132 | 2.5062 | 2.4998 | 2.4902 | 2.4826 | 2.4758 | 2.4693 | 2.4632 | 2.4586 | 2.4587 | 2.4592 | 2.4684 | 2.4628 | 2.4556 | 2.4503 | 2.4434 | 2.4366 | 2.4315 | 2.4249 | 2.4185 | 2.4124 | 2.4066 | 2.4009 | 2.3951 | 2.3894 | 2.378
Metering | 56BL | Total Household Metering penetration (excl. voids) | 45BL/45BL+46BL | % | 0 | 58.51% | 59.84% | 60.99% | 62.05% | 63.09% | 64.09% | 65.1% | 66.06% | 66.98% | 67.87% | 68.7% | 69.5% | 70.24% | 70.94% | 71.52% | 72.25% | 72.96% | 73.65% | 74.32% | 74.98% | 75.61% | 76.23% | 76.83% | 77.41% | 77.98% | 78.53% | 79.07% | 79.59% | 80.09%
| 57BL | Total Household Metering penetration (incl. voids) | 45BL/(45BL+45.7BL+46BL+47BL) | % | 0 | 55.83% | 57.13% | 58.25% | 59.29% | 60.31% | 61.29% | 62.28% | 63.22% | 64.13% | 65% | 65.83% | 66.62% | 67.34% | 68.03% | 68.58% | 69.31% | 70.01% | 70.7% | 71.36% | 72.01% | 72.64% | 73.25% | 73.85% | 74.43% | 75% | 75.55% | 76.09% | 76.61% | 77.12%
|  | Company: | Severn Trent Water
|  | Resource Zone Name: | Stafford
|  | Resource Zone Number: | 12
|  | Planning Scenario Name: | Dry Year Annual Average
|  | Chosen Level of Service: | No more than 3 in 100 Temporary Use Bans

## 4. BL SDB
Table 4: Baseline supply demand balance
| Row ref | Component | Derivation | Unit | Decimal places | 2016-17 | For info 2017-18 | For info 2018-19 | For info 2019-20 | 2020-21 | 2021-22 | 2022-23 | 2023-24 | 2024-25 | 2025-26 | 2026-27 | 2027-28 | 2028-29 | 2029-30 | 2030-31 | 2031-32 | 2032-33 | 2033-34 | 2034-35 | 2035-36 | 2036-37 | 2037-38 | 2038-39 | 2039-40 | 2040-41 | 2041-42 | 2042-43 | 2043-44 | 2044-45
SDB | 11BL | Distribution input | 19BL+20BL+21BL+22BL+32BL+33BL+38BL+39BL | Ml/d | 2 | 22.6855 | 22.6869 | 22.6783 | 22.5688 | 22.5602 | 22.594 | 22.6272 | 22.6587 | 22.6744 | 22.7153 | 22.7373 | 22.7611 | 22.7776 | 22.816 | 22.8048 | 22.8089 | 22.7935 | 22.8115 | 22.81 | 22.8195 | 22.8227 | 22.8488 | 22.8612 | 22.8747 | 22.8753 | 22.9038 | 22.9189 | 22.934 | 22.9361
| 12BL | Water Available For Use (own sources) | (7BL+8BL)-(9BL+10BL) | Ml/d | 2 | 22.84 | 22.84 | 22.84 | 22.84 | 22.84 | 22.84 | 22.84 | 22.84 | 22.84 | 22.84 | 22.84 | 22.84 | 22.84 | 22.84 | 22.84 | 22.84 | 22.84 | 22.84 | 22.84 | 22.84 | 22.84 | 22.84 | 22.84 | 22.84 | 22.84 | 22.84 | 22.84 | 22.84 | 22.84
| 13BL | Total Water Available For Use | 12BL+(2BL+3BL)-(5BL+6BL) | Ml/d | 2 | 24.24 | 24.24 | 24.24 | 24.24 | 24.24 | 24.24 | 24.24 | 24.24 | 24.24 | 24.24 | 24.24 | 24.24 | 24.24 | 24.24 | 24.24 | 24.24 | 24.24 | 24.24 | 24.24 | 24.24 | 24.24 | 24.24 | 24.24 | 24.24 | 24.24 | 24.24 | 24.24 | 24.24 | 24.24
| 14BL | Target headroom (climate change component) | Input | Ml/d | 2 | 0 | 0 | 0 | 0 | 0 | 0 | 0 | 0 | 0 | 0 | 0 | 0 | 0 | 0 | 0 | 0 | 0 | 0 | 0 | 0 | 0 | 0 | 0 | 0 | 0 | 0 | 0 | 0 | 0
| 15BL | Target headroom (All other components) | Input | Ml/d | 2 | 1.2605 | 1.2409 | 1.2455 | 1.1809 | 1.1461 | 1.1091 | 1.115 | 1.095 | 1.0468 | 0.75678 | 0.74643 | 0.74293 | 0.73344 | 0.74966 | 0.76307 | 0.75529 | 0.77436 | 0.75397 | 0.76189 | 0.81399 | 0.8477 | 0.83027 | 0.86901 | 0.88028 | 1.0545 | 1.0837 | 1.1023 | 1.1132 | 1.1484
| 16BL | Target Headroom | 14BL+15BL | Ml/d | 2 | 1.2605 | 1.2409 | 1.2455 | 1.1809 | 1.1461 | 1.1091 | 1.115 | 1.095 | 1.0468 | 0.75678 | 0.74643 | 0.74293 | 0.73344 | 0.74966 | 0.76307 | 0.75529 | 0.77436 | 0.75397 | 0.76189 | 0.81399 | 0.8477 | 0.83027 | 0.86901 | 0.88028 | 1.0545 | 1.0837 | 1.1023 | 1.1132 | 1.1484
| 17BL | Available Headroom | 13BL-11BL | Ml/d | 2 | 1.5545 | 1.5531 | 1.5617 | 1.6712 | 1.6798 | 1.646 | 1.6128 | 1.5813 | 1.5656 | 1.5247 | 1.5027 | 1.4789 | 1.4624 | 1.424 | 1.4352 | 1.4311 | 1.4465 | 1.4285 | 1.43 | 1.4205 | 1.4173 | 1.3912 | 1.3788 | 1.3653 | 1.3647 | 1.3362 | 1.3211 | 1.306 | 1.3039
| 18BL | Supply Demand Balance | 17BL-16BL | Ml/d | 2 | 0.29398 | 0.31224 | 0.3162 | 0.49031 | 0.53371 | 0.53685 | 0.49781 | 0.48631 | 0.51882 | 0.76794 | 0.75623 | 0.73593 | 0.72899 | 0.67437 | 0.6721 | 0.67576 | 0.67217 | 0.67453 | 0.66808 | 0.6065 | 0.56955 | 0.56097 | 0.50977 | 0.48499 | 0.31017 | 0.25245 | 0.21879 | 0.19278 | 0.1555
|  | Company: | Severn Trent Water
|  | Resource Zone Name: | Stafford
|  | Resource Zone Number: | 12
|  | Planning Scenario Name: | Dry Year Annual Average
|  | Chosen Level of Service: | No more than 3 in 100 Temporary Use Bans

## 5. Feasible Options
Table 5: Feasible options detailed costs | [18 empty] | ENTER DISCOUNT RATE % |  |  |  | 3.5% | 3.5% | 3.5% | 3.5% | 3.5% | 3.5% | 3.5% | 3.5% | 3.5% | 3.5% | 3.5% | 3.5% | 3.5% | 3.5% | 3.5% | 3.5% | 3.5% | 3.5% | 3.5% | 3.5% | 3.5% | 3.5% | 3.5% | 3.5% | 3.5% | 3.5% | 3.5% | 3.5% | 3.5% | 3% | 3% | 3% | 3% | 3% | 3% | 3% | 3% | 3% | 3% | 3% | 3% | 3% | 3% | 3% | 3% | 3% | 3% | 3% | 3% | 3% | 3% | 3% | 3% | 3% | 3% | 3% | 3% | 3% | 3% | 3% | 3% | 3% | 3% | 3% | 3% | 3% | 3% | 3% | 3% | 3% | 3% | 3% | 3% | 3% | 2.5% | 2.5% | 2.5% | 2.5% | 2.5% | 2.5% | 2.5% | 2.5% | 2.5% | 2.5% | 2.5% | 2.5% | 2.5% | 2.5% | 2.5% | 2.5% | 2.5% | 2.5% | 2.5% | 2.5% | 2.5% | 2.5% | 2.5% | 2.5% | 2.5% | 2.5% | 2.5% | 2.5% | 2.5%
Detail the gains in WAFU / savings in demand, and the costs of feasible options under capacity use scenario | [18 empty] | ENTER DISCOUNT PERIOD (YRS) | 80 |  | 1 | 0.96618 | 0.93351 | 0.90194 | 0.87144 | 0.84197 | 0.8135 | 0.78599 | 0.75941 | 0.73373 | 0.70892 | 0.68495 | 0.66178 | 0.6394 | 0.61778 | 0.59689 | 0.57671 | 0.5572 | 0.53836 | 0.52016 | 0.50257 | 0.48557 | 0.46915 | 0.45329 | 0.43796 | 0.42315 | 0.40884 | 0.39501 | 0.38165 | 0.36875 | 0.35801 | 0.34758 | 0.33746 | 0.32763 | 0.31809 | 0.30882 | 0.29983 | 0.29109 | 0.28261 | 0.27438 | 0.26639 | 0.25863 | 0.2511 | 0.24379 | 0.23669 | 0.22979 | 0.2231 | 0.2166 | 0.21029 | 0.20417 | 0.19822 | 0.19245 | 0.18684 | 0.1814 | 0.17612 | 0.17099 | 0.16601 | 0.16117 | 0.15648 | 0.15192 | 0.14749 | 0.1432 | 0.13903 | 0.13498 | 0.13105 | 0.12723 | 0.12352 | 0.11993 | 0.11643 | 0.11304 | 0.10975 | 0.10655 | 0.10345 | 0.10044 | 0.097511 | 0.095133 | 0.092813 | 0.090549 | 0.08834 | 0.086186 | Note: If option costs are required from beyond year 80 then the NPV calculation formula must be amended manually to cover the extended period
[22 empty] | 1 | 2 | 3 | 4 | 5 | 6 | 7 | 8 | 9 | 10 | 11 | 12 | 13 | 14 | 15 | 16 | 17 | 18 | 19 | 20 | 21 | 22 | 23 | 24 | 25 | 26 | 27 | 28 | 29 | 30 | 31 | 32 | 33 | 34 | 35 | 36 | 37 | 38 | 39 | 40 | 41 | 42 | 43 | 44 | 45 | 46 | 47 | 48 | 49 | 50 | 51 | 52 | 53 | 54 | 55 | 56 | 57 | 58 | 59 | 60 | 61 | 62 | 63 | 64 | 65 | 66 | 67 | 68 | 69 | 70 | 71 | 72 | 73 | 74 | 75 | 76 | 77 | 78 | 79 | 80 | 81 | 82 | 83 | 84 | 85 | 86 | 87 | 88 | 89 | 90 | 91 | 92 | 93 | 94 | 95 | 96 | 97 | 98 | 99 | 100 | 101 | 102 | 103 | 104
Row ref | Option name | Option reference no. | Type of option | Preferred Option (Y/N) | Earliest potential option start date (Year) | Costs based on capacity | WAFU on full implementation (Ml/d) | NPV of WAFU (Ml) | CAPEX NPV (£000) | OPEX NPV (£000) | NPV of opex savings (£000) | NPV of carbon (£000) | Social & Env. NPV (£000) | TOTAL NPV (£000) | AIC (p/m3) | AISC (p/m3) | Scope confidence (score 1 to 5) | Cost confidence (score 1 to 5) | Cost component | Derivation | Unit | Year 1 | Year 2 | Year 3 | Year 4 | Year 5 | Year 6 | Year 7 | Year 8 | Year 9 | Year 10 | Year 11 | Year 12 | Year 13 | Year 14 | Year 15 | Year 16 | Year 17 | Year 18 | Year 19 | Year 20 | Year 21 | Year 22 | Year 23 | Year 24 | Year 25 | Year 26 | Year 27 | Year 28 | Year 29 | Year 30 | Year 31 | Year 32 | Year 33 | Year 34 | Year 35 | Year 36 | Year 37 | Year 38 | Year 39 | Year 40 | Year 41 | Year 42 | Year 43 | Year 44 | Year 45 | Year 46 | Year 47 | Year 48 | Year 49 | Year 50 | Year 51 | Year 52 | Year 53 | Year 54 | Year 55 | Year 56 | Year 57 | Year 58 | Year 59 | Year 60 | Year 61 | Year 62 | Year 63 | Year 64 | Year 65 | Year 66 | Year 67 | Year 68 | Year 69 | Year 70 | Year 71 | Year 72 | Year 73 | Year 74 | Year 75 | Year 76 | Year 77 | Year 78 | Year 79 | Year 80 | Year 81 | Year 82 | Year 83 | Year 84 | Year 85 | Year 86 | Year 87 | Year 88 | Year 89 | Year 90 | Year 91 | Year 92 | Year 93 | Year 94 | Year 95 | Year 96 | Year 97 | Year 98 | Year 99 | Year 100 | Year 101 | Year 102 | Year 103 | Year 104
58a | RESOURCE SIDE | bar: 1 Year 1 to 80 Year 80
58.1a | Options to increase raw water abstractions | [17 empty] | Total Mld for SDB component |  |  | 0 | 0 | 0 | 0 | 0 | 0 | 0 | 0 | 0 | 0 | 0 | 0 | 0 | 0 | 0 | 0 | 0 | 0 | 0 | 0 | 0 | 0 | 0 | 0 | 0 | 0 | 0 | 0 | 0 | 0 | 0 | 0 | 0 | 0 | 0 | 0 | 0 | 0 | 0 | 0 | 0 | 0 | 0 | 0 | 0 | 0 | 0 | 0 | 0 | 0 | 0 | 0 | 0 | 0 | 0 | 0 | 0 | 0 | 0 | 0 | 0 | 0 | 0 | 0 | 0 | 0 | 0 | 0 | 0 | 0 | 0 | 0 | 0 | 0 | 0 | 0 | 0 | 0 | 0 | 0 | 0 | 0 | 0 | 0 | 0 | 0 | 0 | 0 | 0 | 0 | 0 | 0 | 0 | 0 | 0 | 0 | 0 | 0 | 0 | 0 | 0 | 0 | 0 | 0
58.1x | New GW source in the Hopton GWMU | BHS12 | GW new | N | 2025-26 | Capacity | 3.5 | 30477.2388 | 12638.5355 | 1479.1302 | 0 | 102.5507 | 12.6732 | 14232.8897 | 46.322 | 46.7001 | 1 | 3 | Gains in WAFU / Savings in demand | Input | Ml/d | 0 | 0 | 0 | 0 | 0 | 3.5 | 3.5 | 3.5 | 3.5 | 3.5 | 3.5 | 3.5 | 3.5 | 3.5 | 3.5 | 3.5 | 3.5 | 3.5 | 3.5 | 3.5 | 3.5 | 3.5 | 3.5 | 3.5 | 3.5 | 3.5 | 3.5 | 3.5 | 3.5 | 3.5 | 3.5 | 3.5 | 3.5 | 3.5 | 3.5 | 3.5 | 3.5 | 3.5 | 3.5 | 3.5 | 3.5 | 3.5 | 3.5 | 3.5 | 3.5 | 3.5 | 3.5 | 3.5 | 3.5 | 3.5 | 3.5 | 3.5 | 3.5 | 3.5 | 3.5 | 3.5 | 3.5 | 3.5 | 3.5 | 3.5 | 3.5 | 3.5 | 3.5 | 3.5 | 3.5 | 3.5 | 3.5 | 3.5 | 3.5 | 3.5 | 3.5 | 3.5 | 3.5 | 3.5 | 3.5 | 3.5 | 3.5 | 3.5 | 3.5 | 3.5 | 0 | 0 | 0 | 0 | 0 | 0 | 0 | 0 | 0 | 0 | 0 | 0 | 0 | 0 | 0 | 0 | 0 | 0 | 0 | 0 | 0 | 0 | 0 | 0
[19 empty] | Fixed capex | Input | £000s | 708.4 | 809.6 | 1012 | 4048 | 3542 | 0 | 0 | 0 | 0 | 0 | 0 | 0 | 0 | 0 | 0 | 0 | 0 | 0 | 0 | 0 | 233.8 | 267.2 | 334 | 1336 | 1169 | 0 | 0 | 0 | 0 | 0 | 0 | 0 | 0 | 0 | 0 | 0 | 0 | 0 | 0 | 0 | 233.8 | 267.2 | 334 | 1336 | 1169 | 0 | 0 | 0 | 0 | 0 | 0 | 0 | 0 | 0 | 0 | 0 | 0 | 0 | 0 | 0 | 581.7 | 664.8 | 831 | 3324 | 2908.5 | 0 | 0 | 0 | 0 | 0 | 0 | 0 | 0 | 0 | 0 | 0 | 0 | 0 | 0 | 0 | 0 | 0 | 0 | 0 | 0 | 0 | 0 | 0 | 0 | 0 | 0 | 0 | 0 | 0 | 0 | 0 | 0 | 0 | 0 | 0 | 0 | 0 | 0 | 0
[19 empty] | Variable capex | Input | £000s | 0 | 0 | 0 | 0 | 0 | 0 | 0 | 0 | 0 | 0 | 0 | 0 | 0 | 0 | 0 | 0 | 0 | 0 | 0 | 0 | 0 | 0 | 0 | 0 | 0 | 0 | 0 | 0 | 0 | 0 | 0 | 0 | 0 | 0 | 0 | 0 | 0 | 0 | 0 | 0 | 0 | 0 | 0 | 0 | 0 | 0 | 0 | 0 | 0 | 0 | 0 | 0 | 0 | 0 | 0 | 0 | 0 | 0 | 0 | 0 | 0 | 0 | 0 | 0 | 0 | 0 | 0 | 0 | 0 | 0 | 0 | 0 | 0 | 0 | 0 | 0 | 0 | 0 | 0 | 0 | 0 | 0 | 0 | 0 | 0 | 0 | 0 | 0 | 0 | 0 | 0 | 0 | 0 | 0 | 0 | 0 | 0 | 0 | 0 | 0 | 0 | 0 | 0 | 0
[19 empty] | Financing costs | Input | £000s | 0 | 0 | 0 | 0 | 0 | 0 | 0 | 0 | 0 | 0 | 0 | 0 | 0 | 0 | 0 | 0 | 0 | 0 | 0 | 0 | 0 | 0 | 0 | 0 | 0 | 0 | 0 | 0 | 0 | 0 | 0 | 0 | 0 | 0 | 0 | 0 | 0 | 0 | 0 | 0 | 0 | 0 | 0 | 0 | 0 | 0 | 0 | 0 | 0 | 0 | 0 | 0 | 0 | 0 | 0 | 0 | 0 | 0 | 0 | 0 | 0 | 0 | 0 | 0 | 0 | 0 | 0 | 0 | 0 | 0 | 0 | 0 | 0 | 0 | 0 | 0 | 0 | 0 | 0 | 0 | 0 | 0 | 0 | 0 | 0 | 0 | 0 | 0 | 0 | 0 | 0 | 0 | 0 | 0 | 0 | 0 | 0 | 0 | 0 | 0 | 0 | 0 | 0 | 0
[19 empty] | Fixed opex | Input | £000s | 0 | 0 | 0 | 0 | 0 | 20 | 20 | 20 | 20 | 20 | 20 | 20 | 20 | 20 | 20 | 20 | 20 | 20 | 20 | 20 | 20 | 20 | 20 | 20 | 20 | 20 | 20 | 20 | 20 | 20 | 20 | 20 | 20 | 20 | 20 | 20 | 20 | 20 | 20 | 20 | 20 | 20 | 20 | 20 | 20 | 20 | 20 | 20 | 20 | 20 | 20 | 20 | 20 | 20 | 20 | 20 | 20 | 20 | 20 | 20 | 20 | 20 | 20 | 20 | 20 | 20 | 20 | 20 | 20 | 20 | 20 | 20 | 20 | 20 | 20 | 20 | 20 | 20 | 20 | 20 | 0 | 0 | 0 | 0 | 0 | 0 | 0 | 0 | 0 | 0 | 0 | 0 | 0 | 0 | 0 | 0 | 0 | 0 | 0 | 0 | 0 | 0 | 0 | 0
[19 empty] | Variable opex | Input | £000s | 0 | 0 | 0 | 0 | 0 | 42 | 42 | 42 | 42 | 42 | 42 | 42 | 42 | 42 | 42 | 42 | 42 | 42 | 42 | 42 | 42 | 42 | 42 | 42 | 42 | 42 | 42 | 42 | 42 | 42 | 42 | 42 | 42 | 42 | 42 | 42 | 42 | 42 | 42 | 42 | 42 | 42 | 42 | 42 | 42 | 42 | 42 | 42 | 42 | 42 | 42 | 42 | 42 | 42 | 42 | 42 | 42 | 42 | 42 | 42 | 42 | 42 | 42 | 42 | 42 | 42 | 42 | 42 | 42 | 42 | 42 | 42 | 42 | 42 | 42 | 42 | 42 | 42 | 42 | 42 | 0 | 0 | 0 | 0 | 0 | 0 | 0 | 0 | 0 | 0 | 0 | 0 | 0 | 0 | 0 | 0 | 0 | 0 | 0 | 0 | 0 | 0 | 0 | 0
[19 empty] | Opex savings | Input | £000s | 0 | 0 | 0 | 0 | 0 | 0 | 0 | 0 | 0 | 0 | 0 | 0 | 0 | 0 | 0 | 0 | 0 | 0 | 0 | 0 | 0 | 0 | 0 | 0 | 0 | 0 | 0 | 0 | 0 | 0 | 0 | 0 | 0 | 0 | 0 | 0 | 0 | 0 | 0 | 0 | 0 | 0 | 0 | 0 | 0 | 0 | 0 | 0 | 0 | 0 | 0 | 0 | 0 | 0 | 0 | 0 | 0 | 0 | 0 | 0 | 0 | 0 | 0 | 0 | 0 | 0 | 0 | 0 | 0 | 0 | 0 | 0 | 0 | 0 | 0 | 0 | 0 | 0 | 0 | 0 | 0 | 0 | 0 | 0 | 0 | 0 | 0 | 0 | 0 | 0 | 0 | 0 | 0 | 0 | 0 | 0 | 0 | 0 | 0 | 0 | 0 | 0 | 0 | 0
[19 empty] | Fixed env & social | Input | £000s | 0.3493 | 0.3992 | 0.499 | 1.996 | 1.7465 | 0 | 0 | 0 | 0 | 0 | 0 | 0 | 0 | 0 | 0 | 0 | 0 | 0 | 0 | 0 | 0.11528 | 0.13175 | 0.16469 | 0.65876 | 0.57641 | 0 | 0 | 0 | 0 | 0 | 0 | 0 | 0 | 0 | 0 | 0 | 0 | 0 | 0 | 0 | 0.11528 | 0.13175 | 0.16469 | 0.65876 | 0.57641 | 0 | 0 | 0 | 0 | 0 | 0 | 0 | 0 | 0 | 0 | 0 | 0 | 0 | 0 | 0 | 0.28683 | 0.3278 | 0.40975 | 1.639 | 1.4341 | 0 | 0 | 0 | 0 | 0 | 0 | 0 | 0 | 0 | 0 | 0 | 0 | 0 | 0 | 0 | 0 | 0 | 0 | 0 | 0 | 0 | 0 | 0 | 0 | 0 | 0 | 0 | 0 | 0 | 0 | 0 | 0 | 0 | 0 | 0 | 0 | 0 | 0 | 0
[19 empty] | Variable env & social | Input | £000s | 0 | 0 | 0 | 0 | 0 | 0.27 | 0.27 | 0.27 | 0.27 | 0.27 | 0.27 | 0.27 | 0.27 | 0.27 | 0.27 | 0.27 | 0.27 | 0.27 | 0.27 | 0.27 | 0.27 | 0.27 | 0.27 | 0.27 | 0.27 | 0.27 | 0.27 | 0.27 | 0.27 | 0.27 | 0.27 | 0.27 | 0.27 | 0.27 | 0.27 | 0.27 | 0.27 | 0.27 | 0.27 | 0.27 | 0.27 | 0.27 | 0.27 | 0.27 | 0.27 | 0.27 | 0.27 | 0.27 | 0.27 | 0.27 | 0.27 | 0.27 | 0.27 | 0.27 | 0.27 | 0.27 | 0.27 | 0.27 | 0.27 | 0.27 | 0.27 | 0.27 | 0.27 | 0.27 | 0.27 | 0.27 | 0.27 | 0.27 | 0.27 | 0.27 | 0.27 | 0.27 | 0.27 | 0.27 | 0.27 | 0.27 | 0.27 | 0.27 | 0.27 | 0.27 | 0 | 0 | 0 | 0 | 0 | 0 | 0 | 0 | 0 | 0 | 0 | 0 | 0 | 0 | 0 | 0 | 0 | 0 | 0 | 0 | 0 | 0 | 0 | 0
[19 empty] | Fixed carbon costs | Input | £000s | 3.1743 | 3.6277 | 4.5347 | 18.1387 | 15.8714 | 0 | 0 | 0 | 0 | 0 | 0 | 0 | 0 | 0 | 0 | 0 | 0 | 0 | 0 | 0 | 1.0476 | 1.1973 | 1.4966 | 5.9865 | 5.2382 | 0 | 0 | 0 | 0 | 0 | 0 | 0 | 0 | 0 | 0 | 0 | 0 | 0 | 0 | 0 | 1.0476 | 1.1973 | 1.4966 | 5.9865 | 5.2382 | 0 | 0 | 0 | 0 | 0 | 0 | 0 | 0 | 0 | 0 | 0 | 0 | 0 | 0 | 0 | 2.6065 | 2.9789 | 3.7236 | 14.8945 | 13.0327 | 0 | 0 | 0 | 0 | 0 | 0 | 0 | 0 | 0 | 0 | 0 | 0 | 0 | 0 | 0 | 0 | 0 | 0 | 0 | 0 | 0 | 0 | 0 | 0 | 0 | 0 | 0 | 0 | 0 | 0 | 0 | 0 | 0 | 0 | 0 | 0 | 0 | 0 | 0
[19 empty] | Variable carbon costs | Input | £000s | 0 | 0 | 0 | 0 | 0 | 5.0926 | 4.7176 | 4.4839 | 4.4043 | 4.1041 | 3.8743 | 3.6444 | 3.4146 | 3.1847 | 2.9548 | 2.725 | 2.4951 | 2.2652 | 2.0354 | 1.8055 | 1.5757 | 1.3458 | 1.1159 | 0.88608 | 0.65621 | 0.65621 | 0.65621 | 0.65621 | 0.65621 | 0.65621 | 0.65621 | 0.65621 | 0.65621 | 0.65621 | 0.65621 | 0.65621 | 0.65621 | 0.65621 | 0.65621 | 0.65621 | 0.65621 | 0.65621 | 0.65621 | 0.65621 | 0.65621 | 0.65621 | 0.65621 | 0.65621 | 0.65621 | 0.65621 | 0.65621 | 0.65621 | 0.65621 | 0.65621 | 0.65621 | 0.65621 | 0.65621 | 0.65621 | 0.65621 | 0.65621 | 0.65621 | 0.65621 | 0.65621 | 0.65621 | 0.65621 | 0.65621 | 0.65621 | 0.65621 | 0.65621 | 0.65621 | 0.65621 | 0.65621 | 0.65621 | 0.65621 | 0.65621 | 0.65621 | 0.65621 | 0.65621 | 0.65621 | 0.65621 | 0 | 0 | 0 | 0 | 0 | 0 | 0 | 0 | 0 | 0 | 0 | 0 | 0 | 0 | 0 | 0 | 0 | 0 | 0 | 0 | 0 | 0 | 0 | 0
[19 empty] | Customer willingness to pay | Input | £000s | 0 | 0 | 0 | 0 | 0 | 0 | 0 | 0 | 0 | 0 | 0 | 0 | 0 | 0 | 0 | 0 | 0 | 0 | 0 | 0 | 0 | 0 | 0 | 0 | 0 | 0 | 0 | 0 | 0 | 0 | 0 | 0 | 0 | 0 | 0 | 0 | 0 | 0 | 0 | 0 | 0 | 0 | 0 | 0 | 0 | 0 | 0 | 0 | 0 | 0 | 0 | 0 | 0 | 0 | 0 | 0 | 0 | 0 | 0 | 0 | 0 | 0 | 0 | 0 | 0 | 0 | 0 | 0 | 0 | 0 | 0 | 0 | 0 | 0 | 0 | 0 | 0 | 0 | 0 | 0 | 0 | 0 | 0 | 0 | 0 | 0 | 0 | 0 | 0 | 0 | 0 | 0 | 0 | 0 | 0 | 0 | 0 | 0 | 0 | 0 | 0 | 0 | 0 | 0
[19 empty] | Total | Sum of above (excl WAFU) | £000s | 711.9236 | 813.6269 | 1017.0337 | 4068.1347 | 3559.6179 | 67.3626 | 66.9876 | 66.7539 | 66.6743 | 66.3741 | 66.1443 | 65.9144 | 65.6846 | 65.4547 | 65.2248 | 64.995 | 64.7651 | 64.5352 | 64.3054 | 64.0755 | 298.8086 | 332.1449 | 399.0473 | 1405.8013 | 1237.7408 | 62.9262 | 62.9262 | 62.9262 | 62.9262 | 62.9262 | 62.9262 | 62.9262 | 62.9262 | 62.9262 | 62.9262 | 62.9262 | 62.9262 | 62.9262 | 62.9262 | 62.9262 | 297.8891 | 331.4553 | 398.5875 | 1405.5715 | 1237.7408 | 62.9262 | 62.9262 | 62.9262 | 62.9262 | 62.9262 | 62.9262 | 62.9262 | 62.9262 | 62.9262 | 62.9262 | 62.9262 | 62.9262 | 62.9262 | 62.9262 | 62.9262 | 647.5196 | 731.0329 | 898.0596 | 3403.4598 | 2985.8931 | 62.9262 | 62.9262 | 62.9262 | 62.9262 | 62.9262 | 62.9262 | 62.9262 | 62.9262 | 62.9262 | 62.9262 | 62.9262 | 62.9262 | 62.9262 | 62.9262 | 62.9262 | 0 | 0 | 0 | 0 | 0 | 0 | 0 | 0 | 0 | 0 | 0 | 0 | 0 | 0 | 0 | 0 | 0 | 0 | 0 | 0 | 0 | 0 | 0 | 0
58.1x | Milford BH output enhancements | MIL01 | GW enhancement | N | 2025-26 | Capacity | 2 | 17415.565 | 8747.0769 | 2266.4091 | 0 | 160.7707 | 68.1444 | 11242.4012 | 63.2393 | 64.5538 | 3 | 3 | Gains in WAFU / Savings in demand | Input | Ml/d | 0 | 0 | 0 | 0 | 0 | 2 | 2 | 2 | 2 | 2 | 2 | 2 | 2 | 2 | 2 | 2 | 2 | 2 | 2 | 2 | 2 | 2 | 2 | 2 | 2 | 2 | 2 | 2 | 2 | 2 | 2 | 2 | 2 | 2 | 2 | 2 | 2 | 2 | 2 | 2 | 2 | 2 | 2 | 2 | 2 | 2 | 2 | 2 | 2 | 2 | 2 | 2 | 2 | 2 | 2 | 2 | 2 | 2 | 2 | 2 | 2 | 2 | 2 | 2 | 2 | 2 | 2 | 2 | 2 | 2 | 2 | 2 | 2 | 2 | 2 | 2 | 2 | 2 | 2 | 2 | 0 | 0 | 0 | 0 | 0 | 0 | 0 | 0 | 0 | 0 | 0 | 0 | 0 | 0 | 0 | 0 | 0 | 0 | 0 | 0 | 0 | 0 | 0 | 0
[19 empty] | Fixed capex | Input | £000s | 460.6 | 526.4 | 658 | 2632 | 2303 | 0 | 0 | 0 | 0 | 0 | 0 | 0 | 0 | 0 | 0 | 0 | 0 | 0 | 0 | 0 | 189 | 216 | 270 | 1080 | 945 | 0 | 0 | 0 | 0 | 0 | 0 | 0 | 0 | 0 | 0 | 0 | 0 | 0 | 0 | 0 | 189 | 216 | 270 | 1080 | 945 | 0 | 0 | 0 | 0 | 0 | 0 | 0 | 0 | 0 | 0 | 0 | 0 | 0 | 0 | 0 | 460.6 | 526.4 | 658 | 2632 | 2303 | 0 | 0 | 0 | 0 | 0 | 0 | 0 | 0 | 0 | 0 | 0 | 0 | 0 | 0 | 0 | 0 | 0 | 0 | 0 | 0 | 0 | 0 | 0 | 0 | 0 | 0 | 0 | 0 | 0 | 0 | 0 | 0 | 0 | 0 | 0 | 0 | 0 | 0 | 0
[19 empty] | Variable capex | Input | £000s | 0 | 0 | 0 | 0 | 0 | 0 | 0 | 0 | 0 | 0 | 0 | 0 | 0 | 0 | 0 | 0 | 0 | 0 | 0 | 0 | 0 | 0 | 0 | 0 | 0 | 0 | 0 | 0 | 0 | 0 | 0 | 0 | 0 | 0 | 0 | 0 | 0 | 0 | 0 | 0 | 0 | 0 | 0 | 0 | 0 | 0 | 0 | 0 | 0 | 0 | 0 | 0 | 0 | 0 | 0 | 0 | 0 | 0 | 0 | 0 | 0 | 0 | 0 | 0 | 0 | 0 | 0 | 0 | 0 | 0 | 0 | 0 | 0 | 0 | 0 | 0 | 0 | 0 | 0 | 0 | 0 | 0 | 0 | 0 | 0 | 0 | 0 | 0 | 0 | 0 | 0 | 0 | 0 | 0 | 0 | 0 | 0 | 0 | 0 | 0 | 0 | 0 | 0 | 0
[19 empty] | Financing costs | Input | £000s | 0 | 0 | 0 | 0 | 0 | 0 | 0 | 0 | 0 | 0 | 0 | 0 | 0 | 0 | 0 | 0 | 0 | 0 | 0 | 0 | 0 | 0 | 0 | 0 | 0 | 0 | 0 | 0 | 0 | 0 | 0 | 0 | 0 | 0 | 0 | 0 | 0 | 0 | 0 | 0 | 0 | 0 | 0 | 0 | 0 | 0 | 0 | 0 | 0 | 0 | 0 | 0 | 0 | 0 | 0 | 0 | 0 | 0 | 0 | 0 | 0 | 0 | 0 | 0 | 0 | 0 | 0 | 0 | 0 | 0 | 0 | 0 | 0 | 0 | 0 | 0 | 0 | 0 | 0 | 0 | 0 | 0 | 0 | 0 | 0 | 0 | 0 | 0 | 0 | 0 | 0 | 0 | 0 | 0 | 0 | 0 | 0 | 0 | 0 | 0 | 0 | 0 | 0 | 0
[19 empty] | Fixed opex | Input | £000s | 0 | 0 | 0 | 0 | 0 | 14 | 14 | 14 | 14 | 14 | 14 | 14 | 14 | 14 | 14 | 14 | 14 | 14 | 14 | 14 | 14 | 14 | 14 | 14 | 14 | 14 | 14 | 14 | 14 | 14 | 14 | 14 | 14 | 14 | 14 | 14 | 14 | 14 | 14 | 14 | 14 | 14 | 14 | 14 | 14 | 14 | 14 | 14 | 14 | 14 | 14 | 14 | 14 | 14 | 14 | 14 | 14 | 14 | 14 | 14 | 14 | 14 | 14 | 14 | 14 | 14 | 14 | 14 | 14 | 14 | 14 | 14 | 14 | 14 | 14 | 14 | 14 | 14 | 14 | 14 | 0 | 0 | 0 | 0 | 0 | 0 | 0 | 0 | 0 | 0 | 0 | 0 | 0 | 0 | 0 | 0 | 0 | 0 | 0 | 0 | 0 | 0 | 0 | 0
[19 empty] | Variable opex | Input | £000s | 0 | 0 | 0 | 0 | 0 | 81 | 81 | 81 | 81 | 81 | 81 | 81 | 81 | 81 | 81 | 81 | 81 | 81 | 81 | 81 | 81 | 81 | 81 | 81 | 81 | 81 | 81 | 81 | 81 | 81 | 81 | 81 | 81 | 81 | 81 | 81 | 81 | 81 | 81 | 81 | 81 | 81 | 81 | 81 | 81 | 81 | 81 | 81 | 81 | 81 | 81 | 81 | 81 | 81 | 81 | 81 | 81 | 81 | 81 | 81 | 81 | 81 | 81 | 81 | 81 | 81 | 81 | 81 | 81 | 81 | 81 | 81 | 81 | 81 | 81 | 81 | 81 | 81 | 81 | 81 | 0 | 0 | 0 | 0 | 0 | 0 | 0 | 0 | 0 | 0 | 0 | 0 | 0 | 0 | 0 | 0 | 0 | 0 | 0 | 0 | 0 | 0 | 0 | 0
[19 empty] | Opex savings | Input | £000s | 0 | 0 | 0 | 0 | 0 | 0 | 0 | 0 | 0 | 0 | 0 | 0 | 0 | 0 | 0 | 0 | 0 | 0 | 0 | 0 | 0 | 0 | 0 | 0 | 0 | 0 | 0 | 0 | 0 | 0 | 0 | 0 | 0 | 0 | 0 | 0 | 0 | 0 | 0 | 0 | 0 | 0 | 0 | 0 | 0 | 0 | 0 | 0 | 0 | 0 | 0 | 0 | 0 | 0 | 0 | 0 | 0 | 0 | 0 | 0 | 0 | 0 | 0 | 0 | 0 | 0 | 0 | 0 | 0 | 0 | 0 | 0 | 0 | 0 | 0 | 0 | 0 | 0 | 0 | 0 | 0 | 0 | 0 | 0 | 0 | 0 | 0 | 0 | 0 | 0 | 0 | 0 | 0 | 0 | 0 | 0 | 0 | 0 | 0 | 0 | 0 | 0 | 0 | 0
[19 empty] | Fixed env & social | Input | £000s | 0.3472 | 0.3968 | 0.496 | 1.984 | 1.736 | 0 | 0 | 0 | 0 | 0 | 0 | 0 | 0 | 0 | 0 | 0 | 0 | 0 | 0 | 0 | 0.14247 | 0.16282 | 0.20353 | 0.8141 | 0.71234 | 0 | 0 | 0 | 0 | 0 | 0 | 0 | 0 | 0 | 0 | 0 | 0 | 0 | 0 | 0 | 0.14247 | 0.16282 | 0.20353 | 0.8141 | 0.71234 | 0 | 0 | 0 | 0 | 0 | 0 | 0 | 0 | 0 | 0 | 0 | 0 | 0 | 0 | 0 | 0.3472 | 0.3968 | 0.496 | 1.984 | 1.736 | 0 | 0 | 0 | 0 | 0 | 0 | 0 | 0 | 0 | 0 | 0 | 0 | 0 | 0 | 0 | 0 | 0 | 0 | 0 | 0 | 0 | 0 | 0 | 0 | 0 | 0 | 0 | 0 | 0 | 0 | 0 | 0 | 0 | 0 | 0 | 0 | 0 | 0 | 0
[19 empty] | Variable env & social | Input | £000s | 0 | 0 | 0 | 0 | 0 | 2.58 | 2.58 | 2.58 | 2.58 | 2.58 | 2.58 | 2.58 | 2.58 | 2.58 | 2.58 | 2.58 | 2.58 | 2.58 | 2.58 | 2.58 | 2.58 | 2.58 | 2.58 | 2.58 | 2.58 | 2.58 | 2.58 | 2.58 | 2.58 | 2.58 | 2.58 | 2.58 | 2.58 | 2.58 | 2.58 | 2.58 | 2.58 | 2.58 | 2.58 | 2.58 | 2.58 | 2.58 | 2.58 | 2.58 | 2.58 | 2.58 | 2.58 | 2.58 | 2.58 | 2.58 | 2.58 | 2.58 | 2.58 | 2.58 | 2.58 | 2.58 | 2.58 | 2.58 | 2.58 | 2.58 | 2.58 | 2.58 | 2.58 | 2.58 | 2.58 | 2.58 | 2.58 | 2.58 | 2.58 | 2.58 | 2.58 | 2.58 | 2.58 | 2.58 | 2.58 | 2.58 | 2.58 | 2.58 | 2.58 | 2.58 | 0 | 0 | 0 | 0 | 0 | 0 | 0 | 0 | 0 | 0 | 0 | 0 | 0 | 0 | 0 | 0 | 0 | 0 | 0 | 0 | 0 | 0 | 0 | 0
[19 empty] | Fixed carbon costs | Input | £000s | 3.0719 | 3.5107 | 4.3884 | 17.5536 | 15.3594 | 0 | 0 | 0 | 0 | 0 | 0 | 0 | 0 | 0 | 0 | 0 | 0 | 0 | 0 | 0 | 1.2605 | 1.4406 | 1.8007 | 7.2028 | 6.3025 | 0 | 0 | 0 | 0 | 0 | 0 | 0 | 0 | 0 | 0 | 0 | 0 | 0 | 0 | 0 | 1.2605 | 1.4406 | 1.8007 | 7.2028 | 6.3025 | 0 | 0 | 0 | 0 | 0 | 0 | 0 | 0 | 0 | 0 | 0 | 0 | 0 | 0 | 0 | 3.0719 | 3.5107 | 4.3884 | 17.5536 | 15.3594 | 0 | 0 | 0 | 0 | 0 | 0 | 0 | 0 | 0 | 0 | 0 | 0 | 0 | 0 | 0 | 0 | 0 | 0 | 0 | 0 | 0 | 0 | 0 | 0 | 0 | 0 | 0 | 0 | 0 | 0 | 0 | 0 | 0 | 0 | 0 | 0 | 0 | 0 | 0
[19 empty] | Variable carbon costs | Input | £000s | 0 | 0 | 0 | 0 | 0 | 11.3605 | 10.524 | 10.0026 | 9.825 | 9.1554 | 8.6426 | 8.1299 | 7.6171 | 7.1043 | 6.5916 | 6.0788 | 5.566 | 5.0532 | 4.5405 | 4.0277 | 3.5149 | 3.0022 | 2.4894 | 1.9766 | 1.4639 | 1.4639 | 1.4639 | 1.4639 | 1.4639 | 1.4639 | 1.4639 | 1.4639 | 1.4639 | 1.4639 | 1.4639 | 1.4639 | 1.4639 | 1.4639 | 1.4639 | 1.4639 | 1.4639 | 1.4639 | 1.4639 | 1.4639 | 1.4639 | 1.4639 | 1.4639 | 1.4639 | 1.4639 | 1.4639 | 1.4639 | 1.4639 | 1.4639 | 1.4639 | 1.4639 | 1.4639 | 1.4639 | 1.4639 | 1.4639 | 1.4639 | 1.4639 | 1.4639 | 1.4639 | 1.4639 | 1.4639 | 1.4639 | 1.4639 | 1.4639 | 1.4639 | 1.4639 | 1.4639 | 1.4639 | 1.4639 | 1.4639 | 1.4639 | 1.4639 | 1.4639 | 1.4639 | 1.4639 | 1.4639 | 0 | 0 | 0 | 0 | 0 | 0 | 0 | 0 | 0 | 0 | 0 | 0 | 0 | 0 | 0 | 0 | 0 | 0 | 0 | 0 | 0 | 0 | 0 | 0
[19 empty] | Customer willingness to pay | Input | £000s | 0 | 0 | 0 | 0 | 0 | 0 | 0 | 0 | 0 | 0 | 0 | 0 | 0 | 0 | 0 | 0 | 0 | 0 | 0 | 0 | 0 | 0 | 0 | 0 | 0 | 0 | 0 | 0 | 0 | 0 | 0 | 0 | 0 | 0 | 0 | 0 | 0 | 0 | 0 | 0 | 0 | 0 | 0 | 0 | 0 | 0 | 0 | 0 | 0 | 0 | 0 | 0 | 0 | 0 | 0 | 0 | 0 | 0 | 0 | 0 | 0 | 0 | 0 | 0 | 0 | 0 | 0 | 0 | 0 | 0 | 0 | 0 | 0 | 0 | 0 | 0 | 0 | 0 | 0 | 0 | 0 | 0 | 0 | 0 | 0 | 0 | 0 | 0 | 0 | 0 | 0 | 0 | 0 | 0 | 0 | 0 | 0 | 0 | 0 | 0 | 0 | 0 | 0 | 0
[19 empty] | Total | Sum of above (excl WAFU) | £000s | 464.0191 | 530.3075 | 662.8844 | 2651.5376 | 2320.0954 | 108.9405 | 108.104 | 107.5826 | 107.405 | 106.7354 | 106.2226 | 105.7099 | 105.1971 | 104.6843 | 104.1716 | 103.6588 | 103.146 | 102.6332 | 102.1205 | 101.6077 | 291.4979 | 318.1856 | 372.0736 | 1187.5736 | 1051.0587 | 99.0439 | 99.0439 | 99.0439 | 99.0439 | 99.0439 | 99.0439 | 99.0439 | 99.0439 | 99.0439 | 99.0439 | 99.0439 | 99.0439 | 99.0439 | 99.0439 | 99.0439 | 289.4468 | 316.6473 | 371.0481 | 1187.0608 | 1051.0587 | 99.0439 | 99.0439 | 99.0439 | 99.0439 | 99.0439 | 99.0439 | 99.0439 | 99.0439 | 99.0439 | 99.0439 | 99.0439 | 99.0439 | 99.0439 | 99.0439 | 99.0439 | 563.0629 | 629.3514 | 761.9283 | 2750.5815 | 2419.1393 | 99.0439 | 99.0439 | 99.0439 | 99.0439 | 99.0439 | 99.0439 | 99.0439 | 99.0439 | 99.0439 | 99.0439 | 99.0439 | 99.0439 | 99.0439 | 99.0439 | 99.0439 | 0 | 0 | 0 | 0 | 0 | 0 | 0 | 0 | 0 | 0 | 0 | 0 | 0 | 0 | 0 | 0 | 0 | 0 | 0 | 0 | 0 | 0 | 0 | 0
58.2a | Options to increase raw imports | [20 empty] | 0 | 0 | 0 | 0 | 0 | 0 | 0 | 0 | 0 | 0 | 0 | 0 | 0 | 0 | 0 | 0 | 0 | 0 | 0 | 0 | 0 | 0 | 0 | 0 | 0 | 0 | 0 | 0 | 0 | 0 | 0 | 0 | 0 | 0 | 0 | 0 | 0 | 0 | 0 | 0 | 0 | 0 | 0 | 0 | 0 | 0 | 0 | 0 | 0 | 0 | 0 | 0 | 0 | 0 | 0 | 0 | 0 | 0 | 0 | 0 | 0 | 0 | 0 | 0 | 0 | 0 | 0 | 0 | 0 | 0 | 0 | 0 | 0 | 0 | 0 | 0 | 0 | 0 | 0 | 0 | 0 | 0 | 0 | 0 | 0 | 0 | 0 | 0 | 0 | 0 | 0 | 0 | 0 | 0 | 0 | 0 | 0 | 0 | 0 | 0 | 0 | 0 | 0 | 0
58.3a | Options to increase potable imports | [20 empty] | 0 | 0 | 0 | 0 | 0 | 0 | 0 | 0 | 0 | 0 | 0 | 0 | 0 | 0 | 0 | 0 | 0 | 0 | 0 | 0 | 0 | 0 | 0 | 0 | 0 | 0 | 0 | 0 | 0 | 0 | 0 | 0 | 0 | 0 | 0 | 0 | 0 | 0 | 0 | 0 | 0 | 0 | 0 | 0 | 0 | 0 | 0 | 0 | 0 | 0 | 0 | 0 | 0 | 0 | 0 | 0 | 0 | 0 | 0 | 0 | 0 | 0 | 0 | 0 | 0 | 0 | 0 | 0 | 0 | 0 | 0 | 0 | 0 | 0 | 0 | 0 | 0 | 0 | 0 | 0 | 0 | 0 | 0 | 0 | 0 | 0 | 0 | 0 | 0 | 0 | 0 | 0 | 0 | 0 | 0 | 0 | 0 | 0 | 0 | 0 | 0 | 0 | 0 | 0
58.1x | North Staffs WRZ to Stafford WRZ transfer solution | GRD10 | Bulk supply | N | 2025-26 | Capacity | 7 | 60954.4775 | 32785.4136 | 2147.1245 | 0 | 224.7852 | 25.3757 | 35182.699 | 57.3092 | 57.7196 | 3 | 3 | Gains in WAFU / Savings in demand | Input | Ml/d | 0 | 0 | 0 | 0 | 0 | 7 | 7 | 7 | 7 | 7 | 7 | 7 | 7 | 7 | 7 | 7 | 7 | 7 | 7 | 7 | 7 | 7 | 7 | 7 | 7 | 7 | 7 | 7 | 7 | 7 | 7 | 7 | 7 | 7 | 7 | 7 | 7 | 7 | 7 | 7 | 7 | 7 | 7 | 7 | 7 | 7 | 7 | 7 | 7 | 7 | 7 | 7 | 7 | 7 | 7 | 7 | 7 | 7 | 7 | 7 | 7 | 7 | 7 | 7 | 7 | 7 | 7 | 7 | 7 | 7 | 7 | 7 | 7 | 7 | 7 | 7 | 7 | 7 | 7 | 7 | 0 | 0 | 0 | 0 | 0 | 0 | 0 | 0 | 0 | 0 | 0 | 0 | 0 | 0 | 0 | 0 | 0 | 0 | 0 | 0 | 0 | 0 | 0 | 0
[19 empty] | Fixed capex | Input | £000s | 2467.5 | 2820 | 3525 | 14100 | 12337.5 | 0 | 0 | 0 | 0 | 0 | 0 | 0 | 0 | 0 | 0 | 0 | 0 | 0 | 0 | 0 | 55.3 | 63.2 | 79 | 316 | 276.5 | 0 | 0 | 0 | 0 | 0 | 0 | 0 | 0 | 0 | 0 | 0 | 0 | 0 | 0 | 0 | 55.3 | 63.2 | 79 | 316 | 276.5 | 0 | 0 | 0 | 0 | 0 | 0 | 0 | 0 | 0 | 0 | 0 | 0 | 0 | 0 | 0 | 144.9 | 165.6 | 207 | 828 | 724.5 | 0 | 0 | 0 | 0 | 0 | 0 | 0 | 0 | 0 | 0 | 0 | 0 | 0 | 0 | 0 | 0 | 0 | 0 | 0 | 0 | 0 | 0 | 0 | 0 | 0 | 0 | 0 | 0 | 0 | 0 | 0 | 0 | 0 | 0 | 0 | 0 | 0 | 0 | 0
[19 empty] | Variable capex | Input | £000s | 0 | 0 | 0 | 0 | 0 | 0 | 0 | 0 | 0 | 0 | 0 | 0 | 0 | 0 | 0 | 0 | 0 | 0 | 0 | 0 | 0 | 0 | 0 | 0 | 0 | 0 | 0 | 0 | 0 | 0 | 0 | 0 | 0 | 0 | 0 | 0 | 0 | 0 | 0 | 0 | 0 | 0 | 0 | 0 | 0 | 0 | 0 | 0 | 0 | 0 | 0 | 0 | 0 | 0 | 0 | 0 | 0 | 0 | 0 | 0 | 0 | 0 | 0 | 0 | 0 | 0 | 0 | 0 | 0 | 0 | 0 | 0 | 0 | 0 | 0 | 0 | 0 | 0 | 0 | 0 | 0 | 0 | 0 | 0 | 0 | 0 | 0 | 0 | 0 | 0 | 0 | 0 | 0 | 0 | 0 | 0 | 0 | 0 | 0 | 0 | 0 | 0 | 0 | 0
[19 empty] | Financing costs | Input | £000s | 0 | 0 | 0 | 0 | 0 | 0 | 0 | 0 | 0 | 0 | 0 | 0 | 0 | 0 | 0 | 0 | 0 | 0 | 0 | 0 | 0 | 0 | 0 | 0 | 0 | 0 | 0 | 0 | 0 | 0 | 0 | 0 | 0 | 0 | 0 | 0 | 0 | 0 | 0 | 0 | 0 | 0 | 0 | 0 | 0 | 0 | 0 | 0 | 0 | 0 | 0 | 0 | 0 | 0 | 0 | 0 | 0 | 0 | 0 | 0 | 0 | 0 | 0 | 0 | 0 | 0 | 0 | 0 | 0 | 0 | 0 | 0 | 0 | 0 | 0 | 0 | 0 | 0 | 0 | 0 | 0 | 0 | 0 | 0 | 0 | 0 | 0 | 0 | 0 | 0 | 0 | 0 | 0 | 0 | 0 | 0 | 0 | 0 | 0 | 0 | 0 | 0 | 0 | 0
[19 empty] | Fixed opex | Input | £000s | 0 | 0 | 0 | 0 | 0 | 7 | 7 | 7 | 7 | 7 | 7 | 7 | 7 | 7 | 7 | 7 | 7 | 7 | 7 | 7 | 7 | 7 | 7 | 7 | 7 | 7 | 7 | 7 | 7 | 7 | 7 | 7 | 7 | 7 | 7 | 7 | 7 | 7 | 7 | 7 | 7 | 7 | 7 | 7 | 7 | 7 | 7 | 7 | 7 | 7 | 7 | 7 | 7 | 7 | 7 | 7 | 7 | 7 | 7 | 7 | 7 | 7 | 7 | 7 | 7 | 7 | 7 | 7 | 7 | 7 | 7 | 7 | 7 | 7 | 7 | 7 | 7 | 7 | 7 | 7 | 0 | 0 | 0 | 0 | 0 | 0 | 0 | 0 | 0 | 0 | 0 | 0 | 0 | 0 | 0 | 0 | 0 | 0 | 0 | 0 | 0 | 0 | 0 | 0
[19 empty] | Variable opex | Input | £000s | 0 | 0 | 0 | 0 | 0 | 83 | 83 | 83 | 83 | 83 | 83 | 83 | 83 | 83 | 83 | 83 | 83 | 83 | 83 | 83 | 83 | 83 | 83 | 83 | 83 | 83 | 83 | 83 | 83 | 83 | 83 | 83 | 83 | 83 | 83 | 83 | 83 | 83 | 83 | 83 | 83 | 83 | 83 | 83 | 83 | 83 | 83 | 83 | 83 | 83 | 83 | 83 | 83 | 83 | 83 | 83 | 83 | 83 | 83 | 83 | 83 | 83 | 83 | 83 | 83 | 83 | 83 | 83 | 83 | 83 | 83 | 83 | 83 | 83 | 83 | 83 | 83 | 83 | 83 | 83 | 0 | 0 | 0 | 0 | 0 | 0 | 0 | 0 | 0 | 0 | 0 | 0 | 0 | 0 | 0 | 0 | 0 | 0 | 0 | 0 | 0 | 0 | 0 | 0
[19 empty] | Opex savings | Input | £000s | 0 | 0 | 0 | 0 | 0 | 0 | 0 | 0 | 0 | 0 | 0 | 0 | 0 | 0 | 0 | 0 | 0 | 0 | 0 | 0 | 0 | 0 | 0 | 0 | 0 | 0 | 0 | 0 | 0 | 0 | 0 | 0 | 0 | 0 | 0 | 0 | 0 | 0 | 0 | 0 | 0 | 0 | 0 | 0 | 0 | 0 | 0 | 0 | 0 | 0 | 0 | 0 | 0 | 0 | 0 | 0 | 0 | 0 | 0 | 0 | 0 | 0 | 0 | 0 | 0 | 0 | 0 | 0 | 0 | 0 | 0 | 0 | 0 | 0 | 0 | 0 | 0 | 0 | 0 | 0 | 0 | 0 | 0 | 0 | 0 | 0 | 0 | 0 | 0 | 0 | 0 | 0 | 0 | 0 | 0 | 0 | 0 | 0 | 0 | 0 | 0 | 0 | 0 | 0
[19 empty] | Fixed env & social | Input | £000s | 0.4375 | 0.5 | 0.625 | 2.5 | 2.1875 | 0 | 0 | 0 | 0 | 0 | 0 | 0 | 0 | 0 | 0 | 0 | 0 | 0 | 0 | 0 | 0.009805 | 0.011206 | 0.014007 | 0.056028 | 0.049025 | 0 | 0 | 0 | 0 | 0 | 0 | 0 | 0 | 0 | 0 | 0 | 0 | 0 | 0 | 0 | 0.009805 | 0.011206 | 0.014007 | 0.056028 | 0.049025 | 0 | 0 | 0 | 0 | 0 | 0 | 0 | 0 | 0 | 0 | 0 | 0 | 0 | 0 | 0 | 0.025691 | 0.029362 | 0.036702 | 0.14681 | 0.12846 | 0 | 0 | 0 | 0 | 0 | 0 | 0 | 0 | 0 | 0 | 0 | 0 | 0 | 0 | 0 | 0 | 0 | 0 | 0 | 0 | 0 | 0 | 0 | 0 | 0 | 0 | 0 | 0 | 0 | 0 | 0 | 0 | 0 | 0 | 0 | 0 | 0 | 0 | 0
[19 empty] | Variable env & social | Input | £000s | 0 | 0 | 0 | 0 | 0 | 0.82 | 0.82 | 0.82 | 0.82 | 0.82 | 0.82 | 0.82 | 0.82 | 0.82 | 0.82 | 0.82 | 0.82 | 0.82 | 0.82 | 0.82 | 0.82 | 0.82 | 0.82 | 0.82 | 0.82 | 0.82 | 0.82 | 0.82 | 0.82 | 0.82 | 0.82 | 0.82 | 0.82 | 0.82 | 0.82 | 0.82 | 0.82 | 0.82 | 0.82 | 0.82 | 0.82 | 0.82 | 0.82 | 0.82 | 0.82 | 0.82 | 0.82 | 0.82 | 0.82 | 0.82 | 0.82 | 0.82 | 0.82 | 0.82 | 0.82 | 0.82 | 0.82 | 0.82 | 0.82 | 0.82 | 0.82 | 0.82 | 0.82 | 0.82 | 0.82 | 0.82 | 0.82 | 0.82 | 0.82 | 0.82 | 0.82 | 0.82 | 0.82 | 0.82 | 0.82 | 0.82 | 0.82 | 0.82 | 0.82 | 0.82 | 0 | 0 | 0 | 0 | 0 | 0 | 0 | 0 | 0 | 0 | 0 | 0 | 0 | 0 | 0 | 0 | 0 | 0 | 0 | 0 | 0 | 0 | 0 | 0
[19 empty] | Fixed carbon costs | Input | £000s | 8.9426 | 10.2201 | 12.7751 | 51.1005 | 44.7129 | 0 | 0 | 0 | 0 | 0 | 0 | 0 | 0 | 0 | 0 | 0 | 0 | 0 | 0 | 0 | 0.20042 | 0.22905 | 0.28631 | 1.1452 | 1.0021 | 0 | 0 | 0 | 0 | 0 | 0 | 0 | 0 | 0 | 0 | 0 | 0 | 0 | 0 | 0 | 0.20042 | 0.22905 | 0.28631 | 1.1452 | 1.0021 | 0 | 0 | 0 | 0 | 0 | 0 | 0 | 0 | 0 | 0 | 0 | 0 | 0 | 0 | 0 | 0.52514 | 0.60016 | 0.7502 | 3.0008 | 2.6257 | 0 | 0 | 0 | 0 | 0 | 0 | 0 | 0 | 0 | 0 | 0 | 0 | 0 | 0 | 0 | 0 | 0 | 0 | 0 | 0 | 0 | 0 | 0 | 0 | 0 | 0 | 0 | 0 | 0 | 0 | 0 | 0 | 0 | 0 | 0 | 0 | 0 | 0 | 0
[19 empty] | Variable carbon costs | Input | £000s | 0 | 0 | 0 | 0 | 0 | 11.7522 | 10.8869 | 10.3475 | 10.1637 | 9.4711 | 8.9407 | 8.4102 | 7.8798 | 7.3493 | 6.8189 | 6.2884 | 5.7579 | 5.2275 | 4.697 | 4.1666 | 3.6361 | 3.1057 | 2.5752 | 2.0448 | 1.5143 | 1.5143 | 1.5143 | 1.5143 | 1.5143 | 1.5143 | 1.5143 | 1.5143 | 1.5143 | 1.5143 | 1.5143 | 1.5143 | 1.5143 | 1.5143 | 1.5143 | 1.5143 | 1.5143 | 1.5143 | 1.5143 | 1.5143 | 1.5143 | 1.5143 | 1.5143 | 1.5143 | 1.5143 | 1.5143 | 1.5143 | 1.5143 | 1.5143 | 1.5143 | 1.5143 | 1.5143 | 1.5143 | 1.5143 | 1.5143 | 1.5143 | 1.5143 | 1.5143 | 1.5143 | 1.5143 | 1.5143 | 1.5143 | 1.5143 | 1.5143 | 1.5143 | 1.5143 | 1.5143 | 1.5143 | 1.5143 | 1.5143 | 1.5143 | 1.5143 | 1.5143 | 1.5143 | 1.5143 | 1.5143 | 0 | 0 | 0 | 0 | 0 | 0 | 0 | 0 | 0 | 0 | 0 | 0 | 0 | 0 | 0 | 0 | 0 | 0 | 0 | 0 | 0 | 0 | 0 | 0
[19 empty] | Customer willingness to pay | Input | £000s | 0 | 0 | 0 | 0 | 0 | 0 | 0 | 0 | 0 | 0 | 0 | 0 | 0 | 0 | 0 | 0 | 0 | 0 | 0 | 0 | 0 | 0 | 0 | 0 | 0 | 0 | 0 | 0 | 0 | 0 | 0 | 0 | 0 | 0 | 0 | 0 | 0 | 0 | 0 | 0 | 0 | 0 | 0 | 0 | 0 | 0 | 0 | 0 | 0 | 0 | 0 | 0 | 0 | 0 | 0 | 0 | 0 | 0 | 0 | 0 | 0 | 0 | 0 | 0 | 0 | 0 | 0 | 0 | 0 | 0 | 0 | 0 | 0 | 0 | 0 | 0 | 0 | 0 | 0 | 0 | 0 | 0 | 0 | 0 | 0 | 0 | 0 | 0 | 0 | 0 | 0 | 0 | 0 | 0 | 0 | 0 | 0 | 0 | 0 | 0 | 0 | 0 | 0 | 0
[19 empty] | Total | Sum of above (excl WAFU) | £000s | 2476.8801 | 2830.7201 | 3538.4001 | 14153.6005 | 12384.4004 | 102.5722 | 101.7069 | 101.1675 | 100.9837 | 100.2911 | 99.7607 | 99.2302 | 98.6998 | 98.1693 | 97.6389 | 97.1084 | 96.5779 | 96.0475 | 95.517 | 94.9866 | 149.9664 | 157.3659 | 172.6956 | 410.0661 | 369.8854 | 92.3343 | 92.3343 | 92.3343 | 92.3343 | 92.3343 | 92.3343 | 92.3343 | 92.3343 | 92.3343 | 92.3343 | 92.3343 | 92.3343 | 92.3343 | 92.3343 | 92.3343 | 147.8446 | 155.7746 | 171.6347 | 409.5356 | 369.8854 | 92.3343 | 92.3343 | 92.3343 | 92.3343 | 92.3343 | 92.3343 | 92.3343 | 92.3343 | 92.3343 | 92.3343 | 92.3343 | 92.3343 | 92.3343 | 92.3343 | 92.3343 | 237.7852 | 258.5639 | 300.1212 | 923.4819 | 819.5885 | 92.3343 | 92.3343 | 92.3343 | 92.3343 | 92.3343 | 92.3343 | 92.3343 | 92.3343 | 92.3343 | 92.3343 | 92.3343 | 92.3343 | 92.3343 | 92.3343 | 92.3343 | 0 | 0 | 0 | 0 | 0 | 0 | 0 | 0 | 0 | 0 | 0 | 0 | 0 | 0 | 0 | 0 | 0 | 0 | 0 | 0 | 0 | 0 | 0 | 0
58.1x | Site Q to North Staffs WRZ transfer solution | GRD12 | Bulk supply | N | 2025-26 | Capacity | 7 | 60954.4775 | 135215.9077 | 26528.9155 | 0 | 1786.5031 | 215.7045 | 163747.0307 | 265.3535 | 268.6382 | 1 | 3 | Gains in WAFU / Savings in demand | Input | Ml/d | 0 | 0 | 0 | 0 | 0 | 7 | 7 | 7 | 7 | 7 | 7 | 7 | 7 | 7 | 7 | 7 | 7 | 7 | 7 | 7 | 7 | 7 | 7 | 7 | 7 | 7 | 7 | 7 | 7 | 7 | 7 | 7 | 7 | 7 | 7 | 7 | 7 | 7 | 7 | 7 | 7 | 7 | 7 | 7 | 7 | 7 | 7 | 7 | 7 | 7 | 7 | 7 | 7 | 7 | 7 | 7 | 7 | 7 | 7 | 7 | 7 | 7 | 7 | 7 | 7 | 7 | 7 | 7 | 7 | 7 | 7 | 7 | 7 | 7 | 7 | 7 | 7 | 7 | 7 | 7 | 0 | 0 | 0 | 0 | 0 | 0 | 0 | 0 | 0 | 0 | 0 | 0 | 0 | 0 | 0 | 0 | 0 | 0 | 0 | 0 | 0 | 0 | 0 | 0
[19 empty] | Fixed capex | Input | £000s | 9992.5 | 11420 | 14275 | 57100 | 49962.5 | 0 | 0 | 0 | 0 | 0 | 0 | 0 | 0 | 0 | 0 | 0 | 0 | 0 | 0 | 0 | 445.9 | 509.6 | 637 | 2548 | 2229.5 | 0 | 0 | 0 | 0 | 0 | 0 | 0 | 0 | 0 | 0 | 0 | 0 | 0 | 0 | 0 | 445.9 | 509.6 | 637 | 2548 | 2229.5 | 0 | 0 | 0 | 0 | 0 | 0 | 0 | 0 | 0 | 0 | 0 | 0 | 0 | 0 | 0 | 703.5 | 804 | 1005 | 4020 | 3517.5 | 0 | 0 | 0 | 0 | 0 | 0 | 0 | 0 | 0 | 0 | 0 | 0 | 0 | 0 | 0 | 0 | 0 | 0 | 0 | 0 | 0 | 0 | 0 | 0 | 0 | 0 | 0 | 0 | 0 | 0 | 0 | 0 | 0 | 0 | 0 | 0 | 0 | 0 | 0
[19 empty] | Variable capex | Input | £000s | 0 | 0 | 0 | 0 | 0 | 0 | 0 | 0 | 0 | 0 | 0 | 0 | 0 | 0 | 0 | 0 | 0 | 0 | 0 | 0 | 0 | 0 | 0 | 0 | 0 | 0 | 0 | 0 | 0 | 0 | 0 | 0 | 0 | 0 | 0 | 0 | 0 | 0 | 0 | 0 | 0 | 0 | 0 | 0 | 0 | 0 | 0 | 0 | 0 | 0 | 0 | 0 | 0 | 0 | 0 | 0 | 0 | 0 | 0 | 0 | 0 | 0 | 0 | 0 | 0 | 0 | 0 | 0 | 0 | 0 | 0 | 0 | 0 | 0 | 0 | 0 | 0 | 0 | 0 | 0 | 0 | 0 | 0 | 0 | 0 | 0 | 0 | 0 | 0 | 0 | 0 | 0 | 0 | 0 | 0 | 0 | 0 | 0 | 0 | 0 | 0 | 0 | 0 | 0
[19 empty] | Financing costs | Input | £000s | 0 | 0 | 0 | 0 | 0 | 0 | 0 | 0 | 0 | 0 | 0 | 0 | 0 | 0 | 0 | 0 | 0 | 0 | 0 | 0 | 0 | 0 | 0 | 0 | 0 | 0 | 0 | 0 | 0 | 0 | 0 | 0 | 0 | 0 | 0 | 0 | 0 | 0 | 0 | 0 | 0 | 0 | 0 | 0 | 0 | 0 | 0 | 0 | 0 | 0 | 0 | 0 | 0 | 0 | 0 | 0 | 0 | 0 | 0 | 0 | 0 | 0 | 0 | 0 | 0 | 0 | 0 | 0 | 0 | 0 | 0 | 0 | 0 | 0 | 0 | 0 | 0 | 0 | 0 | 0 | 0 | 0 | 0 | 0 | 0 | 0 | 0 | 0 | 0 | 0 | 0 | 0 | 0 | 0 | 0 | 0 | 0 | 0 | 0 | 0 | 0 | 0 | 0 | 0
[19 empty] | Fixed opex | Input | £000s | 0 | 0 | 0 | 0 | 0 | 42 | 42 | 42 | 42 | 42 | 42 | 42 | 42 | 42 | 42 | 42 | 42 | 42 | 42 | 42 | 42 | 42 | 42 | 42 | 42 | 42 | 42 | 42 | 42 | 42 | 42 | 42 | 42 | 42 | 42 | 42 | 42 | 42 | 42 | 42 | 42 | 42 | 42 | 42 | 42 | 42 | 42 | 42 | 42 | 42 | 42 | 42 | 42 | 42 | 42 | 42 | 42 | 42 | 42 | 42 | 42 | 42 | 42 | 42 | 42 | 42 | 42 | 42 | 42 | 42 | 42 | 42 | 42 | 42 | 42 | 42 | 42 | 42 | 42 | 42 | 0 | 0 | 0 | 0 | 0 | 0 | 0 | 0 | 0 | 0 | 0 | 0 | 0 | 0 | 0 | 0 | 0 | 0 | 0 | 0 | 0 | 0 | 0 | 0
[19 empty] | Variable opex | Input | £000s | 0 | 0 | 0 | 0 | 0 | 1070 | 1070 | 1070 | 1070 | 1070 | 1070 | 1070 | 1070 | 1070 | 1070 | 1070 | 1070 | 1070 | 1070 | 1070 | 1070 | 1070 | 1070 | 1070 | 1070 | 1070 | 1070 | 1070 | 1070 | 1070 | 1070 | 1070 | 1070 | 1070 | 1070 | 1070 | 1070 | 1070 | 1070 | 1070 | 1070 | 1070 | 1070 | 1070 | 1070 | 1070 | 1070 | 1070 | 1070 | 1070 | 1070 | 1070 | 1070 | 1070 | 1070 | 1070 | 1070 | 1070 | 1070 | 1070 | 1070 | 1070 | 1070 | 1070 | 1070 | 1070 | 1070 | 1070 | 1070 | 1070 | 1070 | 1070 | 1070 | 1070 | 1070 | 1070 | 1070 | 1070 | 1070 | 1070 | 0 | 0 | 0 | 0 | 0 | 0 | 0 | 0 | 0 | 0 | 0 | 0 | 0 | 0 | 0 | 0 | 0 | 0 | 0 | 0 | 0 | 0 | 0 | 0
[19 empty] | Opex savings | Input | £000s | 0 | 0 | 0 | 0 | 0 | 0 | 0 | 0 | 0 | 0 | 0 | 0 | 0 | 0 | 0 | 0 | 0 | 0 | 0 | 0 | 0 | 0 | 0 | 0 | 0 | 0 | 0 | 0 | 0 | 0 | 0 | 0 | 0 | 0 | 0 | 0 | 0 | 0 | 0 | 0 | 0 | 0 | 0 | 0 | 0 | 0 | 0 | 0 | 0 | 0 | 0 | 0 | 0 | 0 | 0 | 0 | 0 | 0 | 0 | 0 | 0 | 0 | 0 | 0 | 0 | 0 | 0 | 0 | 0 | 0 | 0 | 0 | 0 | 0 | 0 | 0 | 0 | 0 | 0 | 0 | 0 | 0 | 0 | 0 | 0 | 0 | 0 | 0 | 0 | 0 | 0 | 0 | 0 | 0 | 0 | 0 | 0 | 0 | 0 | 0 | 0 | 0 | 0 | 0
[19 empty] | Fixed env & social | Input | £000s | 1.519 | 1.736 | 2.17 | 8.68 | 7.595 | 0 | 0 | 0 | 0 | 0 | 0 | 0 | 0 | 0 | 0 | 0 | 0 | 0 | 0 | 0 | 0.067783 | 0.077466 | 0.096833 | 0.38733 | 0.33892 | 0 | 0 | 0 | 0 | 0 | 0 | 0 | 0 | 0 | 0 | 0 | 0 | 0 | 0 | 0 | 0.067783 | 0.077466 | 0.096833 | 0.38733 | 0.33892 | 0 | 0 | 0 | 0 | 0 | 0 | 0 | 0 | 0 | 0 | 0 | 0 | 0 | 0 | 0 | 0.10694 | 0.12222 | 0.15277 | 0.6111 | 0.53471 | 0 | 0 | 0 | 0 | 0 | 0 | 0 | 0 | 0 | 0 | 0 | 0 | 0 | 0 | 0 | 0 | 0 | 0 | 0 | 0 | 0 | 0 | 0 | 0 | 0 | 0 | 0 | 0 | 0 | 0 | 0 | 0 | 0 | 0 | 0 | 0 | 0 | 0 | 0
[19 empty] | Variable env & social | Input | £000s | 0 | 0 | 0 | 0 | 0 | 8.18 | 8.18 | 8.18 | 8.18 | 8.18 | 8.18 | 8.18 | 8.18 | 8.18 | 8.18 | 8.18 | 8.18 | 8.18 | 8.18 | 8.18 | 8.18 | 8.18 | 8.18 | 8.18 | 8.18 | 8.18 | 8.18 | 8.18 | 8.18 | 8.18 | 8.18 | 8.18 | 8.18 | 8.18 | 8.18 | 8.18 | 8.18 | 8.18 | 8.18 | 8.18 | 8.18 | 8.18 | 8.18 | 8.18 | 8.18 | 8.18 | 8.18 | 8.18 | 8.18 | 8.18 | 8.18 | 8.18 | 8.18 | 8.18 | 8.18 | 8.18 | 8.18 | 8.18 | 8.18 | 8.18 | 8.18 | 8.18 | 8.18 | 8.18 | 8.18 | 8.18 | 8.18 | 8.18 | 8.18 | 8.18 | 8.18 | 8.18 | 8.18 | 8.18 | 8.18 | 8.18 | 8.18 | 8.18 | 8.18 | 8.18 | 0 | 0 | 0 | 0 | 0 | 0 | 0 | 0 | 0 | 0 | 0 | 0 | 0 | 0 | 0 | 0 | 0 | 0 | 0 | 0 | 0 | 0 | 0 | 0
[19 empty] | Fixed carbon costs | Input | £000s | 26.8278 | 30.6603 | 38.3254 | 153.3014 | 134.1388 | 0 | 0 | 0 | 0 | 0 | 0 | 0 | 0 | 0 | 0 | 0 | 0 | 0 | 0 | 0 | 1.1971 | 1.3682 | 1.7102 | 6.8408 | 5.9857 | 0 | 0 | 0 | 0 | 0 | 0 | 0 | 0 | 0 | 0 | 0 | 0 | 0 | 0 | 0 | 1.1971 | 1.3682 | 1.7102 | 6.8408 | 5.9857 | 0 | 0 | 0 | 0 | 0 | 0 | 0 | 0 | 0 | 0 | 0 | 0 | 0 | 0 | 0 | 1.8887 | 2.1586 | 2.6982 | 10.7929 | 9.4437 | 0 | 0 | 0 | 0 | 0 | 0 | 0 | 0 | 0 | 0 | 0 | 0 | 0 | 0 | 0 | 0 | 0 | 0 | 0 | 0 | 0 | 0 | 0 | 0 | 0 | 0 | 0 | 0 | 0 | 0 | 0 | 0 | 0 | 0 | 0 | 0 | 0 | 0 | 0
[19 empty] | Variable carbon costs | Input | £000s | 0 | 0 | 0 | 0 | 0 | 157.8712 | 146.2468 | 139.0017 | 136.533 | 127.2285 | 120.1028 | 112.9771 | 105.8513 | 98.7256 | 91.5999 | 84.4742 | 77.3484 | 70.2227 | 63.097 | 55.9713 | 48.8455 | 41.7198 | 34.5941 | 27.4684 | 20.3427 | 20.3427 | 20.3427 | 20.3427 | 20.3427 | 20.3427 | 20.3427 | 20.3427 | 20.3427 | 20.3427 | 20.3427 | 20.3427 | 20.3427 | 20.3427 | 20.3427 | 20.3427 | 20.3427 | 20.3427 | 20.3427 | 20.3427 | 20.3427 | 20.3427 | 20.3427 | 20.3427 | 20.3427 | 20.3427 | 20.3427 | 20.3427 | 20.3427 | 20.3427 | 20.3427 | 20.3427 | 20.3427 | 20.3427 | 20.3427 | 20.3427 | 20.3427 | 20.3427 | 20.3427 | 20.3427 | 20.3427 | 20.3427 | 20.3427 | 20.3427 | 20.3427 | 20.3427 | 20.3427 | 20.3427 | 20.3427 | 20.3427 | 20.3427 | 20.3427 | 20.3427 | 20.3427 | 20.3427 | 20.3427 | 0 | 0 | 0 | 0 | 0 | 0 | 0 | 0 | 0 | 0 | 0 | 0 | 0 | 0 | 0 | 0 | 0 | 0 | 0 | 0 | 0 | 0 | 0 | 0
[19 empty] | Customer willingness to pay | Input | £000s | 0 | 0 | 0 | 0 | 0 | 0 | 0 | 0 | 0 | 0 | 0 | 0 | 0 | 0 | 0 | 0 | 0 | 0 | 0 | 0 | 0 | 0 | 0 | 0 | 0 | 0 | 0 | 0 | 0 | 0 | 0 | 0 | 0 | 0 | 0 | 0 | 0 | 0 | 0 | 0 | 0 | 0 | 0 | 0 | 0 | 0 | 0 | 0 | 0 | 0 | 0 | 0 | 0 | 0 | 0 | 0 | 0 | 0 | 0 | 0 | 0 | 0 | 0 | 0 | 0 | 0 | 0 | 0 | 0 | 0 | 0 | 0 | 0 | 0 | 0 | 0 | 0 | 0 | 0 | 0 | 0 | 0 | 0 | 0 | 0 | 0 | 0 | 0 | 0 | 0 | 0 | 0 | 0 | 0 | 0 | 0 | 0 | 0 | 0 | 0 | 0 | 0 | 0 | 0
[19 empty] | Total | Sum of above (excl WAFU) | £000s | 10020.8468 | 11452.3963 | 14315.4954 | 57261.9814 | 50104.2338 | 1278.0512 | 1266.4268 | 1259.1817 | 1256.713 | 1247.4085 | 1240.2828 | 1233.1571 | 1226.0313 | 1218.9056 | 1211.7799 | 1204.6542 | 1197.5284 | 1190.4027 | 1183.277 | 1176.1513 | 1616.1905 | 1672.9455 | 1793.5811 | 3702.8765 | 3376.3473 | 1140.5227 | 1140.5227 | 1140.5227 | 1140.5227 | 1140.5227 | 1140.5227 | 1140.5227 | 1140.5227 | 1140.5227 | 1140.5227 | 1140.5227 | 1140.5227 | 1140.5227 | 1140.5227 | 1140.5227 | 1587.6876 | 1651.5683 | 1779.3297 | 3695.7508 | 3376.3473 | 1140.5227 | 1140.5227 | 1140.5227 | 1140.5227 | 1140.5227 | 1140.5227 | 1140.5227 | 1140.5227 | 1140.5227 | 1140.5227 | 1140.5227 | 1140.5227 | 1140.5227 | 1140.5227 | 1140.5227 | 1846.0183 | 1946.8034 | 2148.3736 | 5171.9266 | 4668.0011 | 1140.5227 | 1140.5227 | 1140.5227 | 1140.5227 | 1140.5227 | 1140.5227 | 1140.5227 | 1140.5227 | 1140.5227 | 1140.5227 | 1140.5227 | 1140.5227 | 1140.5227 | 1140.5227 | 1140.5227 | 0 | 0 | 0 | 0 | 0 | 0 | 0 | 0 | 0 | 0 | 0 | 0 | 0 | 0 | 0 | 0 | 0 | 0 | 0 | 0 | 0 | 0 | 0 | 0
58.4a | Options to reduce raw water losses and operational use | [20 empty] | 0 | 0 | 0 | 0 | 0 | 0 | 0 | 0 | 0 | 0 | 0 | 0 | 0 | 0 | 0 | 0 | 0 | 0 | 0 | 0 | 0 | 0 | 0 | 0 | 0 | 0 | 0 | 0 | 0 | 0 | 0 | 0 | 0 | 0 | 0 | 0 | 0 | 0 | 0 | 0 | 0 | 0 | 0 | 0 | 0 | 0 | 0 | 0 | 0 | 0 | 0 | 0 | 0 | 0 | 0 | 0 | 0 | 0 | 0 | 0 | 0 | 0 | 0 | 0 | 0 | 0 | 0 | 0 | 0 | 0 | 0 | 0 | 0 | 0 | 0 | 0 | 0 | 0 | 0 | 0 | 0 | 0 | 0 | 0 | 0 | 0 | 0 | 0 | 0 | 0 | 0 | 0 | 0 | 0 | 0 | 0 | 0 | 0 | 0 | 0 | 0 | 0 | 0 | 0
58.5a | Options to reduce raw water exports | [20 empty] | 0 | 0 | 0 | 0 | 0 | 0 | 0 | 0 | 0 | 0 | 0 | 0 | 0 | 0 | 0 | 0 | 0 | 0 | 0 | 0 | 0 | 0 | 0 | 0 | 0 | 0 | 0 | 0 | 0 | 0 | 0 | 0 | 0 | 0 | 0 | 0 | 0 | 0 | 0 | 0 | 0 | 0 | 0 | 0 | 0 | 0 | 0 | 0 | 0 | 0 | 0 | 0 | 0 | 0 | 0 | 0 | 0 | 0 | 0 | 0 | 0 | 0 | 0 | 0 | 0 | 0 | 0 | 0 | 0 | 0 | 0 | 0 | 0 | 0 | 0 | 0 | 0 | 0 | 0 | 0 | 0 | 0 | 0 | 0 | 0 | 0 | 0 | 0 | 0 | 0 | 0 | 0 | 0 | 0 | 0 | 0 | 0 | 0 | 0 | 0 | 0 | 0 | 0 | 0
58.6a | Options to reduce potable water exports | [20 empty] | 0 | 0 | 0 | 0 | 0 | 0 | 0 | 0 | 0 | 0 | 0 | 0 | 0 | 0 | 0 | 0 | 0 | 0 | 0 | 0 | 0 | 0 | 0 | 0 | 0 | 0 | 0 | 0 | 0 | 0 | 0 | 0 | 0 | 0 | 0 | 0 | 0 | 0 | 0 | 0 | 0 | 0 | 0 | 0 | 0 | 0 | 0 | 0 | 0 | 0 | 0 | 0 | 0 | 0 | 0 | 0 | 0 | 0 | 0 | 0 | 0 | 0 | 0 | 0 | 0 | 0 | 0 | 0 | 0 | 0 | 0 | 0 | 0 | 0 | 0 | 0 | 0 | 0 | 0 | 0 | 0 | 0 | 0 | 0 | 0 | 0 | 0 | 0 | 0 | 0 | 0 | 0 | 0 | 0 | 0 | 0 | 0 | 0 | 0 | 0 | 0 | 0 | 0 | 0
58.7a | Other options to increase Deployable Output | [20 empty] | 0 | 0 | 0 | 0 | 0 | 0 | 0 | 0 | 0 | 0 | 0 | 0 | 0 | 0 | 0 | 0 | 0 | 0 | 0 | 0 | 0 | 0 | 0 | 0 | 0 | 0 | 0 | 0 | 0 | 0 | 0 | 0 | 0 | 0 | 0 | 0 | 0 | 0 | 0 | 0 | 0 | 0 | 0 | 0 | 0 | 0 | 0 | 0 | 0 | 0 | 0 | 0 | 0 | 0 | 0 | 0 | 0 | 0 | 0 | 0 | 0 | 0 | 0 | 0 | 0 | 0 | 0 | 0 | 0 | 0 | 0 | 0 | 0 | 0 | 0 | 0 | 0 | 0 | 0 | 0 | 0 | 0 | 0 | 0 | 0 | 0 | 0 | 0 | 0 | 0 | 0 | 0 | 0 | 0 | 0 | 0 | 0 | 0 | 0 | 0 | 0 | 0 | 0 | 0
58.1x | Leek to Stoke trunk main enhancements | GRD05 | Bulk supply | N | 2025-26 | Capacity | 5 | 43538.9125 | 1223.0336 | 0 | 0 | 0 | 24.0716 | 1247.1052 | 2.8091 | 2.8643 | 3 | 3 | Gains in WAFU / Savings in demand | Input | Ml/d | 0 | 0 | 0 | 0 | 0 | 5 | 5 | 5 | 5 | 5 | 5 | 5 | 5 | 5 | 5 | 5 | 5 | 5 | 5 | 5 | 5 | 5 | 5 | 5 | 5 | 5 | 5 | 5 | 5 | 5 | 5 | 5 | 5 | 5 | 5 | 5 | 5 | 5 | 5 | 5 | 5 | 5 | 5 | 5 | 5 | 5 | 5 | 5 | 5 | 5 | 5 | 5 | 5 | 5 | 5 | 5 | 5 | 5 | 5 | 5 | 5 | 5 | 5 | 5 | 5 | 5 | 5 | 5 | 5 | 5 | 5 | 5 | 5 | 5 | 5 | 5 | 5 | 5 | 5 | 5 | 0 | 0 | 0 | 0 | 0 | 0 | 0 | 0 | 0 | 0 | 0 | 0 | 0 | 0 | 0 | 0 | 0 | 0 | 0 | 0 | 0 | 0 | 0 | 0
[19 empty] | Fixed capex | Input | £000s | 49.7 | 56.8 | 71 | 284 | 248.5 | 0 | 0 | 0 | 0 | 0 | 0 | 0 | 0 | 0 | 0 | 0 | 0 | 0 | 0 | 0 | 48.3 | 55.2 | 69 | 276 | 241.5 | 0 | 0 | 0 | 0 | 0 | 0 | 0 | 0 | 0 | 0 | 0 | 0 | 0 | 0 | 0 | 48.3 | 55.2 | 69 | 276 | 241.5 | 0 | 0 | 0 | 0 | 0 | 0 | 0 | 0 | 0 | 0 | 0 | 0 | 0 | 0 | 0 | 49.7 | 56.8 | 71 | 284 | 248.5 | 0 | 0 | 0 | 0 | 0 | 0 | 0 | 0 | 0 | 0 | 0 | 0 | 0 | 0 | 0 | 0 | 0 | 0 | 0 | 0 | 0 | 0 | 0 | 0 | 0 | 0 | 0 | 0 | 0 | 0 | 0 | 0 | 0 | 0 | 0 | 0 | 0 | 0 | 0
[19 empty] | Variable capex | Input | £000s | 0 | 0 | 0 | 0 | 0 | 0 | 0 | 0 | 0 | 0 | 0 | 0 | 0 | 0 | 0 | 0 | 0 | 0 | 0 | 0 | 0 | 0 | 0 | 0 | 0 | 0 | 0 | 0 | 0 | 0 | 0 | 0 | 0 | 0 | 0 | 0 | 0 | 0 | 0 | 0 | 0 | 0 | 0 | 0 | 0 | 0 | 0 | 0 | 0 | 0 | 0 | 0 | 0 | 0 | 0 | 0 | 0 | 0 | 0 | 0 | 0 | 0 | 0 | 0 | 0 | 0 | 0 | 0 | 0 | 0 | 0 | 0 | 0 | 0 | 0 | 0 | 0 | 0 | 0 | 0 | 0 | 0 | 0 | 0 | 0 | 0 | 0 | 0 | 0 | 0 | 0 | 0 | 0 | 0 | 0 | 0 | 0 | 0 | 0 | 0 | 0 | 0 | 0 | 0
[19 empty] | Financing costs | Input | £000s | 0 | 0 | 0 | 0 | 0 | 0 | 0 | 0 | 0 | 0 | 0 | 0 | 0 | 0 | 0 | 0 | 0 | 0 | 0 | 0 | 0 | 0 | 0 | 0 | 0 | 0 | 0 | 0 | 0 | 0 | 0 | 0 | 0 | 0 | 0 | 0 | 0 | 0 | 0 | 0 | 0 | 0 | 0 | 0 | 0 | 0 | 0 | 0 | 0 | 0 | 0 | 0 | 0 | 0 | 0 | 0 | 0 | 0 | 0 | 0 | 0 | 0 | 0 | 0 | 0 | 0 | 0 | 0 | 0 | 0 | 0 | 0 | 0 | 0 | 0 | 0 | 0 | 0 | 0 | 0 | 0 | 0 | 0 | 0 | 0 | 0 | 0 | 0 | 0 | 0 | 0 | 0 | 0 | 0 | 0 | 0 | 0 | 0 | 0 | 0 | 0 | 0 | 0 | 0
[19 empty] | Fixed opex | Input | £000s | 0 | 0 | 0 | 0 | 0 | 0 | 0 | 0 | 0 | 0 | 0 | 0 | 0 | 0 | 0 | 0 | 0 | 0 | 0 | 0 | 0 | 0 | 0 | 0 | 0 | 0 | 0 | 0 | 0 | 0 | 0 | 0 | 0 | 0 | 0 | 0 | 0 | 0 | 0 | 0 | 0 | 0 | 0 | 0 | 0 | 0 | 0 | 0 | 0 | 0 | 0 | 0 | 0 | 0 | 0 | 0 | 0 | 0 | 0 | 0 | 0 | 0 | 0 | 0 | 0 | 0 | 0 | 0 | 0 | 0 | 0 | 0 | 0 | 0 | 0 | 0 | 0 | 0 | 0 | 0 | 0 | 0 | 0 | 0 | 0 | 0 | 0 | 0 | 0 | 0 | 0 | 0 | 0 | 0 | 0 | 0 | 0 | 0 | 0 | 0 | 0 | 0 | 0 | 0
[19 empty] | Variable opex | Input | £000s | 0 | 0 | 0 | 0 | 0 | 0 | 0 | 0 | 0 | 0 | 0 | 0 | 0 | 0 | 0 | 0 | 0 | 0 | 0 | 0 | 0 | 0 | 0 | 0 | 0 | 0 | 0 | 0 | 0 | 0 | 0 | 0 | 0 | 0 | 0 | 0 | 0 | 0 | 0 | 0 | 0 | 0 | 0 | 0 | 0 | 0 | 0 | 0 | 0 | 0 | 0 | 0 | 0 | 0 | 0 | 0 | 0 | 0 | 0 | 0 | 0 | 0 | 0 | 0 | 0 | 0 | 0 | 0 | 0 | 0 | 0 | 0 | 0 | 0 | 0 | 0 | 0 | 0 | 0 | 0 | 0 | 0 | 0 | 0 | 0 | 0 | 0 | 0 | 0 | 0 | 0 | 0 | 0 | 0 | 0 | 0 | 0 | 0 | 0 | 0 | 0 | 0 | 0 | 0
[19 empty] | Opex savings | Input | £000s | 0 | 0 | 0 | 0 | 0 | 0 | 0 | 0 | 0 | 0 | 0 | 0 | 0 | 0 | 0 | 0 | 0 | 0 | 0 | 0 | 0 | 0 | 0 | 0 | 0 | 0 | 0 | 0 | 0 | 0 | 0 | 0 | 0 | 0 | 0 | 0 | 0 | 0 | 0 | 0 | 0 | 0 | 0 | 0 | 0 | 0 | 0 | 0 | 0 | 0 | 0 | 0 | 0 | 0 | 0 | 0 | 0 | 0 | 0 | 0 | 0 | 0 | 0 | 0 | 0 | 0 | 0 | 0 | 0 | 0 | 0 | 0 | 0 | 0 | 0 | 0 | 0 | 0 | 0 | 0 | 0 | 0 | 0 | 0 | 0 | 0 | 0 | 0 | 0 | 0 | 0 | 0 | 0 | 0 | 0 | 0 | 0 | 0 | 0 | 0 | 0 | 0 | 0 | 0
[19 empty] | Fixed env & social | Input | £000s | 0.2317 | 0.2648 | 0.331 | 1.324 | 1.1585 | 0 | 0 | 0 | 0 | 0 | 0 | 0 | 0 | 0 | 0 | 0 | 0 | 0 | 0 | 0 | 0.22517 | 0.25734 | 0.32168 | 1.2867 | 1.1259 | 0 | 0 | 0 | 0 | 0 | 0 | 0 | 0 | 0 | 0 | 0 | 0 | 0 | 0 | 0 | 0.22517 | 0.25734 | 0.32168 | 1.2867 | 1.1259 | 0 | 0 | 0 | 0 | 0 | 0 | 0 | 0 | 0 | 0 | 0 | 0 | 0 | 0 | 0 | 0.2317 | 0.2648 | 0.331 | 1.324 | 1.1585 | 0 | 0 | 0 | 0 | 0 | 0 | 0 | 0 | 0 | 0 | 0 | 0 | 0 | 0 | 0 | 0 | 0 | 0 | 0 | 0 | 0 | 0 | 0 | 0 | 0 | 0 | 0 | 0 | 0 | 0 | 0 | 0 | 0 | 0 | 0 | 0 | 0 | 0 | 0
[19 empty] | Variable env & social | Input | £000s | 0 | 0 | 0 | 0 | 0 | 0.77 | 0.77 | 0.77 | 0.77 | 0.77 | 0.77 | 0.77 | 0.77 | 0.77 | 0.77 | 0.77 | 0.77 | 0.77 | 0.77 | 0.77 | 0.77 | 0.77 | 0.77 | 0.77 | 0.77 | 0.77 | 0.77 | 0.77 | 0.77 | 0.77 | 0.77 | 0.77 | 0.77 | 0.77 | 0.77 | 0.77 | 0.77 | 0.77 | 0.77 | 0.77 | 0.77 | 0.77 | 0.77 | 0.77 | 0.77 | 0.77 | 0.77 | 0.77 | 0.77 | 0.77 | 0.77 | 0.77 | 0.77 | 0.77 | 0.77 | 0.77 | 0.77 | 0.77 | 0.77 | 0.77 | 0.77 | 0.77 | 0.77 | 0.77 | 0.77 | 0.77 | 0.77 | 0.77 | 0.77 | 0.77 | 0.77 | 0.77 | 0.77 | 0.77 | 0.77 | 0.77 | 0.77 | 0.77 | 0.77 | 0.77 | 0 | 0 | 0 | 0 | 0 | 0 | 0 | 0 | 0 | 0 | 0 | 0 | 0 | 0 | 0 | 0 | 0 | 0 | 0 | 0 | 0 | 0 | 0 | 0
[19 empty] | Fixed carbon costs | Input | £000s | 0 | 0 | 0 | 0 | 0 | 0 | 0 | 0 | 0 | 0 | 0 | 0 | 0 | 0 | 0 | 0 | 0 | 0 | 0 | 0 | 0 | 0 | 0 | 0 | 0 | 0 | 0 | 0 | 0 | 0 | 0 | 0 | 0 | 0 | 0 | 0 | 0 | 0 | 0 | 0 | 0 | 0 | 0 | 0 | 0 | 0 | 0 | 0 | 0 | 0 | 0 | 0 | 0 | 0 | 0 | 0 | 0 | 0 | 0 | 0 | 0 | 0 | 0 | 0 | 0 | 0 | 0 | 0 | 0 | 0 | 0 | 0 | 0 | 0 | 0 | 0 | 0 | 0 | 0 | 0 | 0 | 0 | 0 | 0 | 0 | 0 | 0 | 0 | 0 | 0 | 0 | 0 | 0 | 0 | 0 | 0 | 0 | 0 | 0 | 0 | 0 | 0 | 0 | 0
[19 empty] | Variable carbon costs | Input | £000s | 0 | 0 | 0 | 0 | 0 | 0 | 0 | 0 | 0 | 0 | 0 | 0 | 0 | 0 | 0 | 0 | 0 | 0 | 0 | 0 | 0 | 0 | 0 | 0 | 0 | 0 | 0 | 0 | 0 | 0 | 0 | 0 | 0 | 0 | 0 | 0 | 0 | 0 | 0 | 0 | 0 | 0 | 0 | 0 | 0 | 0 | 0 | 0 | 0 | 0 | 0 | 0 | 0 | 0 | 0 | 0 | 0 | 0 | 0 | 0 | 0 | 0 | 0 | 0 | 0 | 0 | 0 | 0 | 0 | 0 | 0 | 0 | 0 | 0 | 0 | 0 | 0 | 0 | 0 | 0 | 0 | 0 | 0 | 0 | 0 | 0 | 0 | 0 | 0 | 0 | 0 | 0 | 0 | 0 | 0 | 0 | 0 | 0 | 0 | 0 | 0 | 0 | 0 | 0
[19 empty] | Customer willingness to pay | Input | £000s | 0 | 0 | 0 | 0 | 0 | 0 | 0 | 0 | 0 | 0 | 0 | 0 | 0 | 0 | 0 | 0 | 0 | 0 | 0 | 0 | 0 | 0 | 0 | 0 | 0 | 0 | 0 | 0 | 0 | 0 | 0 | 0 | 0 | 0 | 0 | 0 | 0 | 0 | 0 | 0 | 0 | 0 | 0 | 0 | 0 | 0 | 0 | 0 | 0 | 0 | 0 | 0 | 0 | 0 | 0 | 0 | 0 | 0 | 0 | 0 | 0 | 0 | 0 | 0 | 0 | 0 | 0 | 0 | 0 | 0 | 0 | 0 | 0 | 0 | 0 | 0 | 0 | 0 | 0 | 0 | 0 | 0 | 0 | 0 | 0 | 0 | 0 | 0 | 0 | 0 | 0 | 0 | 0 | 0 | 0 | 0 | 0 | 0 | 0 | 0 | 0 | 0 | 0 | 0
[19 empty] | Total | Sum of above (excl WAFU) | £000s | 49.9317 | 57.0648 | 71.331 | 285.324 | 249.6585 | 0.77 | 0.77 | 0.77 | 0.77 | 0.77 | 0.77 | 0.77 | 0.77 | 0.77 | 0.77 | 0.77 | 0.77 | 0.77 | 0.77 | 0.77 | 49.2952 | 56.2273 | 70.0917 | 278.0567 | 243.3959 | 0.77 | 0.77 | 0.77 | 0.77 | 0.77 | 0.77 | 0.77 | 0.77 | 0.77 | 0.77 | 0.77 | 0.77 | 0.77 | 0.77 | 0.77 | 49.2952 | 56.2273 | 70.0917 | 278.0567 | 243.3959 | 0.77 | 0.77 | 0.77 | 0.77 | 0.77 | 0.77 | 0.77 | 0.77 | 0.77 | 0.77 | 0.77 | 0.77 | 0.77 | 0.77 | 0.77 | 50.7017 | 57.8348 | 72.101 | 286.094 | 250.4285 | 0.77 | 0.77 | 0.77 | 0.77 | 0.77 | 0.77 | 0.77 | 0.77 | 0.77 | 0.77 | 0.77 | 0.77 | 0.77 | 0.77 | 0.77 | 0 | 0 | 0 | 0 | 0 | 0 | 0 | 0 | 0 | 0 | 0 | 0 | 0 | 0 | 0 | 0 | 0 | 0 | 0 | 0 | 0 | 0 | 0 | 0
59a | DISTRIBUTION SIDE | bar: 1 Year 1 to 80 Year 80
59.1a | Options to reduce Distribution Losses | [20 empty] | 0 | 0 | 0 | 0 | 0 | 0 | 0 | 0 | 0 | 0 | 0 | 0 | 0 | 0 | 0 | 0 | 0 | 0 | 0 | 0 | 0 | 0 | 0 | 0 | 0 | 0 | 0 | 0 | 0 | 0 | 0 | 0 | 0 | 0 | 0 | 0 | 0 | 0 | 0 | 0 | 0 | 0 | 0 | 0 | 0 | 0 | 0 | 0 | 0 | 0 | 0 | 0 | 0 | 0 | 0 | 0 | 0 | 0 | 0 | 0 | 0 | 0 | 0 | 0 | 0 | 0 | 0 | 0 | 0 | 0 | 0 | 0 | 0 | 0 | 0 | 0 | 0 | 0 | 0 | 0 | 0 | 0 | 0 | 0 | 0 | 0 | 0 | 0 | 0 | 0 | 0 | 0 | 0 | 0 | 0 | 0 | 0 | 0 | 0 | 0 | 0 | 0 | 0 | 0
58.1x | Active Leakage Control - Supply demand balance scenario | ALC1 | Active leakage management | N | 2020/21 | Capacity | 1.6777 | 10429.6475 | 13353.5632 | 398.2891 | -1354.6212 | 1.7169 | 4840.1553 | 17239.1032 | 118.8653 | 165.2894 | 3 | 3 | Gains in WAFU / Savings in demand | Input | Ml/d | 0.0018889 | 0.0047796 | 0.013447 | 0.027883 | 0.048086 | 0.074056 | 0.10589 | 0.14371 | 0.18751 | 0.23731 | 0.29312 | 0.35489 | 0.42268 | 0.49647 | 0.57627 | 0.66206 | 0.75361 | 0.85071 | 0.95336 | 1.0616 | 1.1753 | 1.2939 | 1.4172 | 1.5452 | 1.6777 | 1.8147 | 1.8147 | 1.8147 | 1.8147 | 1.8147 | 1.8147 | 1.8147 | 1.8147 | 1.8147 | 1.8147 | 1.8147 | 1.8147 | 1.8147 | 1.8147 | 1.8147 | 1.8147 | 1.8147 | 1.8147 | 1.8147 | 1.8147 | 1.8147 | 1.8147 | 1.8147 | 1.8147 | 1.8147 | 1.8147 | 1.8147 | 1.8147 | 1.8147 | 1.8147 | 1.8147 | 1.8147 | 1.8147 | 1.8147 | 1.8147 | 1.8147 | 1.8147 | 1.8147 | 1.8147 | 1.8147 | 1.8147 | 1.8147 | 1.8147 | 1.8147 | 1.8147 | 1.8147 | 1.8147 | 1.8147 | 1.8147 | 1.8147 | 1.8147 | 1.8147 | 1.8147 | 1.8147 | 1.8147 | 0 | 0 | 0 | 0 | 0 | 0 | 0 | 0 | 0 | 0 | 0 | 0 | 0 | 0 | 0 | 0 | 0 | 0 | 0 | 0 | 0 | 0 | 0 | 0
[19 empty] | Fixed capex | Input | £000s | 3.6526 | 3.6872 | 3.7337 | 3.7903 | 3.8587 | 3.942 | 4.0452 | 4.1758 | 4.3512 | 4.6376 | 4.9096 | 4.987 | 5.0708 | 5.1618 | 5.2613 | 5.3692 | 5.4871 | 5.6182 | 5.7657 | 5.9341 | 6.1254 | 6.3501 | 6.6248 | 6.9797 | 7.4924 | 7.4924 | 7.4924 | 7.4924 | 7.4924 | 7.4924 | 7.4924 | 7.4924 | 7.4924 | 7.4924 | 7.4924 | 7.4924 | 7.4924 | 7.4924 | 7.4924 | 7.4924 | 7.4924 | 7.4924 | 7.4924 | 7.4924 | 7.4924 | 7.4924 | 7.4924 | 7.4924 | 7.4924 | 7.4924 | 7.4924 | 7.4924 | 7.4924 | 7.4924 | 7.4924 | 7.4924 | 7.4924 | 7.4924 | 7.4924 | 7.4924 | 7.4924 | 7.4924 | 7.4924 | 7.4924 | 7.4924 | 7.4924 | 7.4924 | 7.4924 | 7.4924 | 7.4924 | 7.4924 | 7.4924 | 7.4924 | 7.4924 | 7.4924 | 7.4924 | 7.4924 | 7.4924 | 7.4924 | 7.4924 | 0 | 0 | 0 | 0 | 0 | 0 | 0 | 0 | 0 | 0 | 0 | 0 | 0 | 0 | 0 | 0 | 0 | 0 | 0 | 0 | 0 | 0 | 0 | 0
[19 empty] | Variable capex | Input | £000s | 78.3233 | 79.9859 | 82.5742 | 86.1463 | 90.8866 | 97.0987 | 105.253 | 116.0934 | 131.0943 | 154.9802 | 179.0771 | 196.1808 | 215.3181 | 236.689 | 260.5446 | 287.1032 | 316.6951 | 349.8337 | 387.183 | 429.6504 | 478.1822 | 534.5999 | 601.9417 | 685.8904 | 800.5003 | 800.5003 | 800.5003 | 800.5003 | 800.5003 | 800.5003 | 800.5003 | 800.5003 | 800.5003 | 800.5003 | 800.5003 | 800.5003 | 800.5003 | 800.5003 | 800.5003 | 800.5003 | 800.5003 | 800.5003 | 800.5003 | 800.5003 | 800.5003 | 800.5003 | 800.5003 | 800.5003 | 800.5003 | 800.5003 | 800.5003 | 800.5003 | 800.5003 | 800.5003 | 800.5003 | 800.5003 | 800.5003 | 800.5003 | 800.5003 | 800.5003 | 800.5003 | 800.5003 | 800.5003 | 800.5003 | 800.5003 | 800.5003 | 800.5003 | 800.5003 | 800.5003 | 800.5003 | 800.5003 | 800.5003 | 800.5003 | 800.5003 | 800.5003 | 800.5003 | 800.5003 | 800.5003 | 800.5003 | 800.5003 | 0 | 0 | 0 | 0 | 0 | 0 | 0 | 0 | 0 | 0 | 0 | 0 | 0 | 0 | 0 | 0 | 0 | 0 | 0 | 0 | 0 | 0 | 0 | 0
[19 empty] | Financing costs | Input | £000s | 81 Year 81: 0; 82 Year 82: 0; 83 Year 83: 0; 84 Year 84: 0; 85 Year 85: 0; 86 Year 86: 0; 87 Year 87: 0; 88 Year 88: 0; 89 Year 89: 0; 90 Year 90: 0; 91 Year 91: 0; 92 Year 92: 0; 93 Year 93: 0; 94 Year 94: 0; 95 Year 95: 0; 96 Year 96: 0; 97 Year 97: 0; 98 Year 98: 0; 99 Year 99: 0; 100 Year 100: 0; 101 Year 101: 0; 102 Year 102: 0; 103 Year 103: 0; 104 Year 104: 0
[19 empty] | Fixed opex | Input | £000s | 81 Year 81: 0; 82 Year 82: 0; 83 Year 83: 0; 84 Year 84: 0; 85 Year 85: 0; 86 Year 86: 0; 87 Year 87: 0; 88 Year 88: 0; 89 Year 89: 0; 90 Year 90: 0; 91 Year 91: 0; 92 Year 92: 0; 93 Year 93: 0; 94 Year 94: 0; 95 Year 95: 0; 96 Year 96: 0; 97 Year 97: 0; 98 Year 98: 0; 99 Year 99: 0; 100 Year 100: 0; 101 Year 101: 0; 102 Year 102: 0; 103 Year 103: 0; 104 Year 104: 0
[19 empty] | Variable opex | Input | £000s | 8.6471 | 8.7291 | 8.8391 | 8.973 | 9.135 | 9.3323 | 9.5765 | 9.8857 | 10.301 | 10.979 | 11.623 | 11.8061 | 12.0045 | 12.2201 | 12.4556 | 12.7111 | 12.9901 | 13.3004 | 13.6497 | 14.0484 | 14.5012 | 15.0331 | 15.6834 | 16.5236 | 17.7375 | 17.7375 | 17.7375 | 17.7375 | 17.7375 | 17.7375 | 17.7375 | 17.7375 | 17.7375 | 17.7375 | 17.7375 | 17.7375 | 17.7375 | 17.7375 | 17.7375 | 17.7375 | 17.7375 | 17.7375 | 17.7375 | 17.7375 | 17.7375 | 17.7375 | 17.7375 | 17.7375 | 17.7375 | 17.7375 | 17.7375 | 17.7375 | 17.7375 | 17.7375 | 17.7375 | 17.7375 | 17.7375 | 17.7375 | 17.7375 | 17.7375 | 17.7375 | 17.7375 | 17.7375 | 17.7375 | 17.7375 | 17.7375 | 17.7375 | 17.7375 | 17.7375 | 17.7375 | 17.7375 | 17.7375 | 17.7375 | 17.7375 | 17.7375 | 17.7375 | 17.7375 | 17.7375 | 17.7375 | 17.7375 | 0 | 0 | 0 | 0 | 0 | 0 | 0 | 0 | 0 | 0 | 0 | 0 | 0 | 0 | 0 | 0 | 0 | 0 | 0 | 0 | 0 | 0 | 0 | 0
[19 empty] | Opex savings | Input | £000s | 0.089546 | 0.22659 | 0.63748 | 1.3219 | 2.2796 | 3.5108 | 5.0199 | 6.8126 | 8.8892 | 11.2501 | 13.8959 | 16.8243 | 20.0378 | 23.5361 | 27.319 | 31.3863 | 35.7261 | 40.3293 | 45.1957 | 50.3251 | 55.7172 | 61.3402 | 67.1862 | 73.2521 | 79.5347 | 86.0309 | 86.0309 | 86.0309 | 86.0309 | 86.0309 | 86.0309 | 86.0309 | 86.0309 | 86.0309 | 86.0309 | 86.0309 | 86.0309 | 86.0309 | 86.0309 | 86.0309 | 86.0309 | 86.0309 | 86.0309 | 86.0309 | 86.0309 | 86.0309 | 86.0309 | 86.0309 | 86.0309 | 86.0309 | 86.0309 | 86.0309 | 86.0309 | 86.0309 | 86.0309 | 86.0309 | 86.0309 | 86.0309 | 86.0309 | 86.0309 | 86.0309 | 86.0309 | 86.0309 | 86.0309 | 86.0309 | 86.0309 | 86.0309 | 86.0309 | 86.0309 | 86.0309 | 86.0309 | 86.0309 | 86.0309 | 86.0309 | 86.0309 | 86.0309 | 86.0309 | 86.0309 | 86.0309 | 86.0309 | 0 | 0 | 0 | 0 | 0 | 0 | 0 | 0 | 0 | 0 | 0 | 0 | 0 | 0 | 0 | 0 | 0 | 0 | 0 | 0 | 0 | 0 | 0 | 0
[19 empty] | Fixed env & social | Input | £000s | 81 Year 81: 0; 82 Year 82: 0; 83 Year 83: 0; 84 Year 84: 0; 85 Year 85: 0; 86 Year 86: 0; 87 Year 87: 0; 88 Year 88: 0; 89 Year 89: 0; 90 Year 90: 0; 91 Year 91: 0; 92 Year 92: 0; 93 Year 93: 0; 94 Year 94: 0; 95 Year 95: 0; 96 Year 96: 0; 97 Year 97: 0; 98 Year 98: 0; 99 Year 99: 0; 100 Year 100: 0; 101 Year 101: 0; 102 Year 102: 0; 103 Year 103: 0; 104 Year 104: 0
[19 empty] | Variable env & social | Input | £000s | 0.25157 | 0.71772 | 1.5236 | 2.7168 | 4.3718 | 6.6081 | 9.6112 | 13.6736 | 19.3516 | 28.3173 | 37.5438 | 45.3358 | 54.0836 | 63.8794 | 74.8376 | 87.0677 | 100.7201 | 116.019 | 133.2634 | 152.8642 | 175.2766 | 201.3061 | 232.3055 | 270.8155 | 323.0878 | 323.0878 | 323.0878 | 323.0878 | 323.0878 | 323.0878 | 323.0878 | 323.0878 | 323.0878 | 323.0878 | 323.0878 | 323.0878 | 323.0878 | 323.0878 | 323.0878 | 323.0878 | 323.0878 | 323.0878 | 323.0878 | 323.0878 | 323.0878 | 323.0878 | 323.0878 | 323.0878 | 323.0878 | 323.0878 | 323.0878 | 323.0878 | 323.0878 | 323.0878 | 323.0878 | 323.0878 | 323.0878 | 323.0878 | 323.0878 | 323.0878 | 323.0878 | 323.0878 | 323.0878 | 323.0878 | 323.0878 | 323.0878 | 323.0878 | 323.0878 | 323.0878 | 323.0878 | 323.0878 | 323.0878 | 323.0878 | 323.0878 | 323.0878 | 323.0878 | 323.0878 | 323.0878 | 323.0878 | 323.0878 | 0 | 0 | 0 | 0 | 0 | 0 | 0 | 0 | 0 | 0 | 0 | 0 | 0 | 0 | 0 | 0 | 0 | 0 | 0 | 0 | 0 | 0 | 0 | 0
[19 empty] | Fixed carbon costs | Input | £000s | 81 Year 81: 0; 82 Year 82: 0; 83 Year 83: 0; 84 Year 84: 0; 85 Year 85: 0; 86 Year 86: 0; 87 Year 87: 0; 88 Year 88: 0; 89 Year 89: 0; 90 Year 90: 0; 91 Year 91: 0; 92 Year 92: 0; 93 Year 93: 0; 94 Year 94: 0; 95 Year 95: 0; 96 Year 96: 0; 97 Year 97: 0; 98 Year 98: 0; 99 Year 99: 0; 100 Year 100: 0; 101 Year 101: 0; 102 Year 102: 0; 103 Year 103: 0; 104 Year 104: 0
[19 empty] | Variable carbon costs | Input | £000s | 0.077435 | 0.075526 | 0.073891 | 0.072474 | 0.071287 | 0.070365 | 0.069764 | 0.069581 | 0.070053 | 0.072138 | 0.073787 | 0.072415 | 0.071142 | 0.06997 | 0.068907 | 0.067943 | 0.067086 | 0.066366 | 0.065806 | 0.065437 | 0.065262 | 0.065368 | 0.06589 | 0.067072 | 0.069565 | 0.067212 | 0.064939 | 0.062743 | 0.060622 | 0.058572 | 0.06544 | 0.063534 | 0.061683 | 0.059887 | 0.058142 | 0.056449 | 0.054805 | 0.053208 | 0.051659 | 0.050154 | 0.048693 | 0.047275 | 0.045898 | 0.044561 | 0.043263 | 0.042003 | 0.04078 | 0.039592 | 0.038439 | 0.037319 | 0.036232 | 0.035177 | 0.034152 | 0.033158 | 0.032192 | 0.031254 | 0.030344 | 0.02946 | 0.028602 | 0.027769 | 0.02696 | 0.026175 | 0.025413 | 0.024672 | 0.023954 | 0.023256 | 0.022579 | 0.021921 | 0.021283 | 0.020663 | 0.020061 | 0.019477 | 0.018909 | 0.018359 | 0.017824 | 0.024927 | 0.024319 | 0.023726 | 0.023147 | 0.022583 | 0 | 0 | 0 | 0 | 0 | 0 | 0 | 0 | 0 | 0 | 0 | 0 | 0 | 0 | 0 | 0 | 0 | 0 | 0 | 0 | 0 | 0 | 0 | 0
[19 empty] | Customer willingness to pay | Input | £000s | 81 Year 81: 0; 82 Year 82: 0; 83 Year 83: 0; 84 Year 84: 0; 85 Year 85: 0; 86 Year 86: 0; 87 Year 87: 0; 88 Year 88: 0; 89 Year 89: 0; 90 Year 90: 0; 91 Year 91: 0; 92 Year 92: 0; 93 Year 93: 0; 94 Year 94: 0; 95 Year 95: 0; 96 Year 96: 0; 97 Year 97: 0; 98 Year 98: 0; 99 Year 99: 0; 100 Year 100: 0; 101 Year 101: 0; 102 Year 102: 0; 103 Year 103: 0; 104 Year 104: 0
[19 empty] | Total | Sum of above (excl WAFU) | £000s | 91.0416 | 93.4221 | 97.382 | 103.0208 | 110.603 | 120.5623 | 133.5756 | 150.7106 | 174.0574 | 210.2364 | 247.1231 | 275.2063 | 306.5858 | 341.5564 | 380.487 | 423.7054 | 471.6856 | 525.167 | 585.1234 | 652.8876 | 729.8679 | 818.6947 | 923.8075 | 1053.5284 | 1228.4223 | 1234.9161 | 1234.9138 | 1234.9116 | 1234.9095 | 1234.9075 | 1234.9143 | 1234.9124 | 1234.9106 | 1234.9088 | 1234.907 | 1234.9053 | 1234.9037 | 1234.9021 | 1234.9006 | 1234.899 | 1234.8976 | 1234.8962 | 1234.8948 | 1234.8935 | 1234.8922 | 1234.8909 | 1234.8897 | 1234.8885 | 1234.8873 | 1234.8862 | 1234.8851 | 1234.8841 | 1234.883 | 1234.8821 | 1234.8811 | 1234.8801 | 1234.8792 | 1234.8784 | 1234.8775 | 1234.8767 | 1234.8759 | 1234.8751 | 1234.8743 | 1234.8736 | 1234.8728 | 1234.8722 | 1234.8715 | 1234.8708 | 1234.8702 | 1234.8696 | 1234.869 | 1234.8684 | 1234.8678 | 1234.8673 | 1234.8667 | 1234.8738 | 1234.8732 | 1234.8726 | 1234.872 | 1234.8715 | 0 | 0 | 0 | 0 | 0 | 0 | 0 | 0 | 0 | 0 | 0 | 0 | 0 | 0 | 0 | 0 | 0 | 0 | 0 | 0 | 0 | 0 | 0 | 0
58.1x | Active Leakage Control - National Infrustructure commision scenario | ALC2 | Active leakage management | Y | 2020/21 | Capacity | 1.9299 | 14198.2592 | 20119.6836 | 450.8567 | -1844.0952 | 2.0124 | 8001.5508 | 26730.0083 | 131.8925 | 188.2626 | 3 | 3 | Gains in WAFU / Savings in demand | Input | Ml/d | 0.0018889 | 0.0047796 | 0.013447 | 0.027883 | 0.048086 | 0.074056 | 0.26729 | 0.46651 | 0.67171 | 0.88291 | 1.1001 | 1.2991 | 1.5041 | 1.715 | 1.9299 | 1.9299 | 1.9299 | 1.9299 | 1.9299 | 1.9299 | 1.9299 | 1.9299 | 1.9299 | 1.9299 | 1.9299 | 1.9299 | 1.9299 | 1.9299 | 1.9299 | 1.9299 | 1.9299 | 1.9299 | 1.9299 | 1.9299 | 1.9299 | 1.9299 | 1.9299 | 1.9299 | 1.9299 | 1.9299 | 1.9299 | 1.9299 | 1.9299 | 1.9299 | 1.9299 | 1.9299 | 1.9299 | 1.9299 | 1.9299 | 1.9299 | 1.9299 | 1.9299 | 1.9299 | 1.9299 | 1.9299 | 1.9299 | 1.9299 | 1.9299 | 1.9299 | 1.9299 | 1.9299 | 1.9299 | 1.9299 | 1.9299 | 1.9299 | 1.9299 | 1.9299 | 1.9299 | 1.9299 | 1.9299 | 1.9299 | 1.9299 | 1.9299 | 1.9299 | 1.9299 | 1.9299 | 1.9299 | 1.9299 | 1.9299 | 1.9299
[19 empty] | Fixed capex | Input | £000s | 3.6526 | 3.6872 | 3.7337 | 3.7903 | 3.8587 | 4.9431 | 5.5727 | 5.7655 | 5.9916 | 6.2646 | 6.4508 | 6.8456 | 7.4166 | 8.7263 | 7.5226 | 7.5325 | 7.542 | 7.5512 | 7.5604 | 7.5696 | 7.5788 | 7.5868 | 7.5946 | 7.6022 | 7.6098 | 7.6098 | 7.6098 | 7.6098 | 7.6098 | 7.6098 | 7.6098 | 7.6098 | 7.6098 | 7.6098 | 7.6098 | 7.6098 | 7.6098 | 7.6098 | 7.6098 | 7.6098 | 7.6098 | 7.6098 | 7.6098 | 7.6098 | 7.6098 | 7.6098 | 7.6098 | 7.6098 | 7.6098 | 7.6098 | 7.6098 | 7.6098 | 7.6098 | 7.6098 | 7.6098 | 7.6098 | 7.6098 | 7.6098 | 7.6098 | 7.6098 | 7.6098 | 7.6098 | 7.6098 | 7.6098 | 7.6098 | 7.6098 | 7.6098 | 7.6098 | 7.6098 | 7.6098 | 7.6098 | 7.6098 | 7.6098 | 7.6098 | 7.6098 | 7.6098 | 7.6098 | 7.6098 | 7.6098 | 7.6098
[19 empty] | Variable capex | Input | £000s | 78.3233 | 79.9859 | 82.5742 | 86.1463 | 90.8866 | 152.168 | 218.8885 | 273.7459 | 336.6547 | 410.4226 | 486.8331 | 585.3636 | 719.5996 | 988.1235 | 962.477 | 962.6887 | 962.8916 | 963.0876 | 963.2832 | 963.4787 | 963.674 | 963.8454 | 964.0111 | 964.1743 | 964.335 | 964.335 | 964.335 | 964.335 | 964.335 | 964.335 | 964.335 | 964.335 | 964.335 | 964.335 | 964.335 | 964.335 | 964.335 | 964.335 | 964.335 | 964.335 | 964.335 | 964.335 | 964.335 | 964.335 | 964.335 | 964.335 | 964.335 | 964.335 | 964.335 | 964.335 | 964.335 | 964.335 | 964.335 | 964.335 | 964.335 | 964.335 | 964.335 | 964.335 | 964.335 | 964.335 | 964.335 | 964.335 | 964.335 | 964.335 | 964.335 | 964.335 | 964.335 | 964.335 | 964.335 | 964.335 | 964.335 | 964.335 | 964.335 | 964.335 | 964.335 | 964.335 | 964.335 | 964.335 | 964.335 | 964.335
[19 empty] | Financing costs | Input | £000s
[19 empty] | Fixed opex | Input | £000s
[19 empty] | Variable opex | Input | £000s | 8.6471 | 8.7291 | 8.8391 | 8.973 | 9.135 | 11.7023 | 13.1928 | 13.6491 | 14.1844 | 14.8307 | 15.2716 | 16.2061 | 17.558 | 20.6585 | 17.8089 | 17.8324 | 17.8549 | 17.8767 | 17.8985 | 17.9202 | 17.9419 | 17.9609 | 17.9793 | 17.9975 | 18.0153 | 18.0153 | 18.0153 | 18.0153 | 18.0153 | 18.0153 | 18.0153 | 18.0153 | 18.0153 | 18.0153 | 18.0153 | 18.0153 | 18.0153 | 18.0153 | 18.0153 | 18.0153 | 18.0153 | 18.0153 | 18.0153 | 18.0153 | 18.0153 | 18.0153 | 18.0153 | 18.0153 | 18.0153 | 18.0153 | 18.0153 | 18.0153 | 18.0153 | 18.0153 | 18.0153 | 18.0153 | 18.0153 | 18.0153 | 18.0153 | 18.0153 | 18.0153 | 18.0153 | 18.0153 | 18.0153 | 18.0153 | 18.0153 | 18.0153 | 18.0153 | 18.0153 | 18.0153 | 18.0153 | 18.0153 | 18.0153 | 18.0153 | 18.0153 | 18.0153 | 18.0153 | 18.0153 | 18.0153 | 18.0153
[19 empty] | Opex savings | Input | £000s | 0.089546 | 0.22659 | 0.63748 | 1.3219 | 2.2796 | 3.5108 | 12.6714 | 22.1156 | 31.8436 | 41.856 | 52.1533 | 61.5854 | 71.3026 | 81.3047 | 91.4912 | 91.4912 | 91.4912 | 91.4912 | 91.4912 | 91.4912 | 91.4912 | 91.4912 | 91.4912 | 91.4912 | 91.4912 | 91.4912 | 91.4912 | 91.4912 | 91.4912 | 91.4912 | 91.4912 | 91.4912 | 91.4912 | 91.4912 | 91.4912 | 91.4912 | 91.4912 | 91.4912 | 91.4912 | 91.4912 | 91.4912 | 91.4912 | 91.4912 | 91.4912 | 91.4912 | 91.4912 | 91.4912 | 91.4912 | 91.4912 | 91.4912 | 91.4912 | 91.4912 | 91.4912 | 91.4912 | 91.4912 | 91.4912 | 91.4912 | 91.4912 | 91.4912 | 91.4912 | 91.4912 | 91.4912 | 91.4912 | 91.4912 | 91.4912 | 91.4912 | 91.4912 | 91.4912 | 91.4912 | 91.4912 | 91.4912 | 91.4912 | 91.4912 | 91.4912 | 91.4912 | 91.4912 | 91.4912 | 91.4912 | 91.4912 | 91.4912
[19 empty] | Fixed env & social | Input | £000s
[19 empty] | Variable env & social | Input | £000s | 0.25157 | 0.71772 | 1.5236 | 2.7168 | 4.3718 | 23.6179 | 50.4917 | 76.0774 | 105.3638 | 139.6212 | 176.1427 | 221.5759 | 283.1164 | 404.4236 | 404.4236 | 404.4236 | 404.4236 | 404.4236 | 404.4236 | 404.4236 | 404.4236 | 404.4236 | 404.4236 | 404.4236 | 404.4236 | 404.4236 | 404.4236 | 404.4236 | 404.4236 | 404.4236 | 404.4236 | 404.4236 | 404.4236 | 404.4236 | 404.4236 | 404.4236 | 404.4236 | 404.4236 | 404.4236 | 404.4236 | 404.4236 | 404.4236 | 404.4236 | 404.4236 | 404.4236 | 404.4236 | 404.4236 | 404.4236 | 404.4236 | 404.4236 | 404.4236 | 404.4236 | 404.4236 | 404.4236 | 404.4236 | 404.4236 | 404.4236 | 404.4236 | 404.4236 | 404.4236 | 404.4236 | 404.4236 | 404.4236 | 404.4236 | 404.4236 | 404.4236 | 404.4236 | 404.4236 | 404.4236 | 404.4236 | 404.4236 | 404.4236 | 404.4236 | 404.4236 | 404.4236 | 404.4236 | 404.4236 | 404.4236 | 404.4236 | 404.4236
[19 empty] | Fixed carbon costs | Input | £000s
[19 empty] | Variable carbon costs | Input | £000s | 0.077435 | 0.075526 | 0.073891 | 0.072474 | 0.071287 | 0.088234 | 0.096108 | 0.09607 | 0.096462 | 0.097446 | 0.09695 | 0.099403 | 0.10405 | 0.11829 | 0.098523 | 0.095317 | 0.09221 | 0.089201 | 0.086289 | 0.083472 | 0.080747 | 0.078099 | 0.075536 | 0.073055 | 0.070654 | 0.068265 | 0.065957 | 0.063726 | 0.061571 | 0.059489 | 0.066465 | 0.064529 | 0.062649 | 0.060825 | 0.059053 | 0.057333 | 0.055663 | 0.054042 | 0.052468 | 0.05094 | 0.049456 | 0.048016 | 0.046617 | 0.045259 | 0.043941 | 0.042661 | 0.041419 | 0.040212 | 0.039041 | 0.037904 | 0.0368 | 0.035728 | 0.034687 | 0.033677 | 0.032696 | 0.031744 | 0.030819 | 0.029922 | 0.02905 | 0.028204 | 0.027383 | 0.026585 | 0.025811 | 0.025059 | 0.024329 | 0.02362 | 0.022932 | 0.022265 | 0.021616 | 0.020986 | 0.020375 | 0.019782 | 0.019206 | 0.018646 | 0.018103 | 0.025317 | 0.0247 | 0.024097 | 0.02351 | 0.022936
[19 empty] | Customer willingness to pay | Input | £000s
[19 empty] | Total | Sum of above (excl WAFU) | £000s | 91.0416 | 93.4221 | 97.382 | 103.0208 | 110.603 | 196.0303 | 300.9132 | 391.4495 | 494.1346 | 613.0925 | 736.9484 | 891.676 | 1099.0973 | 1503.3548 | 1483.8217 | 1484.0637 | 1484.2955 | 1484.5195 | 1484.7432 | 1484.9667 | 1485.1901 | 1485.386 | 1485.5753 | 1485.7618 | 1485.9456 | 1485.9432 | 1485.9409 | 1485.9386 | 1485.9365 | 1485.9344 | 1485.9414 | 1485.9394 | 1485.9376 | 1485.9357 | 1485.934 | 1485.9322 | 1485.9306 | 1485.9289 | 1485.9274 | 1485.9258 | 1485.9244 | 1485.9229 | 1485.9215 | 1485.9202 | 1485.9188 | 1485.9176 | 1485.9163 | 1485.9151 | 1485.9139 | 1485.9128 | 1485.9117 | 1485.9106 | 1485.9096 | 1485.9086 | 1485.9076 | 1485.9067 | 1485.9057 | 1485.9048 | 1485.904 | 1485.9031 | 1485.9023 | 1485.9015 | 1485.9007 | 1485.9 | 1485.8992 | 1485.8985 | 1485.8978 | 1485.8972 | 1485.8965 | 1485.8959 | 1485.8953 | 1485.8947 | 1485.8941 | 1485.8936 | 1485.893 | 1485.9002 | 1485.8996 | 1485.899 | 1485.8984 | 1485.8978 | 0 | 0 | 0 | 0 | 0 | 0 | 0 | 0 | 0 | 0 | 0 | 0 | 0 | 0 | 0 | 0 | 0 | 0 | 0 | 0 | 0 | 0 | 0 | 0
59.2a | Options to reduce Distribution System Operating Use (DSOU) losses | [20 empty] | 0 | 0 | 0 | 0 | 0 | 0 | 0 | 0 | 0 | 0 | 0 | 0 | 0 | 0 | 0 | 0 | 0 | 0 | 0 | 0 | 0 | 0 | 0 | 0 | 0 | 0 | 0 | 0 | 0 | 0 | 0 | 0 | 0 | 0 | 0 | 0 | 0 | 0 | 0 | 0 | 0 | 0 | 0 | 0 | 0 | 0 | 0 | 0 | 0 | 0 | 0 | 0 | 0 | 0 | 0 | 0 | 0 | 0 | 0 | 0 | 0 | 0 | 0 | 0 | 0 | 0 | 0 | 0 | 0 | 0 | 0 | 0 | 0 | 0 | 0 | 0 | 0 | 0 | 0 | 0 | 0 | 0 | 0 | 0 | 0 | 0 | 0 | 0 | 0 | 0 | 0 | 0 | 0 | 0 | 0 | 0 | 0 | 0 | 0 | 0 | 0 | 0 | 0 | 0
60a | PRODUCTION SIDE | bar: 1 Year 1 to 80 Year 80
60.1a | Options to reduce treatment works losses | [20 empty] | 0 | 0 | 0 | 0 | 0 | 0 | 0 | 0 | 0 | 0 | 0 | 0 | 0 | 0 | 0 | 0 | 0 | 0 | 0 | 0 | 0 | 0 | 0 | 0 | 0 | 0 | 0 | 0 | 0 | 0 | 0 | 0 | 0 | 0 | 0 | 0 | 0 | 0 | 0 | 0 | 0 | 0 | 0 | 0 | 0 | 0 | 0 | 0 | 0 | 0 | 0 | 0 | 0 | 0 | 0 | 0 | 0 | 0 | 0 | 0 | 0 | 0 | 0 | 0 | 0 | 0 | 0 | 0 | 0 | 0 | 0 | 0 | 0 | 0 | 0 | 0 | 0 | 0 | 0 | 0 | 0 | 0 | 0 | 0 | 0 | 0 | 0 | 0 | 0 | 0 | 0 | 0 | 0 | 0 | 0 | 0 | 0 | 0 | 0 | 0 | 0 | 0 | 0 | 0
60.2a | Options to reduce outage | [20 empty] | 0 | 0 | 0 | 0 | 0 | 0 | 0 | 0 | 0 | 0 | 0 | 0 | 0 | 0 | 0 | 0 | 0 | 0 | 0 | 0 | 0 | 0 | 0 | 0 | 0 | 0 | 0 | 0 | 0 | 0 | 0 | 0 | 0 | 0 | 0 | 0 | 0 | 0 | 0 | 0 | 0 | 0 | 0 | 0 | 0 | 0 | 0 | 0 | 0 | 0 | 0 | 0 | 0 | 0 | 0 | 0 | 0 | 0 | 0 | 0 | 0 | 0 | 0 | 0 | 0 | 0 | 0 | 0 | 0 | 0 | 0 | 0 | 0 | 0 | 0 | 0 | 0 | 0 | 0 | 0 | 0 | 0 | 0 | 0 | 0 | 0 | 0 | 0 | 0 | 0 | 0 | 0 | 0 | 0 | 0 | 0 | 0 | 0 | 0 | 0 | 0 | 0 | 0 | 0
61a | CUSTOMER SIDE | bar: 1 Year 1 to 80 Year 80
61.1a | Options to change volume delivered to measured non households | [20 empty] | 0 | 0 | 0 | 0 | 0 | 0 | 0 | 0 | 0 | 0 | 0 | 0 | 0 | 0 | 0 | 0 | 0 | 0 | 0 | 0 | 0 | 0 | 0 | 0 | 0 | 0 | 0 | 0 | 0 | 0 | 0 | 0 | 0 | 0 | 0 | 0 | 0 | 0 | 0 | 0 | 0 | 0 | 0 | 0 | 0 | 0 | 0 | 0 | 0 | 0 | 0 | 0 | 0 | 0 | 0 | 0 | 0 | 0 | 0 | 0 | 0 | 0 | 0 | 0 | 0 | 0 | 0 | 0 | 0 | 0 | 0 | 0 | 0 | 0 | 0 | 0 | 0 | 0 | 0 | 0 | 0 | 0 | 0 | 0 | 0 | 0 | 0 | 0 | 0 | 0 | 0 | 0 | 0 | 0 | 0 | 0 | 0 | 0 | 0 | 0 | 0 | 0 | 0 | 0
61.2a | Options to change volume delivered to unmeasured non households | [20 empty] | 0 | 0 | 0 | 0 | 0 | 0 | 0 | 0 | 0 | 0 | 0 | 0 | 0 | 0 | 0 | 0 | 0 | 0 | 0 | 0 | 0 | 0 | 0 | 0 | 0 | 0 | 0 | 0 | 0 | 0 | 0 | 0 | 0 | 0 | 0 | 0 | 0 | 0 | 0 | 0 | 0 | 0 | 0 | 0 | 0 | 0 | 0 | 0 | 0 | 0 | 0 | 0 | 0 | 0 | 0 | 0 | 0 | 0 | 0 | 0 | 0 | 0 | 0 | 0 | 0 | 0 | 0 | 0 | 0 | 0 | 0 | 0 | 0 | 0 | 0 | 0 | 0 | 0 | 0 | 0 | 0 | 0 | 0 | 0 | 0 | 0 | 0 | 0 | 0 | 0 | 0 | 0 | 0 | 0 | 0 | 0 | 0 | 0 | 0 | 0 | 0 | 0 | 0 | 0
61.3a | Options to change volume delivered to measured households | [20 empty] | 0 | 0 | 0 | 0 | 0 | 0 | 0 | 0 | 0 | 0 | 0 | 0 | 0 | 0 | 0 | 0 | 0 | 0 | 0 | 0 | 0 | 0 | 0 | 0 | 0 | 0 | 0 | 0 | 0 | 0 | 0 | 0 | 0 | 0 | 0 | 0 | 0 | 0 | 0 | 0 | 0 | 0 | 0 | 0 | 0 | 0 | 0 | 0 | 0 | 0 | 0 | 0 | 0 | 0 | 0 | 0 | 0 | 0 | 0 | 0 | 0 | 0 | 0 | 0 | 0 | 0 | 0 | 0 | 0 | 0 | 0 | 0 | 0 | 0 | 0 | 0 | 0 | 0 | 0 | 0 | 0 | 0 | 0 | 0 | 0 | 0 | 0 | 0 | 0 | 0 | 0 | 0 | 0 | 0 | 0 | 0 | 0 | 0 | 0 | 0 | 0 | 0 | 0 | 0
58.1x | Home water efficiency audits | WE001 | Retrofitting indoor water efficiency devices | Y | 2020-21 | Capacity | 9.5178 | 21686.0142 | 9412.4049 | 0 | -2844.1287 | 3741.2665 | 0 | 10309.5426 | 30.2881 | 47.5401 | 3 | 3 | Gains in WAFU / Savings in demand | Input | Ml/d | 0.50606 | 1.0401 | 1.639 | 2.0421 | 2.6219 | 3.3073 | 4.1775 | 4.9969 | 5.7684 | 6.4948 | 7.1789 | 7.8188 | 8.2431 | 8.8334 | 9.3245 | 9.5178 | 0 | 0 | 0 | 0 | 0 | 0 | 0 | 0 | 0 | 0 | 0 | 0 | 0 | 0 | 0 | 0 | 0 | 0 | 0 | 0 | 0 | 0 | 0 | 0 | 0 | 0 | 0 | 0 | 0 | 0 | 0 | 0 | 0 | 0 | 0 | 0 | 0 | 0 | 0 | 0 | 0 | 0 | 0 | 0 | 0 | 0 | 0 | 0 | 0 | 0 | 0 | 0 | 0 | 0 | 0 | 0 | 0 | 0 | 0 | 0 | 0 | 0 | 0 | 0 | 0 | 0 | 0 | 0 | 0 | 0 | 0 | 0 | 0 | 0 | 0 | 0 | 0 | 0 | 0 | 0 | 0 | 0 | 0 | 0 | 0 | 0 | 0 | 0
| This is a company wide decision, and the AIC reflects the company wide costs and demand benefits for measured and unmeasured water efficiency programmes | [17 empty] | Fixed capex | Input | £000s | 879.7305 | 906.12 | 775.5 | 852.4787 | 775.5 | 775.5 | 775.5 | 775.5 | 775.5 | 775.5 | 775.5 | 765.7906 | 503.6798 | 772.1474 | 630.403 | 245.432 | 0 | 0 | 0 | 0 | 0 | 0 | 0 | 0 | 0 | 0 | 0 | 0 | 0 | 0 | 0 | 0 | 0 | 0 | 0 | 0 | 0 | 0 | 0 | 0 | 0 | 0 | 0 | 0 | 0 | 0 | 0 | 0 | 0 | 0 | 0 | 0 | 0 | 0 | 0 | 0 | 0 | 0 | 0 | 0 | 0 | 0 | 0 | 0 | 0 | 0 | 0 | 0 | 0 | 0 | 0 | 0 | 0 | 0 | 0 | 0 | 0 | 0 | 0 | 0 | 0 | 0 | 0 | 0 | 0 | 0 | 0 | 0 | 0 | 0 | 0 | 0 | 0 | 0 | 0 | 0 | 0 | 0 | 0 | 0 | 0 | 0 | 0 | 0
[19 empty] | Variable capex | Input | £000s | 81 Year 81: 0; 82 Year 82: 0; 83 Year 83: 0; 84 Year 84: 0; 85 Year 85: 0; 86 Year 86: 0; 87 Year 87: 0; 88 Year 88: 0; 89 Year 89: 0; 90 Year 90: 0; 91 Year 91: 0; 92 Year 92: 0; 93 Year 93: 0; 94 Year 94: 0; 95 Year 95: 0; 96 Year 96: 0; 97 Year 97: 0; 98 Year 98: 0; 99 Year 99: 0; 100 Year 100: 0; 101 Year 101: 0; 102 Year 102: 0; 103 Year 103: 0; 104 Year 104: 0
[19 empty] | Financing costs | Input | £000s
[12 empty] | 0 | [6 empty] | Fixed opex | Input | £000s | 81 Year 81: 0; 82 Year 82: 0; 83 Year 83: 0; 84 Year 84: 0; 85 Year 85: 0; 86 Year 86: 0; 87 Year 87: 0; 88 Year 88: 0; 89 Year 89: 0; 90 Year 90: 0; 91 Year 91: 0; 92 Year 92: 0; 93 Year 93: 0; 94 Year 94: 0; 95 Year 95: 0; 96 Year 96: 0; 97 Year 97: 0; 98 Year 98: 0; 99 Year 99: 0; 100 Year 100: 0; 101 Year 101: 0; 102 Year 102: 0; 103 Year 103: 0; 104 Year 104: 0
[19 empty] | Variable opex | Input | £000s | 81 Year 81: 0; 82 Year 82: 0; 83 Year 83: 0; 84 Year 84: 0; 85 Year 85: 0; 86 Year 86: 0; 87 Year 87: 0; 88 Year 88: 0; 89 Year 89: 0; 90 Year 90: 0; 91 Year 91: 0; 92 Year 92: 0; 93 Year 93: 0; 94 Year 94: 0; 95 Year 95: 0; 96 Year 96: 0; 97 Year 97: 0; 98 Year 98: 0; 99 Year 99: 0; 100 Year 100: 0; 101 Year 101: 0; 102 Year 102: 0; 103 Year 103: 0; 104 Year 104: 0
[19 empty] | Opex savings | Input | £000s | 24.2249 | 49.7889 | 78.4583 | 97.7572 | 125.5097 | 158.3215 | 199.9744 | 239.1996 | 276.133 | 310.9031 | 343.6511 | 374.2849 | 394.5956 | 422.8543 | 446.3606 | 455.6147 | 0 | 0 | 0 | 0 | 0 | 0 | 0 | 0 | 0 | 0 | 0 | 0 | 0 | 0 | 0 | 0 | 0 | 0 | 0 | 0 | 0 | 0 | 0 | 0 | 0 | 0 | 0 | 0 | 0 | 0 | 0 | 0 | 0 | 0 | 0 | 0 | 0 | 0 | 0 | 0 | 0 | 0 | 0 | 0 | 0 | 0 | 0 | 0 | 0 | 0 | 0 | 0 | 0 | 0 | 0 | 0 | 0 | 0 | 0 | 0 | 0 | 0 | 0 | 0 | 0 | 0 | 0 | 0 | 0 | 0 | 0 | 0 | 0 | 0 | 0 | 0 | 0 | 0 | 0 | 0 | 0 | 0 | 0 | 0 | 0 | 0 | 0 | 0
[19 empty] | Fixed env & social | Input | £000s | 81 Year 81: 0; 82 Year 82: 0; 83 Year 83: 0; 84 Year 84: 0; 85 Year 85: 0; 86 Year 86: 0; 87 Year 87: 0; 88 Year 88: 0; 89 Year 89: 0; 90 Year 90: 0; 91 Year 91: 0; 92 Year 92: 0; 93 Year 93: 0; 94 Year 94: 0; 95 Year 95: 0; 96 Year 96: 0; 97 Year 97: 0; 98 Year 98: 0; 99 Year 99: 0; 100 Year 100: 0; 101 Year 101: 0; 102 Year 102: 0; 103 Year 103: 0; 104 Year 104: 0
[19 empty] | Variable env & social | Input | £000s | 81 Year 81: 0; 82 Year 82: 0; 83 Year 83: 0; 84 Year 84: 0; 85 Year 85: 0; 86 Year 86: 0; 87 Year 87: 0; 88 Year 88: 0; 89 Year 89: 0; 90 Year 90: 0; 91 Year 91: 0; 92 Year 92: 0; 93 Year 93: 0; 94 Year 94: 0; 95 Year 95: 0; 96 Year 96: 0; 97 Year 97: 0; 98 Year 98: 0; 99 Year 99: 0; 100 Year 100: 0; 101 Year 101: 0; 102 Year 102: 0; 103 Year 103: 0; 104 Year 104: 0
[19 empty] | Fixed carbon costs | Input | £000s | 1.454 | 1.454 | 1.454 | 1.454 | 1.454 | 1.3078 | 1.3078 | 1.3078 | 1.3078 | 1.3078 | 0.4195 | 0.4195 | 0.4195 | 0.4195 | 0.4195 | 0 | 0 | 0 | 0 | 0 | 0 | 0 | 0 | 0 | 0 | 0 | 0 | 0 | 0 | 0 | 0 | 0 | 0 | 0 | 0 | 0 | 0 | 0 | 0 | 0 | 0 | 0 | 0 | 0 | 0 | 0 | 0 | 0 | 0 | 0 | 0 | 0 | 0 | 0 | 0 | 0 | 0 | 0 | 0 | 0 | 0 | 0 | 0 | 0 | 0 | 0 | 0 | 0 | 0 | 0 | 0 | 0 | 0 | 0 | 0 | 0 | 0 | 0 | 0 | 0 | 0 | 0 | 0 | 0 | 0 | 0 | 0 | 0 | 0 | 0 | 0 | 0 | 0 | 0 | 0 | 0 | 0 | 0 | 0 | 0 | 0 | 0 | 0 | 0
[19 empty] | Variable carbon costs | Input | £000s | 406.6361 | 406.6361 | 406.6361 | 406.6361 | 406.6361 | 365.737 | 365.737 | 365.737 | 365.737 | 365.737 | 117.3202 | 117.3202 | 117.3202 | 117.3202 | 117.3202 | 0 | 0 | 0 | 0 | 0 | 0 | 0 | 0 | 0 | 0 | 0 | 0 | 0 | 0 | 0 | 0 | 0 | 0 | 0 | 0 | 0 | 0 | 0 | 0 | 0 | 0 | 0 | 0 | 0 | 0 | 0 | 0 | 0 | 0 | 0 | 0 | 0 | 0 | 0 | 0 | 0 | 0 | 0 | 0 | 0 | 0 | 0 | 0 | 0 | 0 | 0 | 0 | 0 | 0 | 0 | 0 | 0 | 0 | 0 | 0 | 0 | 0 | 0 | 0 | 0 | 0 | 0 | 0 | 0 | 0 | 0 | 0 | 0 | 0 | 0 | 0 | 0 | 0 | 0 | 0 | 0 | 0 | 0 | 0 | 0 | 0 | 0 | 0 | 0
[19 empty] | Customer willingness to pay | Input | £000s | 81 Year 81: 0; 82 Year 82: 0; 83 Year 83: 0; 84 Year 84: 0; 85 Year 85: 0; 86 Year 86: 0; 87 Year 87: 0; 88 Year 88: 0; 89 Year 89: 0; 90 Year 90: 0; 91 Year 91: 0; 92 Year 92: 0; 93 Year 93: 0; 94 Year 94: 0; 95 Year 95: 0; 96 Year 96: 0; 97 Year 97: 0; 98 Year 98: 0; 99 Year 99: 0; 100 Year 100: 0; 101 Year 101: 0; 102 Year 102: 0; 103 Year 103: 0; 104 Year 104: 0
[19 empty] | Total | Sum of above (excl WAFU) | £000s | 1312.0456 | 1363.999 | 1262.0484 | 1358.326 | 1309.0999 | 1300.8662 | 1342.5191 | 1381.7443 | 1418.6778 | 1453.4478 | 1236.8908 | 1257.8152 | 1016.0152 | 1312.7414 | 1194.5033 | 701.0467 | 0 | 0 | 0 | 0 | 0 | 0 | 0 | 0 | 0 | 0 | 0 | 0 | 0 | 0 | 0 | 0 | 0 | 0 | 0 | 0 | 0 | 0 | 0 | 0 | 0 | 0 | 0 | 0 | 0 | 0 | 0 | 0 | 0 | 0 | 0 | 0 | 0 | 0 | 0 | 0 | 0 | 0 | 0 | 0 | 0 | 0 | 0 | 0 | 0 | 0 | 0 | 0 | 0 | 0 | 0 | 0 | 0 | 0 | 0 | 0 | 0 | 0 | 0 | 0 | 0 | 0 | 0 | 0 | 0 | 0 | 0 | 0 | 0 | 0 | 0 | 0 | 0 | 0 | 0 | 0 | 0 | 0 | 0 | 0 | 0 | 0 | 0 | 0
61.4a | Options to change volume delivered to unmeasured households | [20 empty] | 0 | 0 | 0 | 0 | 0 | 0 | 0 | 0 | 0 | 0 | 0 | 0 | 0 | 0 | 0 | 0 | 0 | 0 | 0 | 0 | 0 | 0 | 0 | 0 | 0 | 0 | 0 | 0 | 0 | 0 | 0 | 0 | 0 | 0 | 0 | 0 | 0 | 0 | 0 | 0 | 0 | 0 | 0 | 0 | 0 | 0 | 0 | 0 | 0 | 0 | 0 | 0 | 0 | 0 | 0 | 0 | 0 | 0 | 0 | 0 | 0 | 0 | 0 | 0 | 0 | 0 | 0 | 0 | 0 | 0 | 0 | 0 | 0 | 0 | 0 | 0 | 0 | 0 | 0 | 0 | 0 | 0 | 0 | 0 | 0 | 0 | 0 | 0 | 0 | 0 | 0 | 0 | 0 | 0 | 0 | 0 | 0 | 0 | 0 | 0 | 0 | 0 | 0 | 0
58.1x | Enhanced Metering | EM001 | Metering other selective | Y | 2020-21 | Capacity | 41.54 | 260373.7353 | 439070.7084 | 328248.2635 | -30851.6277 | 11101.6008 | 185038.0241 | 932606.9691 | 282.8501 | 358.1801 | 3 | 3 | Gains in WAFU / Savings in demand | Input | Ml/d | 1.51 | 3.54 | 5.74 | 8.29 | 11.37 | 15.38 | 19.56 | 23.95 | 28.2 | 32.15 | 36.75 | 39.71 | 41.54 | 41.39 | 40.01 | 38.4 | 36.85 | 35.36 | 33.88 | 32.42 | 30.98 | 29.61 | 28.26 | 26.93 | 25.75 | 25.75 | 25.75 | 25.75 | 25.75 | 25.75 | 25.75 | 25.75 | 25.75 | 25.75 | 25.75 | 25.75 | 25.75 | 25.75 | 25.75 | 25.75 | 25.75 | 25.75 | 25.75 | 25.75 | 25.75 | 25.75 | 25.75 | 25.75 | 25.75 | 25.75 | 25.75 | 25.75 | 25.75 | 25.75 | 25.75 | 25.75 | 25.75 | 25.75 | 25.75 | 25.75 | 25.75 | 25.75 | 25.75 | 25.75 | 25.75 | 25.75 | 25.75 | 25.75 | 25.75 | 25.75 | 25.75 | 25.75 | 25.75 | 25.75 | 25.75 | 25.75 | 25.75 | 25.75 | 25.75 | 25.75 | 0 | 0 | 0 | 0 | 0 | 0 | 0 | 0 | 0 | 0 | 0 | 0 | 0 | 0 | 0 | 0 | 0 | 0 | 0 | 0 | 0 | 0 | 0 | 0
| This is a company wide decision, and the AIC reflects the company wide costs and demand benefits | [17 empty] | Fixed capex | Input | £000s | 9026.9182 | 12461.6058 | 14080.5498 | 16727.1383 | 21293.654 | 25773.6826 | 26309.1372 | 28939.3516 | 29699.7874 | 30103.8717 | 36925.224 | 27676.4247 | 19952.7624 | 15944.2652 | 5189.7767 | 6281.6677 | 6412.1709 | 7053.2176 | 7238.5541 | 7337.0392 | 13391.5289 | 12808.4884 | 11713.7277 | 12024.4329 | 11625.0999 | 14070.9357 | 14363.2628 | 15799.2073 | 16214.3611 | 16434.9677 | 21157.9932 | 16488.7846 | 12451.2733 | 10555.7507 | 5189.7767 | 6281.6677 | 6412.1709 | 7053.2176 | 7238.5541 | 7337.0392 | 13391.5289 | 12808.4884 | 11713.7277 | 12024.4329 | 11625.0999 | 14070.9357 | 14363.2628 | 15799.2073 | 16214.3611 | 16434.9677 | 21157.9932 | 16488.7846 | 12451.2733 | 10555.7507 | 5189.7767 | 6281.6677 | 6412.1709 | 7053.2176 | 7238.5541 | 7337.0392 | 13391.5289 | 12808.4884 | 11713.7277 | 12024.4329 | 11625.0999 | 14070.9357 | 14363.2628 | 15799.2073 | 16214.3611 | 16434.9677 | 21157.9932 | 16488.7846 | 12451.2733 | 10555.7507 | 5189.7767 | 6281.6677 | 6412.1709 | 7053.2176 | 7238.5541 | 7337.0392 | 0 | 0 | 0 | 0 | 0 | 0 | 0 | 0 | 0 | 0 | 0 | 0 | 0 | 0 | 0 | 0 | 0 | 0 | 0 | 0 | 0 | 0 | 0 | 0
[19 empty] | Variable capex | Input | £000s | 0 | 0 | 0 | 0 | 0 | 0 | 0 | 0 | 0 | 0 | 0 | 0 | 0 | 0 | 0 | 0 | 0 | 0 | 0 | 0 | 0 | 0 | 0 | 0 | 0 | 0 | 0 | 0 | 0 | 0 | 0 | 0 | 0 | 0 | 0 | 0 | 0 | 0 | 0 | 0 | 0 | 0 | 0 | 0 | 0 | 0 | 0 | 0 | 0 | 0 | 0 | 0 | 0 | 0 | 0 | 0 | 0 | 0 | 0 | 0 | 0 | 0 | 0 | 0 | 0 | 0 | 0 | 0 | 0 | 0 | 0 | 0 | 0 | 0 | 0 | 0 | 0 | 0 | 0 | 0 | 0 | 0 | 0 | 0 | 0 | 0 | 0 | 0 | 0 | 0 | 0 | 0 | 0 | 0 | 0 | 0 | 0 | 0 | 0 | 0 | 0 | 0 | 0 | 0
[19 empty] | Financing costs | Input | £000s | 0 | 0 | 0 | 0 | 0 | 0 | 0 | 0 | 0 | 0 | 0 | 0 | 0 | 0 | 0 | 0 | 0 | 0 | 0 | 0 | 0 | 0 | 0 | 0 | 0 | 0 | 0 | 0 | 0 | 0 | 0 | 0 | 0 | 0 | 0 | 0 | 0 | 0 | 0 | 0 | 0 | 0 | 0 | 0 | 0 | 0 | 0 | 0 | 0 | 0 | 0 | 0 | 0 | 0 | 0 | 0 | 0 | 0 | 0 | 0 | 0 | 0 | 0 | 0 | 0 | 0 | 0 | 0 | 0 | 0 | 0 | 0 | 0 | 0 | 0 | 0 | 0 | 0 | 0 | 0 | 0 | 0 | 0 | 0 | 0 | 0 | 0 | 0 | 0 | 0 | 0 | 0 | 0 | 0 | 0 | 0 | 0 | 0 | 0 | 0 | 0 | 0 | 0 | 0
[19 empty] | Fixed opex | Input | £000s | 440.0155 | 1047.4543 | 1733.8081 | 2549.1695 | 3587.1248 | 4843.4584 | 6125.8926 | 7536.5361 | 8984.2469 | 10451.6547 | 12144.3258 | 13345.3607 | 14150.6735 | 14729.1506 | 14729.1506 | 14729.1506 | 14729.1506 | 14729.1506 | 14729.1506 | 14729.1506 | 14729.1506 | 14729.1506 | 14729.1506 | 14729.1506 | 14729.1506 | 14729.1506 | 14729.1506 | 14729.1506 | 14729.1506 | 14729.1506 | 14729.1506 | 14729.1506 | 14729.1506 | 14729.1506 | 14729.1506 | 14729.1506 | 14729.1506 | 14729.1506 | 14729.1506 | 14729.1506 | 14729.1506 | 14729.1506 | 14729.1506 | 14729.1506 | 14729.1506 | 14729.1506 | 14729.1506 | 14729.1506 | 14729.1506 | 14729.1506 | 14729.1506 | 14729.1506 | 14729.1506 | 14729.1506 | 14729.1506 | 14729.1506 | 14729.1506 | 14729.1506 | 14729.1506 | 14729.1506 | 14729.1506 | 14729.1506 | 14729.1506 | 14729.1506 | 14729.1506 | 14729.1506 | 14729.1506 | 14729.1506 | 14729.1506 | 14729.1506 | 14729.1506 | 14729.1506 | 14729.1506 | 14729.1506 | 14729.1506 | 14729.1506 | 14729.1506 | 14729.1506 | 14729.1506 | 14729.1506 | 0 | 0 | 0 | 0 | 0 | 0 | 0 | 0 | 0 | 0 | 0 | 0 | 0 | 0 | 0 | 0 | 0 | 0 | 0 | 0 | 0 | 0 | 0 | 0
[19 empty] | Variable opex | Input | £000s | 0 | 0 | 0 | 0 | 0 | 0 | 0 | 0 | 0 | 0 | 0 | 0 | 0 | 0 | 0 | 0 | 0 | 0 | 0 | 0 | 0 | 0 | 0 | 0 | 0 | 0 | 0 | 0 | 0 | 0 | 0 | 0 | 0 | 0 | 0 | 0 | 0 | 0 | 0 | 0 | 0 | 0 | 0 | 0 | 0 | 0 | 0 | 0 | 0 | 0 | 0 | 0 | 0 | 0 | 0 | 0 | 0 | 0 | 0 | 0 | 0 | 0 | 0 | 0 | 0 | 0 | 0 | 0 | 0 | 0 | 0 | 0 | 0 | 0 | 0 | 0 | 0 | 0 | 0 | 0 | 0 | 0 | 0 | 0 | 0 | 0 | 0 | 0 | 0 | 0 | 0 | 0 | 0 | 0 | 0 | 0 | 0 | 0 | 0 | 0 | 0 | 0 | 0 | 0
[19 empty] | Opex savings | Input | £000s | 41.2634 | 96.7366 | 156.7524 | 226.1633 | 329.6961 | 506.5882 | 756.9333 | 1036.2784 | 1289.7335 | 1486.8235 | 1666.9931 | 1774.5092 | 1835.9327 | 1818.4685 | 1757.8706 | 1687.0088 | 1619.3199 | 1553.9397 | 1489.4924 | 1424.4339 | 1361.9009 | 1302.561 | 1242.4513 | 1184.9365 | 1133.9368 | 1133.9368 | 1133.9368 | 1133.9368 | 1133.9368 | 1133.9368 | 1133.9368 | 1133.9368 | 1133.9368 | 1133.9368 | 1133.9368 | 1133.9368 | 1133.9368 | 1133.9368 | 1133.9368 | 1133.9368 | 1133.9368 | 1133.9368 | 1133.9368 | 1133.9368 | 1133.9368 | 1133.9368 | 1133.9368 | 1133.9368 | 1133.9368 | 1133.9368 | 1133.9368 | 1133.9368 | 1133.9368 | 1133.9368 | 1133.9368 | 1133.9368 | 1133.9368 | 1133.9368 | 1133.9368 | 1133.9368 | 1133.9368 | 1133.9368 | 1133.9368 | 1133.9368 | 1133.9368 | 1133.9368 | 1133.9368 | 1133.9368 | 1133.9368 | 1133.9368 | 1133.9368 | 1133.9368 | 1133.9368 | 1133.9368 | 1133.9368 | 1133.9368 | 1133.9368 | 1133.9368 | 1133.9368 | 1133.9368 | 0 | 0 | 0 | 0 | 0 | 0 | 0 | 0 | 0 | 0 | 0 | 0 | 0 | 0 | 0 | 0 | 0 | 0 | 0 | 0 | 0 | 0 | 0 | 0
[19 empty] | Fixed env & social | Input | £000s | 4360.9937 | 6020.3254 | 6802.4533 | 8081.0465 | 10287.1755 | 12451.5217 | 12710.2051 | 13980.8878 | 14348.2619 | 14543.479 | 16776.0627 | 11903.4569 | 7981.4556 | 5733.2869 | 0 | 0 | 0 | 0 | 0 | 0 | 2813.4592 | 3883.9633 | 4388.5467 | 5213.4205 | 6636.6865 | 8032.9967 | 8199.8841 | 9019.6546 | 9256.663 | 9382.6057 | 10822.9386 | 7679.4172 | 5149.1703 | 3698.7828 | 0 | 0 | 0 | 0 | 0 | 0 | 2813.4592 | 3883.9633 | 4388.5467 | 5213.4205 | 6636.6865 | 8032.9967 | 8199.8841 | 9019.6546 | 9256.663 | 9382.6057 | 10822.9386 | 7679.4172 | 5149.1703 | 3698.7828 | 0 | 0 | 0 | 0 | 0 | 0 | 2813.4592 | 3883.9633 | 4388.5467 | 5213.4205 | 6636.6865 | 8032.9967 | 8199.8841 | 9019.6546 | 9256.663 | 9382.6057 | 10822.9386 | 7679.4172 | 5149.1703 | 3698.7828 | 0 | 0 | 0 | 0 | 0 | 0 | 0 | 0 | 0 | 0 | 0 | 0 | 0 | 0 | 0 | 0 | 0 | 0 | 0 | 0 | 0 | 0 | 0 | 0 | 0 | 0 | 0 | 0 | 0 | 0
[19 empty] | Variable env & social | Input | £000s | 0 | 1 | 2 | 3 | 4 | 5 | 6 | 7 | 8 | 9 | 10 | 11 | 12 | 13 | 14 | 15 | 16 | 17 | 18 | 19 | 20 | 21 | 22 | 23 | 24 | 25 | 26 | 27 | 28 | 29 | 30 | 31 | 32 | 33 | 34 | 35 | 36 | 37 | 38 | 39 | 40 | 41 | 42 | 43 | 44 | 45 | 46 | 47 | 48 | 49 | 50 | 51 | 52 | 53 | 54 | 55 | 56 | 57 | 58 | 59 | 60 | 61 | 62 | 63 | 64 | 65 | 66 | 67 | 68 | 69 | 70 | 71 | 72 | 73 | 74 | 75 | 76 | 77 | 78 | 79 | 0 | 0 | 0 | 0 | 0 | 0 | 0 | 0 | 0 | 0 | 0 | 0 | 0 | 0 | 0 | 0 | 0 | 0 | 0 | 0 | 0 | 0 | 0 | 0
[19 empty] | Fixed carbon costs | Input | £000s | 264.7566 | 365.4949 | 412.978 | 490.6016 | 624.5361 | 755.9339 | 771.6386 | 848.7819 | 871.0853 | 882.9369 | 1018.4775 | 722.6608 | 484.5555 | 348.0688 | 0 | 0 | 0 | 0 | 0 | 0 | 167.1357 | 230.7298 | 260.7049 | 309.7072 | 394.2574 | 477.2062 | 487.1203 | 535.8194 | 549.8991 | 557.3808 | 642.9448 | 456.2016 | 305.8904 | 219.729 | 0 | 0 | 0 | 0 | 0 | 0 | 167.1357 | 230.7298 | 260.7049 | 309.7072 | 394.2574 | 477.2062 | 487.1203 | 535.8194 | 549.8991 | 557.3808 | 642.9448 | 456.2016 | 305.8904 | 219.729 | 0 | 0 | 0 | 0 | 0 | 0 | 167.1357 | 230.7298 | 260.7049 | 309.7072 | 394.2574 | 477.2062 | 487.1203 | 535.8194 | 549.8991 | 557.3808 | 642.9448 | 456.2016 | 305.8904 | 219.729 | 0 | 0 | 0 | 0 | 0 | 0 | 0 | 0 | 0 | 0 | 0 | 0 | 0 | 0 | 0 | 0 | 0 | 0 | 0 | 0 | 0 | 0 | 0 | 0 | 0 | 0 | 0 | 0 | 0 | 0
[19 empty] | Variable carbon costs | Input | £000s | 0 | 0 | 0 | 0 | 0 | 0 | 0 | 0 | 0 | 0 | 0 | 0 | 0 | 0 | 0 | 0 | 0 | 0 | 0 | 0 | 0 | 0 | 0 | 0 | 0 | 0 | 0 | 0 | 0 | 0 | 0 | 0 | 0 | 0 | 0 | 0 | 0 | 0 | 0 | 0 | 0 | 0 | 0 | 0 | 0 | 0 | 0 | 0 | 0 | 0 | 0 | 0 | 0 | 0 | 0 | 0 | 0 | 0 | 0 | 0 | 0 | 0 | 0 | 0 | 0 | 0 | 0 | 0 | 0 | 0 | 0 | 0 | 0 | 0 | 0 | 0 | 0 | 0 | 0 | 0 | 0 | 0 | 0 | 0 | 0 | 0 | 0 | 0 | 0 | 0 | 0 | 0 | 0 | 0 | 0 | 0 | 0 | 0 | 0 | 0 | 0 | 0 | 0 | 0
[19 empty] | Customer willingness to pay | Input | £000s | 0 | 0 | 0 | 0 | 0 | 0 | 0 | 0 | 0 | 0 | 0 | 0 | 0 | 0 | 0 | 0 | 0 | 0 | 0 | 0 | 0 | 0 | 0 | 0 | 0 | 0 | 0 | 0 | 0 | 0 | 0 | 0 | 0 | 0 | 0 | 0 | 0 | 0 | 0 | 0 | 0 | 0 | 0 | 0 | 0 | 0 | 0 | 0 | 0 | 0 | 0 | 0 | 0 | 0 | 0 | 0 | 0 | 0 | 0 | 0 | 0 | 0 | 0 | 0 | 0 | 0 | 0 | 0 | 0 | 0 | 0 | 0 | 0 | 0 | 0 | 0 | 0 | 0 | 0 | 0 | 0 | 0 | 0 | 0 | 0 | 0 | 0 | 0 | 0 | 0 | 0 | 0 | 0 | 0 | 0 | 0 | 0 | 0 | 0 | 0 | 0 | 0 | 0 | 0
[19 empty] | Total | Sum of above (excl WAFU) | £000s | 14133.9474 | 19992.617 | 23188.5417 | 28077.1192 | 36126.1865 | 44336.1848 | 46679.8067 | 52348.8359 | 55201.115 | 57477.7659 | 68541.083 | 55433.4123 | 44417.3798 | 38586.24 | 21690.798 | 22712.8271 | 22776.6415 | 23353.3079 | 23475.1972 | 23509.6237 | 32483.1753 | 32975.8931 | 32356.5813 | 33484.6478 | 34543.1312 | 38469.226 | 38939.3547 | 41244.7688 | 41912.0106 | 42267.0416 | 48516.9641 | 40518.4908 | 33801.4214 | 30370.3499 | 21086.8642 | 22179.7551 | 22311.2583 | 22953.305 | 23139.6415 | 23239.1266 | 32275.2112 | 32827.269 | 32268.0668 | 33453.6481 | 34563.1312 | 38489.226 | 38959.3547 | 41264.7688 | 41932.0106 | 42287.0416 | 48536.9641 | 40538.4908 | 33821.4214 | 30390.3499 | 21106.8642 | 22199.7551 | 22331.2583 | 22973.305 | 23159.6415 | 23259.1266 | 32295.2112 | 32847.269 | 32288.0668 | 33473.6481 | 34583.1312 | 38509.226 | 38979.3547 | 41284.7688 | 41952.0106 | 42307.0416 | 48556.9641 | 40558.4908 | 33841.4214 | 30410.3499 | 21126.8642 | 22219.7551 | 22351.2583 | 22993.305 | 23179.6415 | 23279.1266 | 0 | 0 | 0 | 0 | 0 | 0 | 0 | 0 | 0 | 0 | 0 | 0 | 0 | 0 | 0 | 0 | 0 | 0 | 0 | 0 | 0 | 0 | 0 | 0
61.5a | Options to reduce water taken unbilled | [20 empty] | 0 | 0 | 0 | 0 | 0 | 0 | 0 | 0 | 0 | 0 | 0 | 0 | 0 | 0 | 0 | 0 | 0 | 0 | 0 | 0 | 0 | 0 | 0 | 0 | 0 | 0 | 0 | 0 | 0 | 0 | 0 | 0 | 0 | 0 | 0 | 0 | 0 | 0 | 0 | 0 | 0 | 0 | 0 | 0 | 0 | 0 | 0 | 0 | 0 | 0 | 0 | 0 | 0 | 0 | 0 | 0 | 0 | 0 | 0 | 0 | 0 | 0 | 0 | 0 | 0 | 0 | 0 | 0 | 0 | 0 | 0 | 0 | 0 | 0 | 0 | 0 | 0 | 0 | 0 | 0 | 0 | 0 | 0 | 0 | 0 | 0 | 0 | 0 | 0 | 0 | 0 | 0 | 0 | 0 | 0 | 0 | 0 | 0 | 0 | 0 | 0 | 0 | 0 | 0
61.6a | Options impacting on measured Non Household - USPL | [20 empty] | 0 | 0 | 0 | 0 | 0 | 0 | 0 | 0 | 0 | 0 | 0 | 0 | 0 | 0 | 0 | 0 | 0 | 0 | 0 | 0 | 0 | 0 | 0 | 0 | 0 | 0 | 0 | 0 | 0 | 0 | 0 | 0 | 0 | 0 | 0 | 0 | 0 | 0 | 0 | 0 | 0 | 0 | 0 | 0 | 0 | 0 | 0 | 0 | 0 | 0 | 0 | 0 | 0 | 0 | 0 | 0 | 0 | 0 | 0 | 0 | 0 | 0 | 0 | 0 | 0 | 0 | 0 | 0 | 0 | 0 | 0 | 0 | 0 | 0 | 0 | 0 | 0 | 0 | 0 | 0 | 0 | 0 | 0 | 0 | 0 | 0 | 0 | 0 | 0 | 0 | 0 | 0 | 0 | 0 | 0 | 0 | 0 | 0 | 0 | 0 | 0 | 0 | 0 | 0
61.7a | Options impacting on unmeasured Non Household - USPL | [20 empty] | 0 | 0 | 0 | 0 | 0 | 0 | 0 | 0 | 0 | 0 | 0 | 0 | 0 | 0 | 0 | 0 | 0 | 0 | 0 | 0 | 0 | 0 | 0 | 0 | 0 | 0 | 0 | 0 | 0 | 0 | 0 | 0 | 0 | 0 | 0 | 0 | 0 | 0 | 0 | 0 | 0 | 0 | 0 | 0 | 0 | 0 | 0 | 0 | 0 | 0 | 0 | 0 | 0 | 0 | 0 | 0 | 0 | 0 | 0 | 0 | 0 | 0 | 0 | 0 | 0 | 0 | 0 | 0 | 0 | 0 | 0 | 0 | 0 | 0 | 0 | 0 | 0 | 0 | 0 | 0 | 0 | 0 | 0 | 0 | 0 | 0 | 0 | 0 | 0 | 0 | 0 | 0 | 0 | 0 | 0 | 0 | 0 | 0 | 0 | 0 | 0 | 0 | 0 | 0
61.8a | Options impacting on measured Household - USPL | [20 empty] | 0 | 0 | 0 | 0 | 0 | 0 | 0 | 0 | 0 | 0 | 0 | 0 | 0 | 0 | 0 | 0 | 0 | 0 | 0 | 0 | 0 | 0 | 0 | 0 | 0 | 0 | 0 | 0 | 0 | 0 | 0 | 0 | 0 | 0 | 0 | 0 | 0 | 0 | 0 | 0 | 0 | 0 | 0 | 0 | 0 | 0 | 0 | 0 | 0 | 0 | 0 | 0 | 0 | 0 | 0 | 0 | 0 | 0 | 0 | 0 | 0 | 0 | 0 | 0 | 0 | 0 | 0 | 0 | 0 | 0 | 0 | 0 | 0 | 0 | 0 | 0 | 0 | 0 | 0 | 0 | 0 | 0 | 0 | 0 | 0 | 0 | 0 | 0 | 0 | 0 | 0 | 0 | 0 | 0 | 0 | 0 | 0 | 0 | 0 | 0 | 0 | 0 | 0 | 0
61.9a | Options impacting on unmeasured Household - USPL | [20 empty] | 0 | 0 | 0 | 0 | 0 | 0 | 0 | 0 | 0 | 0 | 0 | 0 | 0 | 0 | 0 | 0 | 0 | 0 | 0 | 0 | 0 | 0 | 0 | 0 | 0 | 0 | 0 | 0 | 0 | 0 | 0 | 0 | 0 | 0 | 0 | 0 | 0 | 0 | 0 | 0 | 0 | 0 | 0 | 0 | 0 | 0 | 0 | 0 | 0 | 0 | 0 | 0 | 0 | 0 | 0 | 0 | 0 | 0 | 0 | 0 | 0 | 0 | 0 | 0 | 0 | 0 | 0 | 0 | 0 | 0 | 0 | 0 | 0 | 0 | 0 | 0 | 0 | 0 | 0 | 0 | 0 | 0 | 0 | 0 | 0 | 0 | 0 | 0 | 0 | 0 | 0 | 0 | 0 | 0 | 0 | 0 | 0 | 0 | 0 | 0 | 0 | 0 | 0 | 0
58.1x | Enhanced Metering | EM001 | Metering other selective | Y | 2020-21 | Capacity | 3.1036 | 24424.3228 | 32540.7368 | 27932.6092 | -3181.6271 | 441.8786 | 19235.4332 | 76969.0307 | 234.5683 | 315.1327 | 3 | 3 | Gains in WAFU / Savings in demand | Input | Ml/d | 0.11209 | 0.26496 | 0.43539 | 0.63586 | 0.87186 | 0.74608 | 1.0158 | 1.3619 | 1.676 | 1.9984 | 2.619 | 2.8846 | 3.0446 | 3.1036 | 3.0862 | 3.0745 | 3.0631 | 3.0521 | 3.0414 | 3.0311 | 3.0212 | 3.0115 | 3.0022 | 2.9932 | 2.9844 | 2.9844 | 2.9844 | 2.9844 | 2.9844 | 2.9844 | 2.9844 | 2.9844 | 2.9844 | 2.9844 | 2.9844 | 2.9844 | 2.9844 | 2.9844 | 2.9844 | 2.9844 | 2.9844 | 2.9844 | 2.9844 | 2.9844 | 2.9844 | 2.9844 | 2.9844 | 2.9844 | 2.9844 | 2.9844 | 2.9844 | 2.9844 | 2.9844 | 2.9844 | 2.9844 | 2.9844 | 2.9844 | 2.9844 | 2.9844 | 2.9844 | 2.9844 | 2.9844 | 2.9844 | 2.9844 | 2.9844 | 2.9844 | 2.9844 | 2.9844 | 2.9844 | 2.9844 | 2.9844 | 2.9844 | 2.9844 | 2.9844 | 2.9844 | 2.9844 | 2.9844 | 2.9844 | 2.9844 | 2.9844 | 0 | 0 | 0 | 0 | 0 | 0 | 0 | 0 | 0 | 0 | 0 | 0 | 0 | 0 | 0 | 0 | 0 | 0 | 0 | 0 | 0 | 0 | 0 | 0
| This is a company wide decision, and the AIC reflects the company wide costs and demand benefits | [17 empty] | Fixed capex | Input | £000s | 456.0506 | 629.5752 | 636.6518 | 646.0003 | 1008.2386 | 2426.7119 | 1954.7485 | 2216.6715 | 2370.8476 | 2622.496 | 3396.6618 | 1972.9778 | 1322.9127 | 950.2826 | 0 | 118.9238 | 164.1735 | 166.0189 | 168.4567 | 262.9172 | 879.4674 | 850.2455 | 922.3743 | 967.6347 | 1229.1747 | 2198.2397 | 1571.7241 | 1543.8695 | 1530.0859 | 1418.3869 | 1956.0212 | 1231.266 | 881.5212 | 682.4206 | 262.9172 | 632.8107 | 509.7374 | 578.0387 | 618.2431 | 683.8651 | 1132.4001 | 854.9991 | 689.3099 | 597.1957 | 545.3096 | 1431.4201 | 1221.4066 | 1364.9141 | 1450.7386 | 1681.304 | 2469.9081 | 1576.8299 | 1293.5411 | 1132.207 | 683.8651 | 885.7434 | 514.491 | 344.9743 | 247.804 | 0 | 365.5805 | 504.6816 | 510.3544 | 517.8484 | 808.2268 | 1945.307 | 1566.9705 | 1776.9339 | 1900.525 | 2102.2519 | 2722.8408 | 1581.5835 | 1060.4767 | 761.7679 | 0 | 118.9238 | 164.1735 | 166.0189 | 168.4567 | 262.9172 | 0 | 0 | 0 | 0 | 0 | 0 | 0 | 0 | 0 | 0 | 0 | 0 | 0 | 0 | 0 | 0 | 0 | 0 | 0 | 0 | 0 | 0 | 0 | 0
[19 empty] | Variable capex | Input | £000s | 0 | 0 | 0 | 0 | 0 | 0 | 0 | 0 | 0 | 0 | 0 | 0 | 0 | 0 | 0 | 0 | 0 | 0 | 0 | 0 | 0 | 0 | 0 | 0 | 0 | 0 | 0 | 0 | 0 | 0 | 0 | 0 | 0 | 0 | 0 | 0 | 0 | 0 | 0 | 0 | 0 | 0 | 0 | 0 | 0 | 0 | 0 | 0 | 0 | 0 | 0 | 0 | 0 | 0 | 0 | 0 | 0 | 0 | 0 | 0 | 0 | 0 | 0 | 0 | 0 | 0 | 0 | 0 | 0 | 0 | 0 | 0 | 0 | 0 | 0 | 0 | 0 | 0 | 0 | 0 | 0 | 0 | 0 | 0 | 0 | 0 | 0 | 0 | 0 | 0 | 0 | 0 | 0 | 0 | 0 | 0 | 0 | 0 | 0 | 0 | 0 | 0 | 0 | 0
[19 empty] | Financing costs | Input | £000s | 0 | 0 | 0 | 0 | 0 | 0 | 0 | 0 | 0 | 0 | 0 | 0 | 0 | 0 | 0 | 0 | 0 | 0 | 0 | 0 | 0 | 0 | 0 | 0 | 0 | 0 | 0 | 0 | 0 | 0 | 0 | 0 | 0 | 0 | 0 | 0 | 0 | 0 | 0 | 0 | 0 | 0 | 0 | 0 | 0 | 0 | 0 | 0 | 0 | 0 | 0 | 0 | 0 | 0 | 0 | 0 | 0 | 0 | 0 | 0 | 0 | 0 | 0 | 0 | 0 | 0 | 0 | 0 | 0 | 0 | 0 | 0 | 0 | 0 | 0 | 0 | 0 | 0 | 0 | 0 | 0 | 0 | 0 | 0 | 0 | 0 | 0 | 0 | 0 | 0 | 0 | 0 | 0 | 0 | 0 | 0 | 0 | 0 | 0 | 0 | 0 | 0 | 0 | 0
[19 empty] | Fixed opex | Input | £000s | 10.6424 | 45.8585 | 90.6175 | 138.5505 | 190.2813 | 224.1065 | 359.8673 | 481.4673 | 611.9054 | 750.1349 | 928.1011 | 1107.5069 | 1212.2583 | 1277.9096 | 1319.3941 | 1318.2778 | 1317.1973 | 1316.1514 | 1315.139 | 1314.1622 | 1313.2167 | 1312.3015 | 1311.4156 | 1310.5581 | 1309.7313 | 1309.7313 | 1309.7313 | 1309.7313 | 1309.7313 | 1309.7313 | 1309.7313 | 1309.7313 | 1309.7313 | 1309.7313 | 1309.7313 | 1309.7313 | 1309.7313 | 1309.7313 | 1309.7313 | 1309.7313 | 1309.7313 | 1309.7313 | 1309.7313 | 1309.7313 | 1309.7313 | 1309.7313 | 1309.7313 | 1309.7313 | 1309.7313 | 1309.7313 | 1309.7313 | 1309.7313 | 1309.7313 | 1309.7313 | 1309.7313 | 1309.7313 | 1309.7313 | 1309.7313 | 1309.7313 | 1309.7313 | 1309.7313 | 1309.7313 | 1309.7313 | 1309.7313 | 1309.7313 | 1309.7313 | 1309.7313 | 1309.7313 | 1309.7313 | 1309.7313 | 1309.7313 | 1309.7313 | 1309.7313 | 1309.7313 | 1309.7313 | 1309.7313 | 1309.7313 | 1309.7313 | 1309.7313 | 1309.7313 | 0 | 0 | 0 | 0 | 0 | 0 | 0 | 0 | 0 | 0 | 0 | 0 | 0 | 0 | 0 | 0 | 0 | 0 | 0 | 0 | 0 | 0 | 0 | 0
[19 empty] | Variable opex | Input | £000s | 0 | 0 | 0 | 0 | 0 | 0 | 0 | 0 | 0 | 0 | 0 | 0 | 0 | 0 | 0 | 0 | 0 | 0 | 0 | 0 | 0 | 0 | 0 | 0 | 0 | 0 | 0 | 0 | 0 | 0 | 0 | 0 | 0 | 0 | 0 | 0 | 0 | 0 | 0 | 0 | 0 | 0 | 0 | 0 | 0 | 0 | 0 | 0 | 0 | 0 | 0 | 0 | 0 | 0 | 0 | 0 | 0 | 0 | 0 | 0 | 0 | 0 | 0 | 0 | 0 | 0 | 0 | 0 | 0 | 0 | 0 | 0 | 0 | 0 | 0 | 0 | 0 | 0 | 0 | 0 | 0 | 0 | 0 | 0 | 0 | 0 | 0 | 0 | 0 | 0 | 0 | 0 | 0 | 0 | 0 | 0 | 0 | 0 | 0 | 0 | 0 | 0 | 0 | 0
[19 empty] | Opex savings | Input | £000s | 3.0631 | 7.2406 | 14.1561 | 25.6154 | 38.1358 | 28.179 | 45.6541 | 66.4173 | 84.469 | 98.7841 | 135.3593 | 144.8853 | 150.3589 | 151.957 | 150.6298 | 149.5429 | 148.4909 | 147.4726 | 146.4869 | 145.5358 | 144.6153 | 143.7243 | 142.8617 | 142.0269 | 141.2219 | 141.2219 | 141.2219 | 141.2219 | 141.2219 | 141.2219 | 141.2219 | 141.2219 | 141.2219 | 141.2219 | 141.2219 | 141.2219 | 141.2219 | 141.2219 | 141.2219 | 141.2219 | 141.2219 | 141.2219 | 141.2219 | 141.2219 | 141.2219 | 141.2219 | 141.2219 | 141.2219 | 141.2219 | 141.2219 | 141.2219 | 141.2219 | 141.2219 | 141.2219 | 141.2219 | 141.2219 | 141.2219 | 141.2219 | 141.2219 | 141.2219 | 141.2219 | 141.2219 | 141.2219 | 141.2219 | 141.2219 | 141.2219 | 141.2219 | 141.2219 | 141.2219 | 141.2219 | 141.2219 | 141.2219 | 141.2219 | 141.2219 | 141.2219 | 141.2219 | 141.2219 | 141.2219 | 141.2219 | 141.2219 | 0 | 0 | 0 | 0 | 0 | 0 | 0 | 0 | 0 | 0 | 0 | 0 | 0 | 0 | 0 | 0 | 0 | 0 | 0 | 0 | 0 | 0 | 0 | 0
[19 empty] | Fixed env & social | Input | £000s | 0 | 0 | 0 | 0 | 0 | 0 | 0 | 0 | 0 | 0 | 0 | 0 | 0 | 0 | 0 | 0 | 0 | 0 | 0 | 0 | 0 | 0 | 0 | 0 | 0 | 0 | 0 | 0 | 0 | 0 | 0 | 0 | 0 | 0 | 0 | 0 | 0 | 0 | 0 | 0 | 0 | 0 | 0 | 0 | 0 | 0 | 0 | 0 | 0 | 0 | 0 | 0 | 0 | 0 | 0 | 0 | 0 | 0 | 0 | 0 | 0 | 0 | 0 | 0 | 0 | 0 | 0 | 0 | 0 | 0 | 0 | 0 | 0 | 0 | 0 | 0 | 0 | 0 | 0 | 0 | 0 | 0 | 0 | 0 | 0 | 0 | 0 | 0 | 0 | 0 | 0 | 0 | 0 | 0 | 0 | 0 | 0 | 0 | 0 | 0 | 0 | 0 | 0 | 0
[19 empty] | Variable env & social | Input | £000s | 365.3709 | 505.8322 | 501.2014 | 490.4115 | 766.0016 | 1837.1893 | 1521.124 | 1730.4865 | 1851.3685 | 2070.9453 | 2663.621 | 1550.85 | 1054.367 | 769.3464 | 40.3001 | 40.1465 | 39.9979 | 39.854 | 39.7147 | 39.5803 | 182.1588 | 236.3326 | 233.5458 | 228.2316 | 335.0335 | 755.6185 | 630.2829 | 710.5896 | 756.3815 | 840.838 | 1070.081 | 632.3503 | 436.8411 | 324.7713 | 38.9707 | 38.9707 | 38.9707 | 38.9707 | 38.9707 | 38.9707 | 181.6792 | 235.979 | 233.314 | 228.1178 | 335.0335 | 755.6185 | 630.2829 | 710.5896 | 756.3815 | 840.838 | 1070.081 | 632.3503 | 436.8411 | 324.7713 | 38.9707 | 38.9707 | 38.9707 | 38.9707 | 38.9707 | 38.9707 | 181.6792 | 235.979 | 233.314 | 228.1178 | 335.0335 | 755.6185 | 630.2829 | 710.5896 | 756.3815 | 840.838 | 1070.081 | 632.3503 | 436.8411 | 324.7713 | 38.9707 | 38.9707 | 38.9707 | 38.9707 | 38.9707 | 38.9707 | 0 | 0 | 0 | 0 | 0 | 0 | 0 | 0 | 0 | 0 | 0 | 0 | 0 | 0 | 0 | 0 | 0 | 0 | 0 | 0 | 0 | 0 | 0 | 0
[19 empty] | Fixed carbon costs | Input | £000s | 8.6436 | 11.5792 | 11.8285 | 12.3844 | 20.8836 | 67.8135 | 46.4416 | 51.2174 | 52.4355 | 66.7498 | 63.7598 | 39.2088 | 25.7823 | 18.198 | 0.98936 | 0.95259 | 0.91728 | 0.88336 | 0.85078 | 0.81949 | 1.8688 | 2.2002 | 2.2497 | 2.3692 | 3.7555 | 12.3679 | 8.4346 | 9.2197 | 9.3391 | 12.5096 | 12.2971 | 8.0542 | 5.4419 | 3.9602 | 0.56863 | 0.55206 | 0.53599 | 0.52037 | 0.50522 | 0.4905 | 1.1346 | 1.3448 | 1.3832 | 1.4652 | 2.3356 | 7.7291 | 5.2966 | 5.8178 | 5.9217 | 7.9706 | 6.8086 | 4.4594 | 3.0131 | 2.1927 | 0.31483 | 0.30566 | 0.29676 | 0.28812 | 0.27973 | 0.27158 | 0.6282 | 0.74457 | 0.76586 | 0.81124 | 1.2932 | 4.2794 | 2.9326 | 3.2212 | 3.2787 | 4.4131 | 3.7698 | 2.4691 | 1.6683 | 1.214 | 0.17432 | 0.24378 | 0.23784 | 0.23204 | 0.22638 | 0.22086 | 0 | 0 | 0 | 0 | 0 | 0 | 0 | 0 | 0 | 0 | 0 | 0 | 0 | 0 | 0 | 0 | 0 | 0 | 0 | 0 | 0 | 0 | 0 | 0
[19 empty] | Variable carbon costs | Input | £000s | 0 | 0 | 0 | 0 | 0 | 0 | 0 | 0 | 0 | 0 | 0 | 0 | 0 | 0 | 0 | 0 | 0 | 0 | 0 | 0 | 0 | 0 | 0 | 0 | 0 | 0 | 0 | 0 | 0 | 0 | 0 | 0 | 0 | 0 | 0 | 0 | 0 | 0 | 0 | 0 | 0 | 0 | 0 | 0 | 0 | 0 | 0 | 0 | 0 | 0 | 0 | 0 | 0 | 0 | 0 | 0 | 0 | 0 | 0 | 0 | 0 | 0 | 0 | 0 | 0 | 0 | 0 | 0 | 0 | 0 | 0 | 0 | 0 | 0 | 0 | 0 | 0 | 0 | 0 | 0 | 0 | 0 | 0 | 0 | 0 | 0 | 0 | 0 | 0 | 0 | 0 | 0 | 0 | 0 | 0 | 0 | 0 | 0 | 0 | 0 | 0 | 0 | 0 | 0
[19 empty] | Customer willingness to pay | Input | £000s | 0 | 0 | 0 | 0 | 0 | 0 | 0 | 0 | 0 | 0 | 0 | 0 | 0 | 0 | 0 | 0 | 0 | 0 | 0 | 0 | 0 | 0 | 0 | 0 | 0 | 0 | 0 | 0 | 0 | 0 | 0 | 0 | 0 | 0 | 0 | 0 | 0 | 0 | 0 | 0 | 0 | 0 | 0 | 0 | 0 | 0 | 0 | 0 | 0 | 0 | 0 | 0 | 0 | 0 | 0 | 0 | 0 | 0 | 0 | 0 | 0 | 0 | 0 | 0 | 0 | 0 | 0 | 0 | 0 | 0 | 0 | 0 | 0 | 0 | 0 | 0 | 0 | 0 | 0 | 0 | 0 | 0 | 0 | 0 | 0 | 0 | 0 | 0 | 0 | 0 | 0 | 0 | 0 | 0 | 0 | 0 | 0 | 0 | 0 | 0 | 0 | 0 | 0 | 0
[19 empty] | Total | Sum of above (excl WAFU) | £000s | 843.7707 | 1200.0856 | 1254.4553 | 1312.962 | 2023.5408 | 4584.0003 | 3927.8355 | 4546.26 | 4971.026 | 5609.1101 | 7187.5031 | 4815.4288 | 3765.6792 | 3167.6935 | 1511.3134 | 1627.8437 | 1670.7769 | 1670.3802 | 1670.648 | 1763.015 | 2521.327 | 2544.804 | 2612.4471 | 2650.8205 | 3018.917 | 4417.1792 | 3661.3948 | 3714.632 | 3746.7597 | 3722.6876 | 4489.3525 | 3322.6237 | 2774.7575 | 2462.1053 | 1753.4097 | 2123.2867 | 2000.1973 | 2068.483 | 2108.6722 | 2174.2795 | 2766.1671 | 2543.276 | 2374.9603 | 2277.7319 | 2333.632 | 3645.7208 | 3307.9394 | 3532.2746 | 3663.995 | 3981.0658 | 4997.7509 | 3664.5928 | 3184.3484 | 2910.1242 | 2174.1038 | 2375.9729 | 2004.7117 | 1835.1864 | 1738.0077 | 1490.1955 | 1998.8411 | 2192.3584 | 2195.3875 | 2197.7306 | 2595.5067 | 4156.1581 | 3651.1392 | 3941.6978 | 4111.1383 | 4398.4562 | 5247.6447 | 3667.3561 | 2949.9392 | 2538.7065 | 1490.0982 | 1609.0915 | 1654.3353 | 1656.1748 | 1658.607 | 1753.0619 | 0 | 0 | 0 | 0 | 0 | 0 | 0 | 0 | 0 | 0 | 0 | 0 | 0 | 0 | 0 | 0 | 0 | 0 | 0 | 0 | 0 | 0 | 0 | 0
61.10a | Options impacting on Void properties - USPL | [20 empty] | 0 | 0 | 0 | 0 | 0 | 0 | 0 | 0 | 0 | 0 | 0 | 0 | 0 | 0 | 0 | 0 | 0 | 0 | 0 | 0 | 0 | 0 | 0 | 0 | 0 | 0 | 0 | 0 | 0 | 0 | 0 | 0 | 0 | 0 | 0 | 0 | 0 | 0 | 0 | 0 | 0 | 0 | 0 | 0 | 0 | 0 | 0 | 0 | 0 | 0 | 0 | 0 | 0 | 0 | 0 | 0 | 0 | 0 | 0 | 0 | 0 | 0 | 0 | 0 | 0 | 0 | 0 | 0 | 0 | 0 | 0 | 0 | 0 | 0 | 0 | 0 | 0 | 0 | 0 | 0 | 0 | 0 | 0 | 0 | 0 | 0 | 0 | 0 | 0 | 0 | 0 | 0 | 0 | 0 | 0 | 0 | 0 | 0 | 0 | 0 | 0 | 0 | 0 | 0
RZCOSTSHERE
| Company: | Severn Trent Water
| Resource Zone Name: | Stafford
| Resource Zone Number: | 12
| Planning Scenario Name: | Dry Year Annual Average
| Chosen Level of Service: | No more than 3 in 100 Temporary Use Bans
Start dates | Option Categories
2020-21 | Aquifer recharge
2021-22 | Bulk supply
2022-23 | Conjunctive use
2023-24 | Desalination
2024-25 | Effluent reuse
2025-26 | GW enhancement
2026-27 | GW new
2027-28 | Reservoir enlargement
2028-29 | New reservoir
2029-30 | SW enhancement
2030-31 | SW new
2031-32
2032-33
2033-34 | Active leakage management
2034-35 | Mains repair
2035-36 | Mains replacement (not trunk mains)
2036-37 | Pressure management
2037-38 | Other leakage control
2038-39 | Trunk mains renewal
2039-40 | Pumps
2040-41 | Service reservoir
2041-42
2042-43
2043-44 | Water treatment works loss recovery
2044-45 | Water treatment works capacity increase
Cistern displacement device
Household water audit
Commercial water audit
Customer education / awareness
Other water efficiency
Metering optants
Metering change of occupancy
Metering compulsory
Metering other selective
Supply pipe repairs / replacement
Outdoor water efficiency devices
Retrofitting indoor water efficiency devices
Alternative tariffs
Collaborative R&D
Note on DW1: Author: At year 126 this drops to 2%
Note on V2: The original formulae assumed 80 whatever number was put here. The formulae in this sheet will take account of the number.
Note on X2: Cells X2:CY2 contain a factor to calculate NPV based on variable discount rate - please do not adjust
Note on CY2: Formula can be copied across to the right if appraisal period extends beyond 80 years

## 6. Preferred (Scenario Yr)
Table 6: Preferred list of water management options
DRY YEAR PLANNED GAINS IN WAFU OR SAVINGS IN DEMAND (Ml/d) - TO BE COMPLETED FOR ALL PREFERRED OPTIONS (WAFU gains for each year are individual year gains and not cumulative gains)
Row Ref | Option Name [Insert / delete non-numbered lines to suit] | Option Reference No. | Unit | Decimal places | 2016-17 | For info 2017-18 | For info 2018-19 | For info 2019-20 | 2020-21 | 2021-22 | 2022-23 | 2023-24 | 2024-25 | 2025-26 | 2026-27 | 2027-28 | 2028-29 | 2029-30 | 2030-31 | 2031-32 | 2032-33 | 2033-34 | 2034-35 | 2035-36 | 2036-37 | 2037-38 | 2038-39 | 2039-40 | 2040-41 | 2041-42 | 2042-43 | 2043-44 | 2044-45
58 | Resource Management | - | Ml/d | 2 | 0 | 0 | 0 | 0 | 0 | 0 | 0 | 0 | 0 | 0 | 0 | 0 | 0 | 0 | 0 | 0 | 0 | 0 | 0 | 0 | 0 | 0 | 0 | 0 | 0 | 0 | 0 | 0 | 0
58.1 | Increase raw water abstractions | - | Ml/d | 2 | 0 | 0 | 0 | 0 | 0 | 0 | 0 | 0 | 0 | 0 | 0 | 0 | 0 | 0 | 0 | 0 | 0 | 0 | 0 | 0 | 0 | 0 | 0 | 0 | 0 | 0 | 0 | 0 | 0
- |  |  | Ml/d | 2
- | (insert row above) | - | - |  | - | - | - | - | bar: 2020-21 to 2044-45
58.2 | Raw water imports | - | Ml/d | 2 | 0 | 0 | 0 | 0 | 0 | 0 | 0 | 0 | 0 | 0 | 0 | 0 | 0 | 0 | 0 | 0 | 0 | 0 | 0 | 0 | 0 | 0 | 0 | 0 | 0 | 0 | 0 | 0 | 0
- |  |  | Ml/d | 2
- | (insert row above) | - | - |  | - | - | - | - | bar: 2020-21 to 2044-45
58.3 | Potable water Imports (input reductions as -ve) | - | Ml/d | 2 | 0 | 0 | 0 | 0 | 0 | 0 | 0 | 0 | 0 | 0 | 0 | 0 | 0 | 0 | 0 | 0 | 0 | 0 | 0 | 0 | 0 | 0 | 0 | 0 | 0 | 0 | 0 | 0 | 0
- |  |  | Ml/d | 2
- | (insert row above) | - | - |  | - | - | - | - | bar: 2020-21 to 2044-45
58.4 | Reduce raw water losses and operational use (input as -ve) | - | Ml/d | 2 | 0 | 0 | 0 | 0 | 0 | 0 | 0 | 0 | 0 | 0 | 0 | 0 | 0 | 0 | 0 | 0 | 0 | 0 | 0 | 0 | 0 | 0 | 0 | 0 | 0 | 0 | 0 | 0 | 0
- |  |  | Ml/d | 2
- | (insert row above) | - | - |  | - | - | - | - | bar: 2020-21 to 2044-45
58.5 | Reduced raw water export (including non potable supplies) |  | Ml/d | 2 | 0 | 0 | 0 | 0 | 0 | 0 | 0 | 0 | 0 | 0 | 0 | 0 | 0 | 0 | 0 | 0 | 0 | 0 | 0 | 0 | 0 | 0 | 0 | 0 | 0 | 0 | 0 | 0 | 0
58.51 | Reduce raw water exports (input as -ve) | - | Ml/d | 2 | 0 | 0 | 0 | 0 | 0 | 0 | 0 | 0 | 0 | 0 | 0 | 0 | 0 | 0 | 0 | 0 | 0 | 0 | 0 | 0 | 0 | 0 | 0 | 0 | 0 | 0 | 0 | 0 | 0
- |  |  | Ml/d | 2
- | (insert row above) | - | - |  | - | - | - | - | bar: 2020-21 to 2044-45
58.52 | Reduce non potable supplies (input as -ve) | - | Ml/d | 2 | 0 | 0 | 0 | 0 | 0 | 0 | 0 | 0 | 0 | 0 | 0 | 0 | 0 | 0 | 0 | 0 | 0 | 0 | 0 | 0 | 0 | 0 | 0 | 0 | 0 | 0 | 0 | 0 | 0
- |  |  | Ml/d | 2
- | (insert row above) | - | - |  | - | - | - | - | bar: 2020-21 to 2044-45
58.6 | Reduce potable water exports (input as -ve) | - | Ml/d |  | 0 | 0 | 0 | 0 | 0 | 0 | 0 | 0 | 0 | 0 | 0 | 0 | 0 | 0 | 0 | 0 | 0 | 0 | 0 | 0 | 0 | 0 | 0 | 0 | 0 | 0 | 0 | 0 | 0
- |  |  | Ml/d | 2
- | (insert row above) | - | - |  | - | - | - | - | bar: 2020-21 to 2044-45
58.7 | Other options to increase deployable output | - | Ml/d |  | 0 | 0 | 0 | 0 | 0 | 0 | 0 | 0 | 0 | 0 | 0 | 0 | 0 | 0 | 0 | 0 | 0 | 0 | 0 | 0 | 0 | 0 | 0 | 0 | 0 | 0 | 0 | 0 | 0
- |  |  | Ml/d | 2
- | (insert row above) | - | - |  | - | - | - | - | bar: 2020-21 to 2044-45
59 | Distribution Side Management | - |  |  | 0 | 0 | 0 | 0 | 0 | 0 | 0 | 0 | 0 | -0.12723 | -0.2428 | -0.4042 | -0.5656 | -0.727 | -0.86419 | -1.0014 | -1.1386 | -1.2758 | -1.4129 | -1.4907 | -1.5684 | -1.6462 | -1.7239 | -1.8017 | -1.8716 | -1.9416 | -2.0116 | -2.0815 | -2.1515
59.1 | Reduce distribution losses (input as -ve) | - | Ml/d | 2 | 0 | 0 | 0 | 0 | 0 | 0 | 0 | 0 | 0 | -0.12723 | -0.2428 | -0.4042 | -0.5656 | -0.727 | -0.86419 | -1.0014 | -1.1386 | -1.2758 | -1.4129 | -1.4907 | -1.5684 | -1.6462 | -1.7239 | -1.8017 | -1.8716 | -1.9416 | -2.0116 | -2.0815 | -2.1515
| Leakage Reduction | ALC2 | Ml/d | 2 |  |  |  |  | 0 | 0 | 0 | 0 | 0 | -0.12723 | -0.2428 | -0.4042 | -0.5656 | -0.727 | -0.86419 | -1.0014 | -1.1386 | -1.2758 | -1.4129 | -1.4907 | -1.5684 | -1.6462 | -1.7239 | -1.8017 | -1.8716 | -1.9416 | -2.0116 | -2.0815 | -2.1515
- | (insert row above) | - | - |  | - | - | - | - | bar: 2020-21 to 2044-45
59.2 | Reduce distribution system operational use (DSOU) (input as -ve) | - | Ml/d | 2 | 0 | 0 | 0 | 0 | 0 | 0 | 0 | 0 | 0 | 0 | 0 | 0 | 0 | 0 | 0 | 0 | 0 | 0 | 0 | 0 | 0 | 0 | 0 | 0 | 0 | 0 | 0 | 0 | 0
- |  |  | Ml/d | 2
- | (insert row above) | - | - |  | - | - | - | - | bar: 2020-21 to 2044-45
60 | Production Side Management, Specify Below.... | - |  | 2 | 0 | 0 | 0 | 0 | 0 | 0 | 0 | 0 | 0 | 0 | 0 | 0 | 0 | 0 | 0 | 0 | 0 | 0 | 0 | 0 | 0 | 0 | 0 | 0 | 0 | 0 | 0 | 0 | 0
60.1 | Reduce treatment works losses (input as -ve) | - | Ml/d | 2 | 0 | 0 | 0 | 0 | 0 | 0 | 0 | 0 | 0 | 0 | 0 | 0 | 0 | 0 | 0 | 0 | 0 | 0 | 0 | 0 | 0 | 0 | 0 | 0 | 0 | 0 | 0 | 0 | 0
- |  |  | Ml/d | 2
- | (insert row above) | - | - |  | - | - | - | - | bar: 2020-21 to 2044-45
60.2 | Reduce outages (input as -ve) | - | Ml/d | 2 | 0 | 0 | 0 | 0 | 0 | 0 | 0 | 0 | 0 | 0 | 0 | 0 | 0 | 0 | 0 | 0 | 0 | 0 | 0 | 0 | 0 | 0 | 0 | 0 | 0 | 0 | 0 | 0 | 0
- |  |  | Ml/d | 2
- | (insert row above) | - | - |  | - | - | - | - | bar: 2020-21 to 2044-45
61 | Customer Side Management | - |  | 2 | 0 | 0 | 0 | 0 | 0 | 0 | 0 | 0 | 0 | -0.43163 | -0.46758 | -0.4471 | -0.42738 | -0.41691 | -0.40718 | -0.3872 | -0.36729 | -0.35678 | -0.39206 | -0.43382 | -0.47211 | -0.49872 | -0.54196 | -0.55398 | -0.52818 | -0.51238 | -0.47857 | -0.45567 | -0.2173
61.1 | Change volume delivered to measured non households (input reductions as -ve) | - | Ml/d | 2 | 0 | 0 | 0 | 0 | 0 | 0 | 0 | 0 | 0 | 0 | 0 | 0 | 0 | 0 | 0 | 0 | 0 | 0 | 0 | 0 | 0 | 0 | 0 | 0 | 0 | 0 | 0 | 0 | 0
- |  |  | Ml/d | 2
- | (insert row above) | - | - |  | - | - | - | - | bar: 2020-21 to 2044-45
61.2 | Change volume delivered to unmeasured non households (input reductions as -ve) | - | Ml/d | 2 | 0 | 0 | 0 | 0 | 0 | 0 | 0 | 0 | 0 | 0 | 0 | 0 | 0 | 0 | 0 | 0 | 0 | 0 | 0 | 0 | 0 | 0 | 0 | 0 | 0 | 0 | 0 | 0 | 0
- |  |  | Ml/d | 2
- | (insert row above) | - | - |  | - | - | - | - | bar: 2020-21 to 2044-45
61.3 | Change volume delivered to measured households (input reductions as -ve) | - | Ml/d | 2 | 0 | 0 | 0 | 0 | 0 | 0 | 0 | 0 | 0 | 4.2372 | 4.1483 | 4.0739 | 4.0065 | 3.9322 | 3.8646 | 3.7948 | 3.7256 | 3.651 | 3.5312 | 3.4098 | 3.2956 | 3.1932 | 3.0758 | 2.9915 | 2.9468 | 2.8936 | 2.8599 | 2.8167 | 2.9857
- | Home water efficiency checks | WE001 | Ml/d | 2 |  |  |  |  | 0 | 0 | 0 | 0 | 0 | 0 | 0 | 0 | 0 | 0 | 0 | 0 | 0 | 0 | -0.054735 | -0.10646 | -0.15534 | -0.20153 | -0.24518 | -0.28643 | -0.27068 | -0.25579 | -0.24172 | -0.22843 | 0
| Enhanced metering | EM001 | Ml/d | 2 |  |  |  |  | 0 | 0 | 0 | 0 | 0 | 4.2372 | 4.1483 | 4.0739 | 4.0065 | 3.9322 | 3.8646 | 3.7948 | 3.7256 | 3.651 | 3.5859 | 3.5162 | 3.4509 | 3.3947 | 3.321 | 3.278 | 3.2175 | 3.1493 | 3.1016 | 3.0452 | 2.9857
- | (insert row above) | - | - |  | - | - | - | - | bar: 2020-21 to 2044-45
61.4 | Change volume delivered to unmeasured households (input reductions as -ve) | - | Ml/d | 2 | 0 | 0 | 0 | 0 | 0 | 0 | 0 | 0 | 0 | -4.6346 | -4.5358 | -4.441 | -4.3538 | -4.2691 | -4.1918 | -4.102 | -4.0129 | -3.9278 | -3.8433 | -3.7636 | -3.6877 | -3.6119 | -3.5378 | -3.4655 | -3.395 | -3.3259 | -3.2585 | -3.1924 | -3.123
| Enhanced metering | EM001 | Ml/d | 2 |  |  |  |  | 0 | 0 | 0 | 0 | 0 | -4.6346 | -4.5358 | -4.441 | -4.3538 | -4.2691 | -4.1918 | -4.102 | -4.0129 | -3.9278 | -3.8433 | -3.7636 | -3.6877 | -3.6119 | -3.5378 | -3.4655 | -3.395 | -3.3259 | -3.2585 | -3.1924 | -3.123
- | (insert row above) | - | - |  | - | - | - | - | bar: 2020-21 to 2044-45
61.5 | Options to reduce water taken unbilled (input as -ve) | - | Ml/d | 2 | 0 | 0 | 0 | 0 | 0 | 0 | 0 | 0 | 0 | 0 | 0 | 0 | 0 | 0 | 0 | 0 | 0 | 0 | 0 | 0 | 0 | 0 | 0 | 0 | 0 | 0 | 0 | 0 | 0
- |  |  | Ml/d | 2
- | (insert row above) | - | - |  | - | - | - | - | bar: 2020-21 to 2044-45
61.6 | Options impacting on measured Non Household - USPL (input reductions as -ve) |  | l/pr | 2 | 0 | 0 | 0 | 0 | 0 | 0 | 0 | 0 | 0 | 0 | 0 | 0 | 0 | 0 | 0 | 0 | 0 | 0 | 0 | 0 | 0 | 0 | 0 | 0 | 0 | 0 | 0 | 0 | 0
- |  |  | Ml/d | 2
- | (insert row above) | - | - |  | - | - | - | - | bar: 2020-21 to 2044-45
61.7 | Options impacting on unmeasured Non Household - USPL (input reductions as -ve) |  | l/pr | 2 | 0 | 0 | 0 | 0 | 0 | 0 | 0 | 0 | 0 | 0 | 0 | 0 | 0 | 0 | 0 | 0 | 0 | 0 | 0 | 0 | 0 | 0 | 0 | 0 | 0 | 0 | 0 | 0 | 0
- |  |  | Ml/d | 2
- | (insert row above) | - | - |  | - | - | - | - | bar: 2020-21 to 2044-45
61.8 | Options impacting on measured Household - USPL (input reductions as -ve) |  | l/pr | 2 | 0 | 0 | 0 | 0 | 0 | 0 | 0 | 0 | 0 | 0.40985 | 0.35608 | 0.34829 | 0.34063 | 0.33311 | 0.32572 | 0.31849 | 0.31139 | 0.30441 | 0.29756 | 0.29083 | 0.28422 | 0.27772 | 0.27134 | 0.26508 | 0.25895 | 0.25292 | 0.24701 | 0.2412 | 0.23549
| Enhanced Metering | EM001 | [6 empty] | 0 | 0 | 0 | 0 | 0 | 0.40985 | 0.35608 | 0.34829 | 0.34063 | 0.33311 | 0.32572 | 0.31849 | 0.31139 | 0.30441 | 0.29756 | 0.29083 | 0.28422 | 0.27772 | 0.27134 | 0.26508 | 0.25895 | 0.25292 | 0.24701 | 0.2412 | 0.23549
- | (insert row above) | - | - |  | - | - | - | - | bar: 2020-21 to 2044-45
61.9 | Options impacting on unmeasured Household - USPL (input reductions as -ve) |  | l/pr | 2 | 0 | 0 | 0 | 0 | 0 | 0 | 0 | 0 | 0 | -0.44402 | -0.43608 | -0.42829 | -0.42063 | -0.41311 | -0.40572 | -0.39849 | -0.39139 | -0.38441 | -0.37756 | -0.37083 | -0.36422 | -0.35772 | -0.35134 | -0.34508 | -0.33895 | -0.33292 | -0.32701 | -0.3212 | -0.31549
| Enhanced Metering | EM001 | [6 empty] | 0 | 0 | 0 | 0 | 0 | -0.44402 | -0.43608 | -0.42829 | -0.42063 | -0.41311 | -0.40572 | -0.39849 | -0.39139 | -0.38441 | -0.37756 | -0.37083 | -0.36422 | -0.35772 | -0.35134 | -0.34508 | -0.33895 | -0.33292 | -0.32701 | -0.3212 | -0.31549
- | (insert row above) | - | - |  | - | - | - | - | bar: 2020-21 to 2044-45
61.1 | Options impacting on Void properties - USPL (input reductions as -ve) |  | l/pr | 2 | 0 | 0 | 0 | 0 | 0 | 0 | 0 | 0 | 0 | 0 | 0 | 0 | 0 | 0 | 0 | 0 | 0 | 0 | 0 | 0 | 0 | 0 | 0 | 0 | 0 | 0 | 0 | 0 | 0
- |  |  | Ml/d | 2
- | (insert row above) | - | - |  | - | - | - | - | bar: 2020-21 to 2044-45
| Company: | Severn Trent Water
| Resource Zone Name: | Stafford
| Resource Zone Number: | 12
| Planning Scenario Name: | Dry Year Annual Average
| Chosen Level of Service: | No more than 3 in 100 Temporary Use Bans

## 7. FP Supply
Table 7: Final planning water supply
| Row Ref | Component | Derivation | Unit | Decimal places | 2016-17 | For info 2017-18 | For info 2018-19 | For info 2019-20 | 2020-21 | 2021-22 | 2022-23 | 2023-24 | 2024-25 | 2025-26 | 2026-27 | 2027-28 | 2028-29 | 2029-30 | 2030-31 | 2031-32 | 2032-33 | 2033-34 | 2034-35 | 2035-36 | 2036-37 | 2037-38 | 2038-39 | 2039-40 | 2040-41 | 2041-42 | 2042-43 | 2043-44 | 2044-45
Resources | 1FP | Raw Water Abstracted | 1BL | Ml/d | 2 | 23 | 23 | 23 | 23 | 23 | 23 | 23 | 23 | 23 | 23 | 23 | 23 | 23 | 23 | 23 | 23 | 23 | 23 | 23 | 23 | 23 | 23 | 23 | 23 | 23 | 23 | 23 | 23 | 23
| 2FP | Raw Water Imported | 2BL+ (6. Preferred scenario ref 58.2) | Ml/d | 2 | 0 | 0 | 0 | 0 | 0 | 0 | 0 | 0 | 0 | 0 | 0 | 0 | 0 | 0 | 0 | 0 | 0 | 0 | 0 | 0 | 0 | 0 | 0 | 0 | 0 | 0 | 0 | 0 | 0
| - | - | - | - | 2 | - | - | - | - | bar: 2020-21 to 2044-45
| - | - | - | - | 2 | - | - | - | - | bar: 2020-21 to 2044-45
| - | - | - | - | 2 | - | - | - | - | bar: 2020-21 to 2044-45
| 3FP | Potable Water Imported | 3BL+ (6. Preferred scenario ref 58.3) | Ml/d | 2 | 1.4 | 1.4 | 1.4 | 1.4 | 1.4 | 1.4 | 1.4 | 1.4 | 1.4 | 1.4 | 1.4 | 1.4 | 1.4 | 1.4 | 1.4 | 1.4 | 1.4 | 1.4 | 1.4 | 1.4 | 1.4 | 1.4 | 1.4 | 1.4 | 1.4 | 1.4 | 1.4 | 1.4 | 1.4
| - | - | - | - | 2 | - | - | - | - | bar: 2020-21 to 2044-45
| - | - | - | - | 2 | - | - | - | - | bar: 2020-21 to 2044-45
| - | - | - | - | 2 | - | - | - | - | bar: 2020-21 to 2044-45
| - | - | - | - | 2 | - | - | - | - | bar: 2020-21 to 2044-45
Resource (and process) losses | 5FP | Raw Water Exported (raw exports and non potable uses) | 5BL+ (6. Preferred scenario ref 58.5) | Ml/d | 2 | 0 | 0 | 0 | 0 | 0 | 0 | 0 | 0 | 0 | 0 | 0 | 0 | 0 | 0 | 0 | 0 | 0 | 0 | 0 | 0 | 0 | 0 | 0 | 0 | 0 | 0 | 0 | 0 | 0
| - | - | - | - | 2 | - | - | - | - | bar: 2020-21 to 2044-45
| - | - | - | - | 2 | - | - | - | - | bar: 2020-21 to 2044-45
| - | - | - | - | 2 | - | - | - | - | bar: 2020-21 to 2044-45
| 6FP | Potable Water Exported | 6BL+ (6. Preferred scenario ref 58.6) | Ml/d | 2 | 0 | 0 | 0 | 0 | 0 | 0 | 0 | 0 | 0 | 0 | 0 | 0 | 0 | 0 | 0 | 0 | 0 | 0 | 0 | 0 | 0 | 0 | 0 | 0 | 0 | 0 | 0 | 0 | 0
| - | - | - | - | 2 | - | - | - | - | bar: 2020-21 to 2044-45
| - | - | - | - | 2 | - | - | - | - | bar: 2020-21 to 2044-45
| - | - | - | - | 2 | - | - | - | - | bar: 2020-21 to 2044-45
| 7FP | Deployable Output | 7BL+ 8BL+ (6. Preferred scenario ref 58.7) + (6. Preferred scenario ref 58.1) |  | 2 | 23 | 23 | 23 | 23 | 23 | 23 | 23 | 23 | 23 | 23 | 23 | 23 | 23 | 23 | 23 | 23 | 23 | 23 | 23 | 23 | 23 | 23 | 23 | 23 | 23 | 23 | 23 | 23 | 23
| - | - | - | - | 2 | bar: 2020-21 to 2044-45
| - | - | - | - | 2 | - | - | - | - | bar: 2020-21 to 2044-45
| - | - | - | - | 2 | - | - | - | - | bar: 2020-21 to 2044-45
| - | - | - | - | 2 | - | - | - | - | bar: 2020-21 to 2044-45
| - | - | - | - | 2 | - | - | - | - | bar: 2020-21 to 2044-45
| 9FP | Raw water losses, treatment works losses and operational use | 9BL+ (6. Preferred scenario ref 60.1)+(6. Preferred scenario ref 58.4) | Ml/d | 2 | 0 | 0 | 0 | 0 | 0 | 0 | 0 | 0 | 0 | 0 | 0 | 0 | 0 | 0 | 0 | 0 | 0 | 0 | 0 | 0 | 0 | 0 | 0 | 0 | 0 | 0 | 0 | 0 | 0
| 10FP | Outage allowance | 10BL+ (6. Preferred scenario ref 60.2) | Ml/d | 2 | 0.16 | 0.16 | 0.16 | 0.16 | 0.16 | 0.16 | 0.16 | 0.16 | 0.16 | 0.16 | 0.16 | 0.16 | 0.16 | 0.16 | 0.16 | 0.16 | 0.16 | 0.16 | 0.16 | 0.16 | 0.16 | 0.16 | 0.16 | 0.16 | 0.16 | 0.16 | 0.16 | 0.16 | 0.16
|  | Company: | Severn Trent Water
|  | Resource Zone Name: | Stafford
|  | Resource Zone Number: | 12
|  | Planning Scenario Name: | Dry Year Annual Average
|  | Chosen Level of Service: | No more than 3 in 100 Temporary Use Bans

## 8. FP Demand
Table 8: Final planning water demand
| Row Ref | Component | Derivation / Impact of preferred options | Unit | Decimal places | 2016-17 | For info 2017-18 | For info 2018-19 | For info 2019-20 | 2020-21 | 2021-22 | 2022-23 | 2023-24 | 2024-25 | 2025-26 | 2026-27 | 2027-28 | 2028-29 | 2029-30 | 2030-31 | 2031-32 | 2032-33 | 2033-34 | 2034-35 | 2035-36 | 2036-37 | 2037-38 | 2038-39 | 2039-40 | 2040-41 | 2041-42 | 2042-43 | 2043-44 | 2044-45
Consumption | 19FP | Water Delivered Measured Non Household | Calculated BL+Preferred options | Ml/d | 2 | 4.9721 | 4.9778 | 4.9718 | 4.9809 | 4.9806 | 5.0102 | 5.031 | 5.0502 | 5.0508 | 5.0719 | 5.0786 | 5.0849 | 5.0771 | 5.0963 | 5.1029 | 5.1097 | 5.1023 | 5.1214 | 5.1259 | 5.1301 | 5.1198 | 5.1385 | 5.1437 | 5.1492 | 5.1408 | 5.1605 | 5.1665 | 5.1725 | 5.1647
| 20FP | Water Delivered Unmeasured Non Household | Calculated BL+Preferred options | Ml/d | 2 | 0.063805 | 0.063805 | 0.063805 | 0.063805 | 0.063805 | 0.063805 | 0.063805 | 0.063805 | 0.063805 | 0.063805 | 0.063805 | 0.063805 | 0.063805 | 0.063805 | 0.063805 | 0.063805 | 0.063805 | 0.063805 | 0.063805 | 0.063805 | 0.063805 | 0.063805 | 0.063805 | 0.063805 | 0.063805 | 0.063805 | 0.063805 | 0.063805 | 0.063805
| 21FP | Water Delivered Measured Household | Calculated BL+Preferred options | Ml/d | 2 | 6.5132 | 6.6675 | 6.8007 | 6.935 | 7.0564 | 7.1816 | 7.3146 | 7.4423 | 7.5688 | 12.3434 | 12.3206 | 12.3563 | 12.398 | 12.4256 | 12.4154 | 12.4305 | 12.4403 | 12.4477 | 12.4044 | 12.366 | 12.3392 | 12.3179 | 12.28 | 12.2741 | 12.307 | 12.3301 | 12.3716 | 12.4021 | 12.649
| 22FP | Water Delivered Unmeasured Household | Calculated BL+Preferred options | Ml/d | 2 | 6.1358 | 5.9855 | 5.8479 | 5.7231 | 5.5938 | 5.4716 | 5.3499 | 5.2333 | 5.1207 | -0.066877 | -0.06573 | -0.064604 | -0.063498 | -0.062412 | -0.061345 | -0.060299 | -0.059272 | -0.058263 | -0.057273 | -0.056301 | -0.055346 | -0.054408 | -0.053488 | -0.052584 | -0.051696 | -0.050825 | -0.049969 | -0.049128 | -0.048303
| 23FP | Measured Non Household - Consumption | 19FP-34FP | Ml/d | 2 | 4.9054 | 4.911 | 4.905 | 4.9142 | 4.9139 | 4.9435 | 4.9642 | 4.9835 | 4.9841 | 5.0052 | 5.0118 | 5.0182 | 5.0104 | 5.0295 | 5.0361 | 5.043 | 5.0355 | 5.0546 | 5.0592 | 5.0633 | 5.0531 | 5.0717 | 5.077 | 5.0824 | 5.0741 | 5.0938 | 5.0997 | 5.1058 | 5.098
| 24FP | Unmeasured Non Household - Consumption | 20FP-35FP | Ml/d | 2 | 0.061788 | 0.061788 | 0.061788 | 0.061788 | 0.061788 | 0.061788 | 0.061788 | 0.061788 | 0.061788 | 0.061788 | 0.061788 | 0.061788 | 0.061788 | 0.061788 | 0.061788 | 0.061788 | 0.061788 | 0.061788 | 0.061788 | 0.061788 | 0.061788 | 0.061788 | 0.061788 | 0.061788 | 0.061788 | 0.061788 | 0.061788 | 0.061788 | 0.061788
| 25FP | Measured Household - Consumption | 21FP-36FP | Ml/d | 2 | 5.9177 | 6.0654 | 6.192 | 6.3196 | 6.4347 | 6.5536 | 6.6805 | 6.8021 | 6.9228 | 11.2817 | 11.307 | 11.345 | 11.3889 | 11.4187 | 11.4106 | 11.4279 | 11.4398 | 11.4492 | 11.4079 | 11.3715 | 11.3466 | 11.3274 | 11.2914 | 11.2874 | 11.3222 | 11.3468 | 11.3897 | 11.4217 | 11.6699
| 26FP | Unmeasured Household - Consumption | 22FP-37FP | Ml/d | 2 | 5.6915 | 5.5492 | 5.4195 | 5.3025 | 5.1808 | 5.0661 | 4.9516 | 4.8422 | 4.7367 | -5.5511e-16 | -5.5511e-16 | -6.1062e-16 | 0 | -2.7756e-16 | 2.7756e-16 | 1.1102e-16 | 2.2204e-16 | -2.7756e-16 | 2.2204e-16 | 5.5511e-17 | 1.1102e-16 | -1.1102e-16 | -5.5511e-17 | 1.1102e-16 | 1.6653e-16 | -5.5511e-17 | -5.5511e-17 | 0 | 0
| 27 - | Percentage of consumption driven by climate change | n/a in FP | - | 1 | - | - | - | - | bar: 2020-21 to 2044-45
| 28 - | Volume of consumption driven by climate change | n/a in FP | - | 1 | - | - | - | - | bar: 2020-21 to 2044-45
PCC and consumption by component | 29FP | Measured Household - PCC | (25FP*1,000,000)/(51FP*1,000) | l/h/d | 1 | 114.6 | 114.2 | 114 | 113.8 | 113.5 | 113.3 | 113.2 | 113.2 | 113.2 | 117.4 | 117.3 | 117.4 | 117.4 | 117.4 | 117 | 116.8 | 116.7 | 116.5 | 115.8 | 115.2 | 114.6 | 114.2 | 113.6 | 113.3 | 113.4 | 113.4 | 113.6 | 113.6 | 115.8
| 29.1FP | Measured toilet flushing | Input brief explanation here | l/h/d | 1 | 25.8706 | 25.1324 | 24.4501 | 23.796 | 23.1668 | 22.5588 | 21.9689 | 21.3989 | 20.8458 | 21.2871 | 20.6862 | 20.0882 | 19.4883 | 18.894 | 18.8539 | 18.8357 | 18.8202 | 18.8008 | 18.7839 | 18.7668 | 18.7459 | 18.7274 | 18.7083 | 18.6883 | 18.6672 | 18.6457 | 18.624 | 18.6018 | 18.579
| 29.2FP | Measured personal washing | Input brief explanation here | l/h/d | 1 | 48.5982 | 49.5182 | 50.4077 | 51.272 | 52.1501 | 53.0265 | 53.9177 | 54.8018 | 55.6841 | 58.8103 | 59.6924 | 60.5643 | 61.41 | 62.2565 | 62.2293 | 62.2801 | 62.3402 | 62.3874 | 62.4428 | 62.4974 | 62.5396 | 62.59 | 62.6383 | 62.6834 | 62.7252 | 62.7654 | 62.8051 | 62.8429 | 62.879
| 29.3FP | Measured clothes washing | Input brief explanation here | l/h/d | 1 | 14.2408 | 14.1611 | 14.0833 | 14.0036 | 13.9291 | 13.8562 | 13.7878 | 13.7201 | 13.6538 | 14.155 | 14.0848 | 14.013 | 13.9362 | 13.8603 | 13.7432 | 13.643 | 13.5446 | 13.4433 | 13.3436 | 13.2435 | 13.1406 | 13.0392 | 12.9373 | 12.8346 | 12.731 | 12.627 | 12.5227 | 12.418 | 12.3127
| 29.4FP | Measured dish washing | Input brief explanation here | l/h/d | 1 | 11.2333 | 11.2438 | 11.2489 | 11.2489 | 11.2519 | 11.2545 | 11.2602 | 11.2644 | 11.2684 | 11.7452 | 11.7486 | 11.7499 | 11.7461 | 11.7424 | 11.7278 | 11.728 | 11.73 | 11.7296 | 11.7306 | 11.7315 | 11.73 | 11.7301 | 11.7298 | 11.7288 | 11.7272 | 11.7253 | 11.7233 | 11.721 | 11.7183
| 29.5FP | Measured miscellaneous internal use | Input brief explanation here | l/h/d | 1 | 13.3408 | 13.2783 | 13.2285 | 13.1822 | 13.1405 | 13.1018 | 13.0644 | 13.0305 | 12.9992 | 12.6844 | 12.6867 | 12.6873 | 12.684 | 12.6818 | 12.6737 | 12.6742 | 12.6767 | 12.6768 | 12.6786 | 12.6804 | 12.6799 | 12.6811 | 12.682 | 12.6823 | 12.6821 | 12.6817 | 12.6814 | 12.6807 | 12.6798
| 29.6FP | Measured external use | Input brief explanation here | l/h/d | 1 | 1.3059 | 1.3451 | 1.3834 | 1.4212 | 1.4589 | 1.4964 | 1.5338 | 1.571 | 1.6082 | 1.6871 | 1.7255 | 1.7635 | 1.8013 | 1.8392 | 1.8757 | 1.9119 | 1.9477 | 1.9831 | 2.0182 | 2.0529 | 2.0872 | 2.1211 | 2.1547 | 2.1878 | 2.2207 | 2.2531 | 2.2852 | 2.3169 | 2.3482
| 29.7BL | Measured water efficiency savings | Input brief explanation here | l/h/d | 1 | 0.010294 | -0.47885 | -0.80191 | -1.1239 | -1.5973 | -1.9941 | -2.3327 | -2.5867 | -2.8594 | -2.9692 | -3.3241 | -3.4662 | -3.6659 | -3.8743 | -4.1036 | -4.2728 | -4.3595 | -4.521 | -5.1978 | -5.7725 | -6.3231 | -6.6889 | -7.2504 | -7.5052 | -7.3535 | -7.2983 | -7.0417 | -6.9812 | -4.7169
| 30FP | Unmeasured Household - PCC | (26FP*1,000,000)/(52FP*1,000) | l/h/d | 1 | 138.1 | 138.2 | 138 | 137.8 | 137.6 | 137.4 | 137.3 | 137.2 | 137.1 | - | - | - | - | - | - | - | - | - | - | - | - | - | - | - | - | - | - | - | -
| 30.1FP | Unmeasured toilet flushing | Input brief explanation here | l/h/d | 1 | 30.9946 | 30.2859 | 29.534 | 28.7489 | 27.9778 | 27.2016 | 26.4383 | 25.6635 | 24.8836 | - | - | - | - | - | - | - | - | - | - | - | - | - | - | - | - | - | - | - | -
| 30.2FP | Unmeasured personal washing | Input brief explanation here | l/h/d | 1 | 57.9845 | 59.0081 | 59.9587 | 60.8478 | 61.7712 | 62.6893 | 63.6442 | 64.5794 | 65.5086 | - | - | - | - | - | - | - | - | - | - | - | - | - | - | - | - | - | - | - | -
| 30.3FP | Unmeasured clothes washing | Input brief explanation here | l/h/d | 1 | 16.6588 | 16.6085 | 16.5361 | 16.4459 | 16.3644 | 16.2807 | 16.2058 | 16.1249 | 16.0418 | - | - | - | - | - | - | - | - | - | - | - | - | - | - | - | - | - | - | - | -
| 30.4FP | Unmeasured dish washing | Input brief explanation here | l/h/d | 1 | 13.1893 | 13.219 | 13.2315 | 13.2299 | 13.2354 | 13.2394 | 13.2506 | 13.2572 | 13.2622 | - | - | - | - | - | - | - | - | - | - | - | - | - | - | - | - | - | - | - | -
| 30.5FP | Unmeasured miscellaneous internal use | Input brief explanation here | l/h/d | 1 | 17.9004 | 17.9543 | 17.9848 | 17.9963 | 18.0175 | 18.0366 | 18.0656 | 18.0883 | 18.1088 | - | - | - | - | - | - | - | - | - | - | - | - | - | - | - | - | - | - | - | -
| 30.6FP | Unmeasured external use | Input brief explanation here | l/h/d | 1 | 1.4165 | 1.4653 | 1.5122 | 1.5576 | 1.6036 | 1.6493 | 1.6957 | 1.7416 | 1.7872 | - | - | - | - | - | - | - | - | - | - | - | - | - | - | - | - | - | - | - | -
| 30.7BL | Unmeasured water efficiency savings | Input brief explanation here | l/h/d | 1 | -0.044019 | -0.34126 | -0.75726 | -1.0263 | -1.3698 | -1.6969 | -2.0002 | -2.2549 | -2.4922 | - | - | - | - | - | - | - | - | - | - | - | - | - | - | - | - | - | - | - | -
| 31FP | Average Household - PCC | ((25FP+26FP)*1,000,000))/(51FP+52FP*1,000) | l/h/d | 1 | 125.0422 | 124.5442 | 124.0553 | 123.6278 | 123.1032 | 122.6927 | 122.3741 | 122.0633 | 121.7864 | 117.4193 | 117.3424 | 117.3959 | 117.429 | 117.3941 | 116.9844 | 116.8344 | 116.7114 | 116.4828 | 115.8139 | 115.2051 | 114.6364 | 114.2024 | 113.5999 | 113.3104 | 113.3984 | 113.3853 | 113.5652 | 113.6339 | 115.849
| 32FP | Water Taken Unbilled | Calculated BL+Preferred options | Ml/d | 1 | 0.52888 | 0.52888 | 0.52888 | 0.52888 | 0.52888 | 0.52888 | 0.52888 | 0.52888 | 0.52888 | 0.52888 | 0.52888 | 0.52888 | 0.52888 | 0.52888 | 0.52888 | 0.52888 | 0.52888 | 0.52888 | 0.52888 | 0.52888 | 0.52888 | 0.52888 | 0.52888 | 0.52888 | 0.52888 | 0.52888 | 0.52888 | 0.52888 | 0.52888
| 33FP | Distribution System Operational Use | Calculated BL+Preferred options | Ml/d | 1 | 0.060206 | 0.060206 | 0.060206 | 0.060206 | 0.060206 | 0.060206 | 0.060206 | 0.060206 | 0.060206 | 0.060206 | 0.060206 | 0.060206 | 0.060206 | 0.060206 | 0.060206 | 0.060206 | 0.060206 | 0.060206 | 0.060206 | 0.060206 | 0.060206 | 0.060206 | 0.060206 | 0.060206 | 0.060206 | 0.060206 | 0.060206 | 0.060206 | 0.060206
Leakage | 34FP | Measured Non Household - USPL | Calculated BL+Preferred options | Ml/d | 2 | 0.066735 | 0.066735 | 0.066735 | 0.066735 | 0.066735 | 0.066735 | 0.066735 | 0.066735 | 0.066735 | 0.066735 | 0.066735 | 0.066735 | 0.066735 | 0.066735 | 0.066735 | 0.066735 | 0.066735 | 0.066735 | 0.066735 | 0.066735 | 0.066735 | 0.066735 | 0.066735 | 0.066735 | 0.066735 | 0.066735 | 0.066735 | 0.066735 | 0.066735
| 35FP | Unmeasured Non Household - USPL | Calculated BL+Preferred options | Ml/d | 2 | 0.0020163 | 0.0020163 | 0.0020163 | 0.0020163 | 0.0020163 | 0.0020163 | 0.0020163 | 0.0020163 | 0.0020163 | 0.0020163 | 0.0020163 | 0.0020163 | 0.0020163 | 0.0020163 | 0.0020163 | 0.0020163 | 0.0020163 | 0.0020163 | 0.0020163 | 0.0020163 | 0.0020163 | 0.0020163 | 0.0020163 | 0.0020163 | 0.0020163 | 0.0020163 | 0.0020163 | 0.0020163 | 0.0020163
| 36FP | Measured Household - USPL | Calculated BL+Preferred options | Ml/d | 2 | 0.59545 | 0.6021 | 0.60875 | 0.6154 | 0.62177 | 0.62802 | 0.63415 | 0.64016 | 0.64606 | 1.0617 | 1.0136 | 1.0113 | 1.0091 | 1.0069 | 1.0047 | 1.0026 | 1.0006 | 0.99851 | 0.99649 | 0.9945 | 0.99251 | 0.99054 | 0.9886 | 0.98669 | 0.98482 | 0.98335 | 0.98189 | 0.98046 | 0.97905
| 37FP | Unmeasured Household - USPL | Calculated BL+Preferred options | Ml/d | 2 | 0.44423 | 0.43634 | 0.42844 | 0.42054 | 0.41298 | 0.40555 | 0.39826 | 0.39109 | 0.38405 | -0.066877 | -0.06573 | -0.064604 | -0.063498 | -0.062412 | -0.061345 | -0.060299 | -0.059272 | -0.058263 | -0.057273 | -0.056301 | -0.055346 | -0.054408 | -0.053488 | -0.052584 | -0.051696 | -0.050825 | -0.049969 | -0.049128 | -0.048303
| 38FP | Void Properties - USPL | Calculated BL+Preferred options | Ml/d | 2 | 0.066735 | 0.066735 | 0.066735 | 0.066735 | 0.066735 | 0.066735 | 0.066735 | 0.066735 | 0.066735 | 0.066735 | 0.066735 | 0.066735 | 0.066735 | 0.066735 | 0.066735 | 0.066735 | 0.066735 | 0.066735 | 0.066735 | 0.066735 | 0.066735 | 0.066735 | 0.066735 | 0.066735 | 0.066735 | 0.066735 | 0.066735 | 0.066735 | 0.066735
| 39FP | Distribution Losses | Calculated BL+Preferred options | Ml/d | 2 | 4.3448 | 4.3365 | 4.3382 | 4.2101 | 4.2098 | 4.2109 | 4.2121 | 4.2133 | 4.2144 | 4.0883 | 3.9738 | 3.8136 | 3.6533 | 3.493 | 3.3569 | 3.2208 | 3.0847 | 2.9485 | 2.8123 | 2.7356 | 2.6589 | 2.5822 | 2.5055 | 2.4288 | 2.3598 | 2.2904 | 2.221 | 2.1517 | 2.0823
| 40FP | Total Leakage | Sum(34FP:39FP) | Ml/d | 2 | 5.52 | 5.5104 | 5.5109 | 5.3816 | 5.38 | 5.38 | 5.38 | 5.38 | 5.38 | 5.2186 | 5.0572 | 4.8958 | 4.7344 | 4.573 | 4.4358 | 4.2986 | 4.1614 | 4.0242 | 3.8871 | 3.8093 | 3.7316 | 3.6538 | 3.5761 | 3.4983 | 3.4284 | 3.3584 | 3.2884 | 3.2185 | 3.1485
| 41FP | Total Leakage | (40FP*1,000,000)/(48FP*1,000) | l/prop/d | 2 | 126.0586 | 124.227 | 123.0651 | 119.2273 | 118.1963 | 117.2345 | 116.1459 | 115.1611 | 114.217 | 109.8895 | 105.6953 | 101.6082 | 97.6848 | 93.8752 | 90.894 | 87.4508 | 84.0567 | 80.7109 | 77.4121 | 75.3352 | 73.2872 | 71.2675 | 69.2754 | 67.3104 | 65.5206 | 63.7547 | 62.0124 | 60.2931 | 58.5965
Customer: Properties | 42FP | Measured Non Household - Properties | Input (total, excluding voids) | 000's | 2 | 2.2693 | 2.2779 | 2.2865 | 2.2951 | 2.3037 | 2.3123 | 2.321 | 2.3296 | 2.3382 | 2.3468 | 2.3554 | 2.364 | 2.3726 | 2.3812 | 2.3898 | 2.3984 | 2.407 | 2.4156 | 2.4242 | 2.4328 | 2.4413 | 2.4499 | 2.4585 | 2.4671 | 2.4757 | 2.4843 | 2.4928 | 2.5014 | 2.51
| 43FP | Unmeasured Non Household - Properties | Input (total, excluding voids) | 000's | 2 | 0.07507 | 0.073831 | 0.072592 | 0.071353 | 0.070114 | 0.068875 | 0.067636 | 0.066398 | 0.065159 | 0.06392 | 0.062681 | 0.061442 | 0.060203 | 0.058964 | 0.057725 | 0.056486 | 0.055247 | 0.054008 | 0.052769 | 0.051531 | 0.050292 | 0.049053 | 0.047814 | 0.046575 | 0.045336 | 0.044097 | 0.042858 | 0.041619 | 0.04038
| 44FP | All void non-households - properties | Input (voids in each year) | 000's | 2 | 0.55431 | 0.55431 | 0.55431 | 0.55431 | 0.55431 | 0.55431 | 0.55431 | 0.55431 | 0.55431 | 0.55431 | 0.55431 | 0.55431 | 0.55431 | 0.55431 | 0.55431 | 0.55431 | 0.55431 | 0.55431 | 0.55431 | 0.55431 | 0.55431 | 0.55431 | 0.55431 | 0.55431 | 0.55431 | 0.55431 | 0.55431 | 0.55431 | 0.55431
| 45FP | Measured Household - Properties (excl voids) | Pre-plan year = input. Forecast years = Previous year 45FP + sum(45.1FP:45.6FP) | 000's | 2 | 22.8272 | 23.6812 | 24.3895 | 25.0308 | 25.6844 | 26.3255 | 27.018 | 27.6713 | 28.3097 | 42.6471 | 42.9972 | 43.326 | 43.6016 | 43.8418 | 43.9228 | 44.2682 | 44.6135 | 44.9587 | 45.3038 | 45.6488 | 45.9937 | 46.3385 | 46.6833 | 47.0279 | 47.3725 | 47.717 | 48.0614 | 48.4057 | 48.75
| 45.1FP | New properties | Input (new builds in each year) | 000's | 2 | 0.58492 | 0.57939 | 0.43371 | 0.3668 | 0.39053 | 0.38312 | 0.43935 | 0.40508 | 0.39488 | 0.39458 | 0.35899 | 0.33756 | 0.28441 | 0.24894 | 0.090149 | 0.35366 | 0.35343 | 0.35321 | 0.35298 | 0.35277 | 0.35256 | 0.35235 | 0.35215 | 0.35195 | 0.35176 | 0.35157 | 0.35139 | 0.35121 | 0.35103
| 45.2FP | Meter optants - properties | Input (meter optants in each year) | 000's | 2 | 0.389 | 0.28509 | 0.28484 | 0.28461 | 0.27294 | 0.2677 | 0.26257 | 0.25755 | 0.25263 | 0.24781 | 0 | 0 | 0 | 0 | 0 | 0 | 0 | 0 | 0 | 0 | 0 | 0 | 0 | 0 | 0 | 0 | 0 | 0 | 0
| 45.3FP | Compulsory metering - properties | Input (compulsory meters in each year) | 000's | 2 | 0 | 0 | 0 | 0 | 0 | 0 | 0 | 0 | 0 | 13.704 | 0 | 0 | 0 | 0 | 0 | 0 | 0 | 0 | 0 | 0 | 0 | 0 | 0 | 0 | 0 | 0 | 0 | 0 | 0
| 45.4FP | Metering on change of occupancy - properties | Input (change of occupancy meters in each year) | 000's | 2 | 0 | 0 | 0 | 0 | 0 | 0 | 0 | 0 | 0 | 0 | 0 | 0 | 0 | 0 | 0 | 0 | 0 | 0 | 0 | 0 | 0 | 0 | 0 | 0 | 0 | 0 | 0 | 0 | 0
| 45.5FP | Selective metering properties | Input (selective meters in each year) | 000's | 2 | 0 | 0 | 0 | 0 | 0 | 0 | 0 | 0 | 0 | 0 | 0 | 0 | 0 | 0 | 0 | 0 | 0 | 0 | 0 | 0 | 0 | 0 | 0 | 0 | 0 | 0 | 0 | 0 | 0
| 45.6FP | Other changes to existing metering - properties | Input (other changes to meters in each year) | 000's | 2 | 0 | -0.010487 | -0.010259 | -0.01009 | -0.0098833 | -0.0097038 | -0.0094423 | -0.0092999 | -0.0091395 | -0.0089696 | -0.0088833 | -0.0087867 | -0.0087879 | -0.0087716 | -0.0091453 | -0.0082687 | -0.0081367 | -0.0080078 | -0.007882 | -0.0077592 | -0.0076391 | -0.0075219 | -0.0074073 | -0.0072953 | -0.0071859 | -0.0070788 | -0.0069742 | -0.0068719 | -0.0067718
| 45.7FP | Measured void households - properties | Input (voids in each year) | 000's | 2 | 1.0925 | 1.0925 | 1.0925 | 1.0925 | 1.0925 | 1.0925 | 1.0925 | 1.0925 | 1.0925 | 1.8774 | 1.8774 | 1.8774 | 1.8774 | 1.8774 | 1.8774 | 1.8774 | 1.8774 | 1.8774 | 1.8774 | 1.8774 | 1.8774 | 1.8774 | 1.8774 | 1.8774 | 1.8774 | 1.8774 | 1.8774 | 1.8774 | 1.8774
| 46FP | Unmeasured households - properties (excl void) | Input (total) | 000's | 2 | 16.1859 | 15.8929 | 15.6003 | 15.308 | 15.0276 | 14.7525 | 14.4828 | 14.2182 | 13.9586 | 0 | 0 | 0 | 0 | 0 | 0 | 0 | 0 | 0 | 0 | 0 | 0 | 0 | 0 | 0 | 0 | 0 | 0 | 0 | 0
| 47FP | Unmeasured void households - properties | Input (voids in each year) | 000's | 2 | 0.78492 | 0.78492 | 0.78492 | 0.78492 | 0.78492 | 0.78492 | 0.78492 | 0.78492 | 0.78492 | 0 | 0 | 0 | 0 | 0 | 0 | 0 | 0 | 0 | 0 | 0 | 0 | 0 | 0 | 0 | 0 | 0 | 0 | 0 | 0
| 48FP | Total Resource Zone Properties (incl voids) | SUM(42FP:45FP)+45.7FP+46FP+47FP | 000's | 2 | 43.7892 | 44.3575 | 44.7806 | 45.137 | 45.5175 | 45.8909 | 46.3211 | 46.7172 | 47.1033 | 47.4895 | 47.847 | 48.1831 | 48.4661 | 48.7136 | 48.802 | 49.1547 | 49.5074 | 49.86 | 50.2124 | 50.5648 | 50.917 | 51.2692 | 51.6213 | 51.9733 | 52.3252 | 52.6771 | 53.0288 | 53.3805 | 53.7321
Customer: Population | 49FP | Measured Non Household - Population | Input (total) | 000's | 2 | 2.492 | 2.492 | 2.492 | 2.492 | 2.492 | 2.492 | 2.492 | 2.492 | 2.492 | 2.492 | 2.492 | 2.492 | 2.492 | 2.492 | 2.492 | 2.492 | 2.492 | 2.492 | 2.492 | 2.492 | 2.492 | 2.492 | 2.492 | 2.492 | 2.492 | 2.492 | 2.492 | 2.492 | 2.492
| 50FP | Unmeasured Non Household - Population | Input (total) | 000's | 2 | 0 | 0 | 0 | 0 | 0 | 0 | 0 | 0 | 0 | 0 | 0 | 0 | 0 | 0 | 0 | 0 | 0 | 0 | 0 | 0 | 0 | 0 | 0 | 0 | 0 | 0 | 0 | 0 | 0
| 51FP | Measured Household - Population | Input (total) | 000's | 2 | 51.6426 | 53.0907 | 54.332 | 55.5363 | 56.6937 | 57.8268 | 58.9889 | 60.0971 | 61.1777 | 96.0806 | 96.3593 | 96.6388 | 96.9854 | 97.2677 | 97.5398 | 97.8125 | 98.0177 | 98.2909 | 98.5021 | 98.7062 | 98.9794 | 99.1871 | 99.396 | 99.6152 | 99.8442 | 100.0725 | 100.2922 | 100.5128 | 100.734
| 52FP | Unmeasured Household - Population | Input (total) | 000's | 2 | 41.2 | 40.1659 | 39.267 | 38.4726 | 37.6616 | 36.8785 | 36.0645 | 35.2983 | 34.5591 | 0 | 0 | 0 | 0 | 0 | 0 | 0 | 0 | 0 | 0 | 0 | 0 | 0 | 0 | 0 | 0 | 0 | 0 | 0 | 0
| 53FP | Total Resource Zone Population | 49FP+Sum(50FP:52FP) | 000's | 2 | 95.3345 | 95.7487 | 96.091 | 96.5009 | 96.8473 | 97.1973 | 97.5454 | 97.8875 | 98.2288 | 98.5726 | 98.8513 | 99.1308 | 99.4774 | 99.7597 | 100.0318 | 100.3045 | 100.5097 | 100.7829 | 100.9941 | 101.1982 | 101.4714 | 101.6791 | 101.888 | 102.1072 | 102.3362 | 102.5645 | 102.7842 | 103.0048 | 103.226
Occupancy | 54FP | Measured Household - Occupancy Rate (average) (excl voids) | 51FP/45FP | h/prop | 1 | 2.2623 | 2.2419 | 2.2277 | 2.2187 | 2.2073 | 2.1966 | 2.1833 | 2.1718 | 2.161 | 2.2529 | 2.2411 | 2.2305 | 2.2244 | 2.2186 | 2.2207 | 2.2095 | 2.197 | 2.1863 | 2.1743 | 2.1623 | 2.152 | 2.1405 | 2.1292 | 2.1182 | 2.1076 | 2.0972 | 2.0868 | 2.0765 | 2.0663
| 55FP | Unmeasured Household - Occupancy Rate | 52BL/46BL | h/prop | 1 | 2.5454 | 2.5273 | 2.5171 | 2.5132 | 2.5062 | 2.4998 | 2.4902 | 2.4826 | 2.4758 | - | - | - | - | - | - | - | - | - | - | - | - | - | - | - | - | - | - | - | -
Metering | 56FP | Total Household Metering penetration (excl. voids) | 45FP/45FP+46FP | % | 0 | 58.51% | 59.84% | 60.99% | 62.05% | 63.09% | 64.09% | 65.1% | 66.06% | 66.98% | 100% | 100% | 100% | 100% | 100% | 100% | 100% | 100% | 100% | 100% | 100% | 100% | 100% | 100% | 100% | 100% | 100% | 100% | 100% | 100%
| 57FP | Total Household Metering penetration (incl. voids) | 45FP/(45FP+45.7FP+46FP+47FP) | % | 0 | 55.83% | 57.13% | 58.25% | 59.29% | 60.31% | 61.29% | 62.28% | 63.22% | 64.13% | 95.78% | 95.82% | 95.85% | 95.87% | 95.89% | 95.9% | 95.93% | 95.96% | 95.99% | 96.02% | 96.05% | 96.08% | 96.11% | 96.13% | 96.16% | 96.19% | 96.21% | 96.24% | 96.27% | 96.29%
|  | Company: | Severn Trent Water
|  | Resource Zone Name: | Stafford
|  | Resource Zone Number: | 12
|  | Planning Scenario Name: | Dry Year Annual Average
|  | Chosen Level of Service: | No more than 3 in 100 Temporary Use Bans
Note on Q21: STW: 100% metering
Note on Q60: STW: 100% metering

## 9. FP SDB
Table 9: Final planning water supply
| Row Ref | Component | Derivation | Unit | Decimal places | 2016-17 | For info 2017-18 | For info 2018-19 | For info 2019-20 | 2020-21 | 2021-22 | 2022-23 | 2023-24 | 2024-25 | 2025-26 | 2026-27 | 2027-28 | 2028-29 | 2029-30 | 2030-31 | 2031-32 | 2032-33 | 2033-34 | 2034-35 | 2035-36 | 2036-37 | 2037-38 | 2038-39 | 2039-40 | 2040-41 | 2041-42 | 2042-43 | 2043-44 | 2044-45
SDB | 11FP | Distribution Input | 19FP+20FP+21FP+22FP+32FP+33FP+38FP+39FP | Ml/d | 2 | 22.6855 | 22.6869 | 22.6783 | 22.5688 | 22.5602 | 22.594 | 22.6272 | 22.6587 | 22.6744 | 22.1564 | 22.027 | 21.9098 | 21.7846 | 21.6721 | 21.5335 | 21.4204 | 21.2876 | 21.179 | 21.005 | 20.895 | 20.7822 | 20.7039 | 20.5953 | 20.5191 | 20.4755 | 20.4498 | 20.4287 | 20.3968 | 20.5673
| 12FP | Water Available For Use (own sources) | 7FP-(9FP+10FP) | Ml/d | 2 | 22.84 | 22.84 | 22.84 | 22.84 | 22.84 | 22.84 | 22.84 | 22.84 | 22.84 | 22.84 | 22.84 | 22.84 | 22.84 | 22.84 | 22.84 | 22.84 | 22.84 | 22.84 | 22.84 | 22.84 | 22.84 | 22.84 | 22.84 | 22.84 | 22.84 | 22.84 | 22.84 | 22.84 | 22.84
| 13FP | Total Water Available For Use | 12FP+(2FP+3FP)-(5FP+6FP) | Ml/d | 2 | 24.24 | 24.24 | 24.24 | 24.24 | 24.24 | 24.24 | 24.24 | 24.24 | 24.24 | 24.24 | 24.24 | 24.24 | 24.24 | 24.24 | 24.24 | 24.24 | 24.24 | 24.24 | 24.24 | 24.24 | 24.24 | 24.24 | 24.24 | 24.24 | 24.24 | 24.24 | 24.24 | 24.24 | 24.24
| 14FP | Target headroom (climate change component) | Input | Ml/d | 2 | 0 | 0 | 0 | 0 | 0 | 0 | 0 | 0 | 0 | 0 | 0 | 0 | 0 | 0 | 0 | 0 | 0 | 0 | 0 | 0 | 0 | 0 | 0 | 0 | 0 | 0 | 0 | 0 | 0
| 15FP | Target headroom (All other components) | Input | Ml/d | 2 | 1.2605 | 1.2409 | 1.2455 | 1.1809 | 1.1461 | 1.1091 | 1.115 | 1.095 | 1.0468 | 0.75678 | 0.74643 | 0.74293 | 0.73344 | 0.74966 | 0.76307 | 0.75529 | 0.77436 | 0.75397 | 0.76189 | 0.81399 | 0.8477 | 0.83027 | 0.86901 | 0.88028 | 1.0545 | 1.0837 | 1.1023 | 1.1132 | 1.1484
| 16FP | Target Headroom | 14FP+15FP | Ml/d | 2 | 1.2605 | 1.2409 | 1.2455 | 1.1809 | 1.1461 | 1.1091 | 1.115 | 1.095 | 1.0468 | 0.75678 | 0.74643 | 0.74293 | 0.73344 | 0.74966 | 0.76307 | 0.75529 | 0.77436 | 0.75397 | 0.76189 | 0.81399 | 0.8477 | 0.83027 | 0.86901 | 0.88028 | 1.0545 | 1.0837 | 1.1023 | 1.1132 | 1.1484
| 17FP | Available Headroom | 13FP-11FP | Ml/d | 2 | 1.5545 | 1.5531 | 1.5617 | 1.6712 | 1.6798 | 1.646 | 1.6128 | 1.5813 | 1.5656 | 2.0836 | 2.213 | 2.3302 | 2.4554 | 2.5679 | 2.7065 | 2.8196 | 2.9524 | 3.061 | 3.235 | 3.345 | 3.4578 | 3.5361 | 3.6447 | 3.7209 | 3.7645 | 3.7902 | 3.8113 | 3.8432 | 3.6727
| 18FP | Supply Demand Balance | 17FP-16FP | Ml/d | 2 | 0.29398 | 0.31224 | 0.3162 | 0.49031 | 0.53371 | 0.53685 | 0.49781 | 0.48631 | 0.51882 | 1.3268 | 1.4666 | 1.5872 | 1.722 | 1.8183 | 1.9435 | 2.0643 | 2.178 | 2.3071 | 2.4731 | 2.531 | 2.6101 | 2.7059 | 2.7756 | 2.8406 | 2.71 | 2.7064 | 2.7089 | 2.73 | 2.5243
|  | Company: | Severn Trent Water
|  | Resource Zone Name: | Stafford
|  | Resource Zone Number: | 12
|  | Planning Scenario Name: | Dry Year Annual Average
|  | Chosen Level of Service: | No more than 3 in 100 Temporary Use Bans

## 10. Drought plan links
Table 10: Drought plan links and Deployable Output Overview
10.1 Planning scenarios |  |  |  |  | 10.2 Water resources management plan | [7 empty] | 10.3 Drought plan | [5 empty] | 10.4 Demand
Drought Scenarios | Drought Description | Drought Severity | Plan in which scenario is used (highlights overlaps) |  | WRMP DO of Sources (not including drought measures) | WRMP Additional Yield from Drought Supply Measures (eg drought permits or orders) |  |  | WRMP Impact on DO of drought plan Demand Restrictions (eg TUBs) |  |  | WRMP DO Levels of Service | Drought Plan Additional Yield from Further Supply Measures (eg drought permits or orders) |  |  | Drought Plan Impact on DO of Further Demand Restrictions (eg TUBs) |  |  | Unrestricted Demand | Restricted Demand
|  |  | WRMP | Drought Plan | DO (Ml/d) | Description | Marginal Benefit (Ml/d) | DO (Ml/d) | Description | Marginal Benefit (Ml/d) | DO (Ml/d) | DO (Ml/d) | Description | Marginal Benefit (Ml/d) | DO (Ml/d) | Description | Marginal Benefit (Ml/d) | DO (Ml/d) | Ml/d | Ml/d
Historic Droughts | Baseline Deployable Output | Worst drought on observed groundwater level record | Y | n | 27 | (6) | 0 | 0 | (1) | 0 | 27 | 27 | (6) | 0 | 0 | (6) | 0 | 0
Additional Drought Scenarios | Severe 18-month event | 1 in 200 yr 18-month | Y | n | 27.83 | (6) | 0 | 0 | (1) | 0 | 27.8 | 27.8 | (6) | 0 | 0 | (6) | 0 | 0
| Severe 30-month event | 1 in 200 yr 30-month | Y | n | 27.8 | (6) | 0 | 0 | (1) | 0 | 27.8 | 27.8 | (6) | 0 | 0 | (6) | 0 | 0
| Extreme 18-month event | 1 in 500 yr 18-month | Y | n | 27.8 | (6) | 0 | 0 | (1) | 0 | 27.8 | 27.8 | (6) | 0 | 0 | (6) | 0 | 0
| Extreme 30-month event | 1 in 500 yr 30-month | Y | n | 27.8 | (6) | 0 | 0 | (1) | 0 | 27.8 | 27.8 | (6) | 0 | 0 | (6) | 0 | 0
Reported DO for WRMP tables highlighted in yellow
10.5 Summary report
WRMP DO Overview | [8 empty] | Drought Plan Overview
Approach to DO analysis for our GW only WRZs can be found in the dWRMP drought resilience narrative in Appendix A9. | [8 empty] | There are no drought supply measures e.g. drought permits or orders stipulated in our Drought Plan for the Stafford WRZ.
Additional Drought Scenarios | [8 empty] | Drought Supply Measures and Demand Restrictions Further Details
4 additional drought scenarios included for 1 in 200-year and 1 in 500-year droughts with durations of 18- and 24-months. The scenarios represent a range of plausible droughts that could impact on groundwater DO. | [8 empty] | List individual measures used in scenario e.g. (1) 5% demand savings assumed during TUBs No other drought measures e.g. drought permits or order are used in this WRZ. (6) No data entered in these cells- N/A for the WRZ
Impact on Supply Demand
There is no supply/demand impact of the more severe drought scenarios for the Stafford WRZ.
Demands
Include Comment on selection of demands