## TITLE PAGE
Water Resources Planning Tables 2019
v11 - August 2016 integrating updates up to v15 - June 2018
All queries on the content of this workbook should be sent to:
water-company-plan@environment-agency.gov.uk
Water resource zone information
Company: |  | Severn Trent Water
Resource Zone Name: |  | Strategic Grid |  |  |  | Data validation: Cell D20
Resource Zone Number: |  | 13 |  |  |  | Dry Year Annual Average
Planning Scenario Name: |  | Dry Year Annual Average | DYAA | Normal Year Annual Average |  | Dry Year Critical Period
Chosen Level of Service: |  | No more than 3 in 100 Temporary Use Bans |  |  |  | Dry Year Annual Average - benchmarking data
Base Year: |  | 2016-17 |  |  |  | Dry Year Critical Period - benchmarking data
Responsible Officer: |  | Marcus O'Kane | Signed: | Marcus O'Kane | Dated:
Version: |  | 1 |  | [Digital signature is acceptable]
Key to cells
Clear cells - indicate an input is required
Yellow shaded cells - indicates a formula.
Blue shaded cells - indicate base year data.
Light grey shaded cells - indicate preceding years.
Dark grey cells - indicate that no data entry is required.
Worksheet |  | Content
WRZ summary |  | Supply-Demand Balance and components
1. BL Licences |  | Baseline water resources
2. BL Supply |  | Baseline water supplies
3. BL Demand |  | Baseline demand
4. BL SDB |  | Baseline supply demand balance
5. Feasible options |  | Fixed and Variable costs, Net Present Value, AIC and AISC of all feasible options - confidential
6. Preferred options |  | High level costs of preferred options (Dry Year) - publicly available
7. FP Supply |  | Final Planning water supplies (impact of Scenario options)
8. FP Demand |  | Final Planning demand (impact of Scenario options)
9. FP SDB |  | Final Planning supply demand balance
10. Drought plan links |  | Drought plan links
11. Drought plan links graph |  | Drought plan links graph

## WRZ summary
Summary graphs of water resources planning tables data
DERIVATION | DESCRIPTION | UNITS | 2016-17 | For info 2017-18 | For info 2018-19 | For info 2019-20 | 2020-21 | 2021-22 | 2022-23 | 2023-24 | 2024-25 | 2025-26 | 2026-27 | 2027-28 | 2028-29 | 2029-30 | 2030-31 | 2031-32 | 2032-33 | 2033-34 | 2034-35 | 2035-36 | 2036-37 | 2037-38 | 2038-39 | 2039-40 | 2040-41 | 2041-42 | 2042-43 | 2043-44 | 2044-45
SUPPLY
13BL | Total water available for use | Ml/d | 1310.6566 | 1308.6566 | 1306.6566 | 1304.6566 | 1302.6566 | 1300.6566 | 1298.6566 | 1296.6566 | 1294.6566 | 1287.6566 | 1285.6566 | 1283.6566 | 1281.6566 | 1279.6566 | 1193.1566 | 1192.6566 | 1192.1566 | 1191.6566 | 1191.1566 | 1185.6566 | 1185.1566 | 1184.6566 | 1184.1566 | 1183.6566 | 1183.1566 | 1182.6566 | 1182.1566 | 1181.6566 | 1181.1566
13FP | Total water available for use | Ml/d | 1315.4966 | 1313.4966 | 1311.4966 | 1309.4966 | 1307.4966 | 1305.4966 | 1303.4966 | 1301.4966 | 1320.6566 | 1318.4902 | 1335.4902 | 1367.5902 | 1365.5902 | 1382.4902 | 1310.1902 | 1309.6902 | 1309.1902 | 1308.6902 | 1308.1902 | 1302.6902 | 1302.1902 | 1301.6902 | 1301.1902 | 1300.6902 | 1302.839 | 1302.339 | 1301.839 | 1301.339 | 1300.839
| DEMAND |  | -1.4322e-10
26BL | Unmeasured household consumption | Ml/d | 429.6251 | 420.5307 | 411.0638 | 402.2061 | 393.4307 | 385.1576 | 377.3681 | 369.8879 | 362.6247 | 355.7043 | 348.9891 | 342.4765 | 336.1083 | 329.9731 | 323.6948 | 317.3759 | 311.1953 | 305.1383 | 299.2063 | 293.6008 | 288.1481 | 282.7957 | 277.5274 | 272.3885 | 267.3511 | 262.4128 | 257.5899 | 252.8607 | 247.8036
26FP | Unmeasured household consumption | Ml/d | 429.6251 | 420.5307 | 411.0638 | 402.2061 | 393.4307 | 385.1576 | 377.3681 | 369.8879 | 358.7947 | 317.7643 | 276.8291 | 235.9965 | 195.2483 | 154.6231 | 95.0348 | 50.4659 | 20.8853 | 0 | 0 | 0 | 0 | 0 | 0 | 0 | 0 | 0 | 0 | 0 | 0
25BL | Measured household consumption | Ml/d | 238.8754 | 249.3543 | 260.2932 | 271.0423 | 280.9245 | 290.9608 | 300.7209 | 310.1711 | 319.5805 | 328.7345 | 337.8677 | 346.8539 | 355.8633 | 364.608 | 372.0926 | 379.7013 | 387.1976 | 394.5653 | 401.8249 | 409.3655 | 416.8918 | 424.3102 | 431.5926 | 438.8398 | 446.0028 | 453.0835 | 460.131 | 467.1006 | 474.5147
25FP | Measured household consumption | Ml/d | 238.8754 | 249.3543 | 260.2932 | 271.0423 | 280.9995 | 291.0317 | 300.3368 | 308.8149 | 320.6889 | 359.5611 | 398.5383 | 437.5804 | 476.8149 | 515.9724 | 570.937 | 612.6496 | 640.8382 | 662.2161 | 664.9276 | 668.4181 | 671.9987 | 675.5818 | 679.0751 | 682.6158 | 686.0941 | 689.5874 | 693.0767 | 696.7 | 703.3534
23BL+24BL | Non-household consumption | Ml/d | 237.2817 | 237.4738 | 237.302 | 237.5557 | 237.3206 | 238.5212 | 239.2693 | 239.9803 | 239.8571 | 240.7462 | 240.9401 | 241.1309 | 240.6735 | 241.498 | 241.7286 | 241.9749 | 241.5522 | 242.3869 | 242.5467 | 242.7032 | 242.1971 | 243.0286 | 243.2274 | 243.4354 | 242.9992 | 243.881 | 244.1186 | 244.3636 | 243.9606
23FP+24FP | Non-household consumption | Ml/d | 237.2817 | 237.4738 | 237.302 | 237.5557 | 237.3206 | 238.5212 | 239.2693 | 239.9803 | 239.8571 | 240.7462 | 240.9401 | 241.1309 | 240.6735 | 241.498 | 241.7286 | 241.9749 | 241.5522 | 242.3869 | 242.5467 | 242.7032 | 242.1971 | 243.0286 | 243.2274 | 243.4354 | 242.9992 | 243.881 | 244.1186 | 244.3636 | 243.9606
40BL | Total leakage | Ml/d | 283 | 279.05 | 274.57 | 272.13 | 272.13 | 272.13 | 272.13 | 272.13 | 272.13 | 272.13 | 272.13 | 272.13 | 272.13 | 272.13 | 272.13 | 272.13 | 272.13 | 272.13 | 272.13 | 272.13 | 272.13 | 272.13 | 272.13 | 272.13 | 272.13 | 272.13 | 272.13 | 272.13 | 272.13
40FP | Total leakage | Ml/d | 283 | 279.05 | 274.57 | 272.13 | 272.13 | 257.11 | 236.36 | 214.05 | 214.05 | 207.6285 | 201.207 | 194.7855 | 188.364 | 181.9425 | 176.4842 | 171.026 | 165.5677 | 160.1094 | 154.6511 | 151.5581 | 148.4651 | 145.3721 | 142.279 | 139.186 | 136.4023 | 133.6186 | 130.8349 | 128.0511 | 125.2674
11BL-(23BL:26BL)-40BL | Other components of demand | Ml/d | 35.0587 | 35.0587 | 35.0587 | 35.0587 | 35.0587 | 35.0587 | 35.0587 | 35.0587 | 35.0587 | 35.0587 | 35.0587 | 35.0587 | 35.0587 | 35.0587 | 35.0587 | 35.0587 | 35.0587 | 35.0587 | 35.0587 | 35.0587 | 35.0587 | 35.0587 | 35.0587 | 35.0587 | 35.0587 | 35.0587 | 35.0587 | 35.0587 | 35.0587
11FP-(23FP:26FP)-40FP | Other components of demand | Ml/d | 35.0587 | 35.0587 | 35.0587 | 35.0587 | 35.0587 | 35.0587 | 35.0587 | 35.0587 | 35.0587 | 35.0587 | 35.0587 | 35.0587 | 35.0587 | 35.0587 | 35.0587 | 35.0587 | 35.0587 | 35.0587 | 35.0587 | 35.0587 | 35.0587 | 35.0587 | 35.0587 | 35.0587 | 35.0587 | 35.0587 | 35.0587 | 35.0587 | 35.0587
| Total demand + target headroom (baseline) | Ml/d | 1250.1792 | 1255.6128 | 1265.8588 | 1279.3572 | 1296.3016 | 1316.8989 | 1336.8536 | 1358.4917 | 1377.7668 | 1377.4404 | 1394.693 | 1421.7594 | 1437.1758 | 1457.5809 | 1425.5399 | 1426.2866 | 1431.0852 | 1435.7844 | 1442.2092 | 1409.2123 | 1411.875 | 1419.6943 | 1420.4869 | 1428.1598 | 1397.2907 | 1400.0238 | 1405.4359 | 1411.1463 | 1416.208
| Total demand + target headroom (final plan) | Ml/d | 1250.1792 | 1255.6128 | 1265.8588 | 1279.3572 | 1296.3766 | 1301.9498 | 1300.6995 | 1299.0555 | 1316.9652 | 1305.8256 | 1312.2806 | 1328.6614 | 1333.5015 | 1343.4079 | 1300.0785 | 1291.2209 | 1287.8535 | 1286.2764 | 1288.6267 | 1254.0923 | 1255.1689 | 1261.4122 | 1260.5909 | 1266.6033 | 1234.3032 | 1235.6034 | 1239.4965 | 1243.8061 | 1250.3804
SUPPLY-DEMAND BALANCE
16BL | Target headroom | Ml/d | 26.3383 | 34.1452 | 47.5711 | 61.3644 | 77.437 | 95.0706 | 112.3065 | 131.2637 | 148.5157 | 145.0668 | 159.7073 | 184.1094 | 197.3421 | 214.3132 | 180.8352 | 180.0458 | 183.9514 | 186.5053 | 191.4424 | 156.3541 | 157.4493 | 162.3709 | 160.9507 | 166.3073 | 133.749 | 133.4578 | 136.4076 | 139.6326 | 142.7403
16FP | Target headroom | Ml/d | 26.3383 | 34.1452 | 47.5711 | 61.3644 | 77.437 | 95.0706 | 112.3065 | 131.2637 | 148.5157 | 145.0668 | 159.7073 | 184.1094 | 197.3421 | 214.3132 | 180.8352 | 180.0458 | 183.9514 | 186.5053 | 191.4424 | 156.3541 | 157.4493 | 162.3709 | 160.9507 | 166.3073 | 133.749 | 133.4578 | 136.4076 | 139.6326 | 142.7403
17BL | Available headroom | Ml/d | 86.8157 | 87.189 | 88.3689 | 86.6638 | 83.792 | 78.8283 | 74.1095 | 69.4286 | 65.4055 | 55.2829 | 50.671 | 46.0066 | 41.8229 | 36.3889 | -51.5481 | -53.5842 | -54.9772 | -57.6225 | -59.6101 | -67.2016 | -69.2691 | -72.6667 | -75.3796 | -78.1959 | -80.3851 | -83.9094 | -86.8717 | -89.8571 | -92.311
17FP | Available headroom | Ml/d | 91.6557 | 92.029 | 93.2089 | 91.5038 | 88.557 | 98.6174 | 115.1036 | 133.7048 | 152.2071 | 157.7314 | 182.917 | 223.0382 | 229.4308 | 253.3955 | 190.9469 | 198.5151 | 205.2881 | 208.9191 | 211.006 | 204.9521 | 204.4706 | 202.6489 | 201.5499 | 200.3942 | 202.2847 | 200.1933 | 198.75 | 197.1655 | 193.1989
Baseline Supply-Demand Balance:
|  | 2020-21 | 2021-22 | 2022-23 | 2023-24 | 2024-25 | 2025-26 | 2026-27 | 2027-28 | 2028-29 | 2029-30 | 2030-31 | 2031-32 | 2032-33 | 2033-34 | 2034-35 | 2035-36 | 2036-37 | 2037-38 | 2038-39 | 2039-40 | 2040-41 | 2041-42 | 2042-43 | 2043-44 | 2044-45
| SDB (Ml/d) | 6.355 | -16.2423 | -38.197 | -61.8351 | -83.1102 | -89.7838 | -109.0364 | -138.1027 | -155.5192 | -177.9243 | -232.3833 | -233.6299 | -238.9286 | -244.1278 | -251.0525 | -223.5557 | -226.7184 | -235.0376 | -236.3302 | -244.5031 | -214.1341 | -217.3671 | -223.2793 | -229.4897 | -235.0514
Final Planning Supply-Demand Balance:
|  | 2020-21 | 2021-22 | 2022-23 | 2023-24 | 2024-25 | 2025-26 | 2026-27 | 2027-28 | 2028-29 | 2029-30 | 2030-31 | 2031-32 | 2032-33 | 2033-34 | 2034-35 | 2035-36 | 2036-37 | 2037-38 | 2038-39 | 2039-40 | 2040-41 | 2041-42 | 2042-43 | 2043-44 | 2044-45
| SDB (Ml/d) | 11.12 | 3.5468 | 2.7972 | 2.4411 | 3.6914 | 12.6646 | 23.2096 | 38.9288 | 32.0887 | 39.0823 | 10.1117 | 18.4693 | 21.3367 | 22.4138 | 19.5635 | 48.5979 | 47.0213 | 40.278 | 40.5993 | 34.0869 | 68.5357 | 66.7356 | 62.3424 | 57.5328 | 50.4586
| Company: | 2026-27: Severn Trent Water
| Resource Zone Name | 2026-27: Strategic Grid
| Resource Zone Number: | 2026-27: 13
| Planning Scenario Name: | 2026-27: Dry Year Annual Average
| Chosen Level of Service: | 2026-27: No more than 3 in 100 Temporary Use Bans

## 1. BL Licences (hidden)
Table 1: Baseline licences |  |  |  |  | deployable output (Ml/d)
Row ref | Derivation | Licence number | Source name | Source type | Deployable output (Ml/d) | Annual licensed quantity (Ml/d) | Constraints on deployable output
All individual licences:
0.1BL | Sum (0.1BL+...) | - | - | - | 890.7963 | 848.742 | -
- | Input | - | - | - | 1.652 | 3.11 | -
- | Input | - | - | - | 0.174 | 0.934
- | Input | - | - | - | 4.121 | 12.032
- | Input | - | - | - | 7.195 | 8.77
- | Input | - | - | - | 0 | 0.55
- | Input | - | - | - | 31.419 | 91.4
- | Input | - | - | - | 145.945 | 165
- | Input | - | - | - | 104.974 | 136.4
- | Input | - | - | - | 42.664 | 50.68
- | Input | - | - | - | 39.999 | 54.79
- | Input | - | - | - | 354.552 | -
- | Input | - | - | - | 57.906 | 90
- | Input | - | - | - | 2.357 | -
- | Input | - | - | - | 0 | -
- | Input | - | - | - | -22.523 | -
- | Input | - | - | - | -0.8759 | -
- | Input | - | - | - | -68.7369 | -
- | Input | - | - | - | -8.8319 | -
- | Input | - | - | - | 0.105 | 0.996
- | Input | - | - | - | 171.742 | 186
- | Input | - | - | - | 5 | 8.22
- | Input | - | - | - | 11.281 | 11.36
- | Input | - | - | - | 10.678 | 10.7
- | Input | - | - | - | 0 | 17.8 | -
0.2BL | Sum (0.2BL+...) | - | - | - | 538.02 | - | -
- | - | Group #: | - | - | 12.082 | - | -
- | Input | - | - | - | 12.082 | 19.55 | -
- | Input | - | - | -
- | Input | Group #: | - | - | 2.198 | - | -
- | Input | - | - | - | 2.198 | EXEMPT | -
- | Input | - | - | - |  | EXEMPT
- |  | Group #: | - | - | 4.497 | - | -
- | Input | - | - | - | 4.497 | 12 | -
- | Input | - | - | -
- | Input | - | - | - |  | 2.15
- | Input | - | - | - |  | 2.25
- | Input | - | - | - |  | 4
- |  | Group #: | - | - | 19.397 | - | -
- | Input | - | - | - | 19.397 | - | -
- | Input | - | - | - | - | 24.9096 | -
- | Input | - | - | - | 3.25 | 6.23 | -
- | Input | - | - | - |  | 1.74 | -
- |  | Group #: | - | - | 5.249 | - | -
- | Input | - | - | - | 5.249 | 0.45 | -
- | Input | - | - | - |  | 2.4
- | Input | - | - | - |  | 3.01
- | Input | - | - | - |  | 0.85
- | Input | - | - | - |  | 2.18
- | Input | - | - | - |  | 2.49
- |  | Group #: | - | - | 38.035 | - | -
- | Input | - | - | - | 10.934 | 39 | -
- | Input | - | - | -
- | Input | - | - | - | 10.468
- | Input | - | - | - | 0
- | Input | - | - | - | 16.633
- | Input | - | - | -
- | Input | - | - | -
|  | Group #: | - | - | 10.073 | - | -
- | Input | - | - | - | 10.073 | 7.08 | -
- | Input | - | - | - |  | 6.83
|  | Group #: | - | - | 7.245 | - | -
- | Input | - | - | - | 7.245 | 5.5 | -
- | Input | - | - | - |  | 3.4
|  | Group #: | - | - | 11.993 | - | -
- | Input | - | - | - | 11.993 | 12.03 | -
- | Input | - | - | -
- | Input | - | - | -
- |  | Group #: | - | - | 7.628 | - | -
- | Input | - | - | - | 7.628 | 4.43 | -
- | Input | - | - | -
- | Input | - | - | -
- | Input | - | - | -
- | Input | - | - | - |  | 3.2
- | Input | - | - | -
- |  | Group #: | - | - | 0 | - | -
- | Input | - | - | - | - | 4.44 | -
- | Input | - | - | - | - | This portion is Emergency Only. No annual licence.
- | Input | Group #: | - | - | 0.594 | - | -
- | Input | - | - | - | 0.594 | 2.74 | -
- | Input | Group #: | - | - | 2.178 | - | -
- | Input | - | - | - | 2.178 | 1.13 | -
- | Input | - | - | - |  | 1.53
- | Input | Group #: | - | - | 196.403 | - | -
- | Input | - | - | - | - | 200.5479 | -
- | Input | - | - | - | - | 127.6712
- | Input | - | - | - | - | 235.6164
- | Input | Group #: | - | - | 12.028 | - | -
- | Input | - | - | - | - | 32.0548 | -
- | Input |  | - | - | -
- | Input | Group #: | - | - | 64.139 | - | -
- | Input | - | - | - | 64.139 | 85 | -
- | Input | - | - | - | - | 124.66
- | Input | - | - | - | - | 170.14
- | Input | Group #: | - | - | 24.294 | - | -
- | Input | - | - | - | - | 10.411 | -
- | Input | - | - | - | - | 6.5753
- | Input | - | - | - | - | 181.8
- | Input | - | - | - | 24.294 | 41.0958
- | Input | Group #: | - | - | 119.987 | - | -
- | Input | - | - | - | 119.987 | 164 | -
- | Input | - | - | - | - | 5.48
- | Input | - | - | - | - | 2.74
- | Input | - | - | - | - | 2.74
- | Input | - | - | - | - | 4.11
- | Input | - | - | - | - | 3.29
Unused licences: | Derivation | Licence number | - | - | DYAA deployable output (Ml/d) | Annual licensed quantity (Ml/d) | Reason licence is unused
0.3BL | Sum (0.3BL+...) |  | - | - | 0 |  | -
- | Input | - | - | - | - | 6.85 | -
- | Input | - | - | - | - | 8 | -
- | Input | - | - | - | - | 0.93 | -
- | Input | - | - | - | - | 2.046 | -
- | Input | - | - | - | - |  | -
- | Input | - | - | - | - |  | -
- | Input | - | - | - | - |  | -
- | Input | - | - | - | - | 0.85 | -
- | Input | - | - | - | - | 0.36 | -
- | Input | - | - | - | - | 1.25 | -
- | Input | - | - | - | - | 2.49 | -
- | Input | - | - | - | - |  | -
- | Input | - | - | - | - | 0.68 | -
- | Input | - | - | - | - | 3.99 | -
New licences (within current AMP): | Derivation | Licence number | Source name | Source type | DYAA deployable output (Ml/d) | Annual licensed quantity (Ml/d) | Status of licence
0.4BL | Sum (0.4BL+...) | - | - | - | 0 | 0 | -
Input
- | Input
- | - | - | - | - | - | - | -
Company: |  | Severn Trent Water
Resource Zone Name: |  | Strategic Grid
Resource Zone Number: |  | 13
Planning Scenario Name: |  | Dry Year Annual Average
Chosen Level of Service: |  | No more than 3 in 100 Temporary Use Bans

## 2. BL Supply
Table 2: Baseline supply
| Row ref | Component | Derivation | Unit | decimal places | 2016-17 | For info 2017-18 | For info 2018-19 | For info 2019-20 | 2020-21 | 2021-22 | 2022-23 | 2023-24 | 2024-25 | 2025-26 | 2026-27 | 2027-28 | 2028-29 | 2029-30 | 2030-31 | 2031-32 | 2032-33 | 2033-34 | 2034-35 | 2035-36 | 2036-37 | 2037-38 | 2038-39 | 2039-40 | 2040-41 | 2041-42 | 2042-43 | 2043-44 | 2044-45
| 1BL | Raw water abstracted | Input | Ml/d | 2 | 1312.7919 | 1312.7919 | 1312.7919 | 1312.7919 | 1312.7919 | 1312.7919 | 1312.7919 | 1312.7919 | 1312.7919 | 1312.7919 | 1312.7919 | 1312.7919 | 1312.7919 | 1312.7919 | 1312.7919 | 1312.7919 | 1312.7919 | 1312.7919 | 1312.7919 | 1312.7919 | 1312.7919 | 1312.7919 | 1312.7919 | 1312.7919 | 1312.7919 | 1312.7919 | 1312.7919 | 1312.7919 | 1312.7919
Resources | 2BL | Total raw water imported | None | Ml/d | 2 | 0 | 0 | 0 | 0 | 0 | 0 | 0 | 0 | 0 | 0 | 0 | 0 | 0 | 0 | 0 | 0 | 0 | 0 | 0 | 0 | 0 | 0 | 0 | 0 | 0 | 0 | 0 | 0 | 0
| 2.1BL+ | Raw water imported from: | Input | Ml/d | 2 | 0 | 0 | 0 | 0 | 0 | 0 | 0 | 0 | 0 | 0 | 0 | 0 | 0 | 0 | 0 | 0 | 0 | 0 | 0 | 0 | 0 | 0 | 0 | 0 | 0 | 0 | 0 | 0 | 0
| 2.2BL+ | For information only - raw water import from DCWW via EVA. This is included in our Aquator DO so we exclude it from row 7 to avoid double counting | Input | Ml/d | 2 | 298.71 | 298.71 | 298.71 | 298.71 | 298.71 | 298.71 | 298.71 | 298.71 | 298.71 | 298.71 | 298.71 | 298.71 | 298.71 | 298.71 | 298.71 | 298.71 | 298.71 | 298.71 | 298.71 | 298.71 | 298.71 | 298.71 | 298.71 | 298.71 | 298.71 | 298.71 | 298.71 | 298.71 | 298.71
| 3BL | Total potable water imported | sum(3.1BL) | Ml/d | 2 | 8 | 8 | 8 | 8 | 8 | 8 | 8 | 8 | 8 | 8 | 8 | 8 | 8 | 8 | 8 | 8 | 8 | 8 | 8 | 8 | 8 | 8 | 8 | 8 | 8 | 8 | 8 | 8 | 8
| 3.1BL+ | Potable water imported from: Anglian Water - Wing import to Grid WRZ (same value as WRMP14) | Input | Ml/d | 2 | 8 | 8 | 8 | 8 | 8 | 8 | 8 | 8 | 8 | 8 | 8 | 8 | 8 | 8 | 8 | 8 | 8 | 8 | 8 | 8 | 8 | 8 | 8 | 8 | 8 | 8 | 8 | 8 | 8
| 3.2BL+ | For information only - Potable water imported from: Nottinghamshire WRZ (Sunnyside to Chesterfield) | Input | Ml/d | 2 | 2.357 | 2.357 | 2.357 | 2.357 | 2.357 | 2.357 | 2.357 | 2.357 | 2.357 | 2.357 | 2.357 | 2.357 | 2.357 | 2.357 | 2.357 | 2.357 | 2.357 | 2.357 | 2.357 | 2.357 | 2.357 | 2.357 | 2.357 | 2.357 | 2.357 | 2.357 | 2.357 | 2.357 | 2.357
| 3.3BL+ | For information only - Potable water imported from: Forest and Stroud WRZ (Mitcheldean to S. Glous.) | Input | Ml/d | 2 | 0 | 0 | 0 | 0 | 0 | 0 | 0 | 0 | 0 | 0 | 0 | 0 | 0 | 0 | 0 | 0 | 0 | 0 | 0 | 0 | 0 | 0 | 0 | 0 | 0 | 0 | 0 | 0 | 0
| 5BL | Total raw water exported (raw exports and non potable uses) | None | Ml/d | 2 | 0 | 0 | 0 | 0 | 0 | 0 | 0 | 0 | 0 | 0 | 0 | 0 | 0 | 0 | 0 | 0 | 0 | 0 | 0 | 0 | 0 | 0 | 0 | 0 | 0 | 0 | 0 | 0 | 0
| 5.1BL | Non potable water supplied to: | Input | Ml/d | 2 | 0 | 0 | 0 | 0 | 0 | 0 | 0 | 0 | 0 | 0 | 0 | 0 | 0 | 0 | 0 | 0 | 0 | 0 | 0 | 0 | 0 | 0 | 0 | 0 | 0 | 0 | 0 | 0 | 0
| 5.2BL+ | For information only Raw water export to: Yorkshire Water - this is included in our Aquator DO modelling so we do not want to double count it. We have included the values for ease of reference. | Input | Ml/d | 2 | 48.46 | 48.46 | 48.46 | 48.46 | 48.46 | 48.46 | 48.46 | 48.46 | 48.46 | 48.46 | 48.46 | 48.46 | 48.46 | 48.46 | 48.46 | 48.46 | 48.46 | 48.46 | 48.46 | 48.46 | 48.46 | 48.46 | 48.46 | 48.46 | 48.46 | 48.46 | 48.46 | 48.46 | 48.46
| - | For information only Raw water export to: | - | - | 2 | - | - | - | - | bar: 2020-21 to 2044-45
| 6BL | Total potable water exported | sum(6.1BL+6.2BL+6.3BL...) | Ml/d | 2 | 2.1 | 2.1 | 2.1 | 2.1 | 2.1 | 2.1 | 2.1 | 2.1 | 2.1 | 2.1 | 2.1 | 2.1 | 2.1 | 2.1 | 2.1 | 2.1 | 2.1 | 2.1 | 2.1 | 2.1 | 2.1 | 2.1 | 2.1 | 2.1 | 2.1 | 2.1 | 2.1 | 2.1 | 2.1
| 6.1BL+ | Potable water export to: F&S WRZ - Whaddon Booster | Input | Ml/d | 2 | 2.1 | 2.1 | 2.1 | 2.1 | 2.1 | 2.1 | 2.1 | 2.1 | 2.1 | 2.1 | 2.1 | 2.1 | 2.1 | 2.1 | 2.1 | 2.1 | 2.1 | 2.1 | 2.1 | 2.1 | 2.1 | 2.1 | 2.1 | 2.1 | 2.1 | 2.1 | 2.1 | 2.1 | 2.1
| 6.2BL+ | For information only - potable water export to: Nottinghamshire WRZ (DVA to Nottingham) | Input | Ml/d | 2 | 22.523 | 22.523 | 22.523 | 22.523 | 22.523 | 22.523 | 22.523 | 22.523 | 22.523 | 22.523 | 22.523 | 22.523 | 22.523 | 22.523 | 22.523 | 22.523 | 22.523 | 22.523 | 22.523 | 22.523 | 22.523 | 22.523 | 22.523 | 22.523 | 22.523 | 22.523 | 22.523 | 22.523 | 22.523
| 6.3BL+ | For information only - potable water export to: Nottinghamshire WRZ (DVA to Strelley) | Input | Ml/d | 2 | 0.8759 | 0.8759 | 0.8759 | 0.8759 | 0.8759 | 0.8759 | 0.8759 | 0.8759 | 0.8759 | 0.8759 | 0.8759 | 0.8759 | 0.8759 | 0.8759 | 0.8759 | 0.8759 | 0.8759 | 0.8759 | 0.8759 | 0.8759 | 0.8759 | 0.8759 | 0.8759 | 0.8759 | 0.8759 | 0.8759 | 0.8759 | 0.8759 | 0.8759
| 6.4BL+ | For information only - potable water export to: Nottinghamshire WRZ (Church Wilne to Strelley) | Input | Ml/d | 2 | 68.7369 | 68.7369 | 68.7369 | 68.7369 | 68.7369 | 68.7369 | 68.7369 | 68.7369 | 68.7369 | 68.7369 | 68.7369 | 68.7369 | 68.7369 | 68.7369 | 68.7369 | 68.7369 | 68.7369 | 68.7369 | 68.7369 | 68.7369 | 68.7369 | 68.7369 | 68.7369 | 68.7369 | 68.7369 | 68.7369 | 68.7369 | 68.7369 | 68.7369
| 6.5BL+ | For information only - potable water export to: Nottinghamshire WRZ (Higham to North Notts) | Input | Ml/d | 2 | 8.8319 | 8.8319 | 8.8319 | 8.8319 | 8.8319 | 8.8319 | 8.8319 | 8.8319 | 8.8319 | 8.8319 | 8.8319 | 8.8319 | 8.8319 | 8.8319 | 8.8319 | 8.8319 | 8.8319 | 8.8319 | 8.8319 | 8.8319 | 8.8319 | 8.8319 | 8.8319 | 8.8319 | 8.8319 | 8.8319 | 8.8319 | 8.8319 | 8.8319
| 7BL | Deployable Output (baseline profile without reductions) | sum(0.1Bl+0.2BL+0.3BL+0.4BL) | Ml/d | 2 | 1428.8163 | 1428.8163 | 1428.8163 | 1428.8163 | 1428.8163 | 1428.8163 | 1428.8163 | 1428.8163 | 1428.8163 | 1428.8163 | 1428.8163 | 1428.8163 | 1428.8163 | 1428.8163 | 1428.8163 | 1428.8163 | 1428.8163 | 1428.8163 | 1428.8163 | 1428.8163 | 1428.8163 | 1428.8163 | 1428.8163 | 1428.8163 | 1428.8163 | 1428.8163 | 1428.8163 | 1428.8163 | 1428.8163
Resource (and process) Losses | 8BL | Baseline forecast changes to Deployable Output | sum(8.1BL+8.2BL+8.3BL) | Ml/d | 2 | 0 | -2 | -4 | -6 | -8 | -10 | -12 | -14 | -16 | -23 | -25 | -27 | -29 | -31 | -117.5 | -118 | -118.5 | -119 | -119.5 | -125 | -125.5 | -126 | -126.5 | -127 | -127.5 | -128 | -128.5 | -129 | -129.5
| 8.1BL | Change in DO due to climate change | Input (reductions must be expressed as -ve) | Ml/d | 2 | 0 | -2 | -4 | -6 | -8 | -10 | -12 | -14 | -16 | -18 | -20 | -22 | -24 | -26 | -27.5 | -28 | -28.5 | -29 | -29.5 | -30 | -30.5 | -31 | -31.5 | -32 | -32.5 | -33 | -33.5 | -34 | -34.5
| 8.2BL | Reductions to restore sustainable abstraction | sum(8.2BL sub components) | Ml/d | 2 | 0 | 0 | 0 | 0 | 0 | 0 | 0 | 0 | 0 | -5 | -5 | -5 | -5 | -5 | -90 | -90 | -90 | -90 | -90 | -95 | -95 | -95 | -95 | -95 | -95 | -95 | -95 | -95 | -95
| 8.2BL+ | Modelled Effects of Winep3 | Input (zero or negative number) | Ml/d | 2 | 0 | 0 | 0 | 0 | 0 | 0 | 0 | 0 | 0 | -5 | -5 | -5 | -5 | -5 | -90 | -90 | -90 | -90 | -90 | -95 | -95 | -95 | -95 | -95 | -95 | -95 | -95 | -95 | -95
| - | - | - | - | 2 | 0 | 0 | 0 | 0 | 0 | 0 | 0 | 0 | 0 | 0 | 0 | 0 | 0 | 0 | 0 | 0 | 0 | 0 | 0 | 0 | 0 | 0 | 0 | 0 | 0 | 0 | 0 | 0 | 0
| 8.3BL | Total other changes to DO (specify, e.g. nitrates): None | Input (reductions must be expressed as -ve) | Ml/d | 2 | 0 | 0 | 0 | 0 | 0 | 0 | 0 | 0 | 0 | 0 | 0 | 0 | 0 | 0 | 0 | 0 | 0 | 0 | 0 | 0 | 0 | 0 | 0 | 0 | 0 | 0 | 0 | 0 | 0
| 9BL | Raw water losses, treatment works losses and operational use | Input | Ml/d | 2 | 37.4265 | 37.4265 | 37.4265 | 37.4265 | 37.4265 | 37.4265 | 37.4265 | 37.4265 | 37.4265 | 37.4265 | 37.4265 | 37.4265 | 37.4265 | 37.4265 | 37.4265 | 37.4265 | 37.4265 | 37.4265 | 37.4265 | 37.4265 | 37.4265 | 37.4265 | 37.4265 | 37.4265 | 37.4265 | 37.4265 | 37.4265 | 37.4265 | 37.4265
| 10BL | Outage allowance | Input | Ml/d | 2 | 124.0597 | 124.0597 | 124.0597 | 124.0597 | 124.0597 | 124.0597 | 124.0597 | 124.0597 | 124.0597 | 124.0597 | 124.0597 | 124.0597 | 124.0597 | 124.0597 | 124.0597 | 124.0597 | 124.0597 | 124.0597 | 124.0597 | 124.0597 | 124.0597 | 124.0597 | 124.0597 | 124.0597 | 124.0597 | 124.0597 | 124.0597 | 124.0597 | 124.0597
|  | Company: | Severn Trent Water
|  | Resource Zone Name: | Strategic Grid
|  | Resource Zone Number: | 13
|  | Planning Scenario Name: | Dry Year Annual Average
|  | Chosen Level of Service: | No more than 3 in 100 Temporary Use Bans

## 3. BL Demand
Table 3: Baseline demand
| Row ref | Component | Derivation | Unit | Decimal places | 2016-17 | For info 2017-18 | For info 2018-19 | For info 2019-20 | 2020-21 | 2021-22 | 2022-23 | 2023-24 | 2024-25 | 2025-26 | 2026-27 | 2027-28 | 2028-29 | 2029-30 | 2030-31 | 2031-32 | 2032-33 | 2033-34 | 2034-35 | 2035-36 | 2036-37 | 2037-38 | 2038-39 | 2039-40 | 2040-41 | 2041-42 | 2042-43 | 2043-44 | 2044-45
Consumption | 19BL | Water delivered measured non-household | Input | Ml/d | 2 | 236.192 | 236.3841 | 236.2123 | 236.466 | 236.2309 | 237.4315 | 238.1796 | 238.8906 | 238.7675 | 239.6565 | 239.8504 | 240.0412 | 239.5838 | 240.4083 | 240.6389 | 240.8852 | 240.4625 | 241.2972 | 241.4571 | 241.6135 | 241.1074 | 241.939 | 242.1377 | 242.3458 | 241.9095 | 242.7913 | 243.029 | 243.274 | 242.8709
| 20BL | Water delivered unmeasured non- household | Input | Ml/d | 2 | 4.8932 | 4.8932 | 4.8932 | 4.8932 | 4.8932 | 4.8932 | 4.8932 | 4.8932 | 4.8932 | 4.8932 | 4.8932 | 4.8932 | 4.8932 | 4.8932 | 4.8932 | 4.8932 | 4.8932 | 4.8932 | 4.8932 | 4.8932 | 4.8932 | 4.8932 | 4.8932 | 4.8932 | 4.8932 | 4.8932 | 4.8932 | 4.8932 | 4.8932
| 21BL | Water delivered measured household | Input | Ml/d | 2 | 263.1074 | 274.0786 | 285.5095 | 296.7504 | 307.1039 | 317.6023 | 327.8156 | 337.7102 | 347.5554 | 357.1367 | 366.689 | 376.0859 | 385.498 | 394.6376 | 402.5094 | 410.4977 | 418.3662 | 426.0988 | 433.7163 | 441.6077 | 449.4779 | 457.2335 | 464.8465 | 472.4179 | 479.8985 | 487.3096 | 494.6815 | 501.9696 | 509.6965
| 22BL | Water delivered unmeasured household | Input | Ml/d | 2 | 463.2841 | 453.6129 | 443.5696 | 434.1358 | 424.8072 | 415.991 | 407.6685 | 399.665 | 391.888 | 384.4631 | 377.2526 | 370.2537 | 363.4079 | 356.8038 | 350.0652 | 343.2944 | 336.6701 | 330.1774 | 323.8177 | 317.7922 | 311.9271 | 306.1697 | 300.5037 | 294.9742 | 289.5534 | 284.2385 | 279.0458 | 273.9534 | 268.5396
| 23BL | Measured Non Household - Consumption | 19BL-34BL | Ml/d | 2 | 232.5487 | 232.7409 | 232.569 | 232.8227 | 232.5876 | 233.7882 | 234.5364 | 235.2473 | 235.1242 | 236.0132 | 236.2072 | 236.3979 | 235.9405 | 236.765 | 236.9956 | 237.242 | 236.8192 | 237.654 | 237.8138 | 237.9702 | 237.4642 | 238.2957 | 238.4945 | 238.7025 | 238.2662 | 239.148 | 239.3857 | 239.6307 | 239.2276
| 24BL | Unmeasured Non Household - Consumption | 20BL-35BL | Ml/d | 2 | 4.7329 | 4.7329 | 4.7329 | 4.7329 | 4.7329 | 4.7329 | 4.7329 | 4.7329 | 4.7329 | 4.7329 | 4.7329 | 4.7329 | 4.7329 | 4.7329 | 4.7329 | 4.7329 | 4.7329 | 4.7329 | 4.7329 | 4.7329 | 4.7329 | 4.7329 | 4.7329 | 4.7329 | 4.7329 | 4.7329 | 4.7329 | 4.7329 | 4.7329
| 25BL | Measured Household - Consumption | 21BL-36BL | Ml/d | 2 | 238.8754 | 249.3543 | 260.2932 | 271.0423 | 280.9245 | 290.9608 | 300.7209 | 310.1711 | 319.5805 | 328.7345 | 337.8677 | 346.8539 | 355.8633 | 364.608 | 372.0926 | 379.7013 | 387.1976 | 394.5653 | 401.8249 | 409.3655 | 416.8918 | 424.3102 | 431.5926 | 438.8398 | 446.0028 | 453.0835 | 460.131 | 467.1006 | 474.5147
| 26BL | Unmeasured Household - Consumption | 22BL-37BL | Ml/d | 2 | 429.6251 | 420.5307 | 411.0638 | 402.2061 | 393.4307 | 385.1576 | 377.3681 | 369.8879 | 362.6247 | 355.7043 | 348.9891 | 342.4765 | 336.1083 | 329.9731 | 323.6948 | 317.3759 | 311.1953 | 305.1383 | 299.2063 | 293.6008 | 288.1481 | 282.7957 | 277.5274 | 272.3885 | 267.3511 | 262.4128 | 257.5899 | 252.8607 | 247.8036
| 27 - | Percentage of consumption driven by climate change | Input | % | 1 | 0 | 0.032311 | 0.064601 | 0.09687 | 0.12912 | 0.16135 | 0.19355 | 0.22574 | 0.2579 | 0.29005 | 0.32217 | 0.35428 | 0.38636 | 0.41842 | 0.45046 | 0.48248 | 0.51448 | 0.54646 | 0.57842 | 0.61036 | 0.64228 | 0.67417 | 0.70605 | 0.73791 | 0.76974 | 0.80156 | 0.83335 | 0.86513 | 0.89688
| 28 - | Volume of consumption driven by climate change |  | Ml/d | 1 | 0 | 0.29318 | 0.587 | 0.8823 | 1.1771 | 1.4757 | 1.7756 | 2.0769 | 2.378 | 2.6835 | 2.9891 | 3.2964 | 3.6034 | 3.9167 | 4.2232 | 4.5308 | 4.8359 | 5.1482 | 5.4578 | 5.772 | 6.0839 | 6.4056 | 6.7241 | 7.0445 | 7.3615 | 7.69 | 8.0155 | 8.3427 | 8.6664
PCC and consumption by component | 29BL | Measured Household - PCC | (25BL*1,000,000)/(51BL*1,000) | l/h/d | 1 | 120.6 | 120.4 | 120.1 | 120 | 119.7 | 119.6 | 119.6 | 119.5 | 119.5 | 119.6 | 119.6 | 119.8 | 119.9 | 120.1 | 119.8 | 119.6 | 119.4 | 119.2 | 119 | 119 | 118.9 | 118.9 | 118.8 | 118.8 | 118.8 | 118.7 | 118.7 | 118.6 | 118.6
| 29.1BL | Measured toilet flushing | Input | l/h/d | 1 | 27.3542 | 26.5841 | 25.8206 | 25.1097 | 24.4419 | 23.8077 | 23.2025 | 22.6216 | 22.0623 | 21.5206 | 20.995 | 20.4838 | 19.9868 | 19.4996 | 19.4792 | 19.464 | 19.4485 | 19.4329 | 19.4172 | 19.4014 | 19.3848 | 19.3678 | 19.3508 | 19.3325 | 19.3137 | 19.2944 | 19.2746 | 19.2543 | 19.227
| 29.2BL | Measured personal washing | Input | l/h/d | 1 | 50.9305 | 51.9549 | 52.9415 | 53.9093 | 54.8645 | 55.8153 | 56.7502 | 57.6735 | 58.5951 | 59.5049 | 60.4118 | 61.3145 | 62.219 | 63.1145 | 63.1429 | 63.189 | 63.2349 | 63.2815 | 63.3284 | 63.3756 | 63.4207 | 63.4652 | 63.5103 | 63.5515 | 63.5916 | 63.6304 | 63.6681 | 63.7046 | 63.7181
| 29.3BL | Measured clothes washing | Input | l/h/d | 1 | 14.9875 | 14.9265 | 14.8546 | 14.7841 | 14.7147 | 14.6471 | 14.5789 | 14.5104 | 14.4432 | 14.375 | 14.3075 | 14.2403 | 14.1745 | 14.1076 | 14.0026 | 13.9013 | 13.7997 | 13.698 | 13.5961 | 13.494 | 13.3912 | 13.288 | 13.1848 | 13.0805 | 12.9757 | 12.8706 | 12.7649 | 12.6589 | 12.5482
| 29.4BL | Measured dish washing | Input | l/h/d | 1 | 11.8087 | 11.837 | 11.8557 | 11.8704 | 11.8822 | 11.8928 | 11.9 | 11.9047 | 11.9089 | 11.9105 | 11.9115 | 11.9116 | 11.9119 | 11.9103 | 11.9069 | 11.9069 | 11.9068 | 11.9067 | 11.9067 | 11.9066 | 11.906 | 11.9053 | 11.9046 | 11.9032 | 11.9015 | 11.8995 | 11.8972 | 11.8947 | 11.8879
| 29.5BL | Measured miscellaneous internal use | Input | l/h/d | 1 | 14.1214 | 14.0571 | 13.9798 | 13.9117 | 13.852 | 13.7976 | 13.7482 | 13.7029 | 13.6612 | 13.6225 | 13.5862 | 13.5525 | 13.5212 | 13.4916 | 13.4636 | 13.4393 | 13.4166 | 13.3957 | 13.3763 | 13.3584 | 13.3413 | 13.3253 | 13.3106 | 13.296 | 13.2822 | 13.269 | 13.2565 | 13.2445 | 13.2284
| 29.6BL | Measured external use | Input | l/h/d | 1 | 1.3935 | 1.4396 | 1.4843 | 1.5282 | 1.5714 | 1.6144 | 1.6569 | 1.6992 | 1.7415 | 1.7836 | 1.8258 | 1.8681 | 1.9105 | 1.953 | 1.9936 | 2.0341 | 2.0745 | 2.1147 | 2.1546 | 2.1944 | 2.2339 | 2.2732 | 2.3123 | 2.3513 | 2.39 | 2.4285 | 2.4669 | 2.5051 | 2.5433
| 29.7BL | Measured water efficiency savings | Input | l/h/d | 1 | 0.0042277 | -0.39922 | -0.83649 | -1.1133 | -1.6266 | -1.9749 | -2.2368 | -2.6122 | -2.9121 | -3.1172 | -3.4378 | -3.5707 | -3.8239 | -3.9767 | -4.1888 | -4.3346 | -4.4809 | -4.6295 | -4.7794 | -4.7303 | -4.7779 | -4.7249 | -4.7734 | -4.715 | -4.6547 | -4.6924 | -4.6283 | -4.6621 | -4.5528
| 30BL | Unmeasured Household - PCC | (26BL*1,000,000)/(52BL*1,000) | l/h/d | 1 | 143.2 | 142.8 | 142.6 | 142.4 | 142.1 | 141.8 | 141.5 | 141.2 | 140.9 | 140.5 | 140.2 | 139.9 | 139.6 | 139.3 | 138.9 | 138.6 | 138.3 | 138 | 137.7 | 137.6 | 137.4 | 137.3 | 137.2 | 137 | 136.9 | 136.7 | 136.6 | 136.4 | 136.5
| 30.1BL | Unmeasured toilet flushing | Input | l/h/d | 1 | 32.123 | 31.3001 | 30.5079 | 29.6989 | 28.8812 | 28.0598 | 27.2266 | 26.3857 | 25.5447 | 24.6971 | 23.8492 | 23.0005 | 22.1545 | 21.3055 | 21.2523 | 21.2093 | 21.1668 | 21.1255 | 21.0849 | 21.0451 | 21.0048 | 20.9646 | 20.9254 | 20.8846 | 20.8437 | 20.8026 | 20.7613 | 20.7199 | 20.7049
| 30.2BL | Unmeasured personal washing | Input | l/h/d | 1 | 60.1044 | 60.9932 | 61.9451 | 62.8678 | 63.7754 | 64.6766 | 65.5514 | 66.4067 | 67.2591 | 68.091 | 68.9173 | 69.7362 | 70.5578 | 71.3633 | 71.3029 | 71.2764 | 71.2516 | 71.2305 | 71.2121 | 71.1961 | 71.1782 | 71.161 | 71.1469 | 71.1273 | 71.1071 | 71.0864 | 71.0651 | 71.0432 | 71.1116
| 30.3BL | Unmeasured clothes washing | Input | l/h/d | 1 | 17.2667 | 17.1661 | 17.0828 | 16.9907 | 16.8942 | 16.7957 | 16.6903 | 16.5801 | 16.4693 | 16.354 | 16.2377 | 16.1201 | 16.0037 | 15.8842 | 15.7437 | 15.6108 | 15.4784 | 15.3468 | 15.216 | 15.0856 | 14.955 | 14.8245 | 14.6948 | 14.564 | 14.4331 | 14.3022 | 14.1712 | 14.0402 | 13.927
| 30.4BL | Unmeasured dish washing | Input | l/h/d | 1 | 13.6707 | 13.663 | 13.6691 | 13.6684 | 13.6642 | 13.6584 | 13.647 | 13.6317 | 13.6159 | 13.5961 | 13.5755 | 13.5537 | 13.5328 | 13.5091 | 13.4873 | 13.472 | 13.4571 | 13.4428 | 13.429 | 13.4157 | 13.4021 | 13.3885 | 13.3756 | 13.3617 | 13.3476 | 13.3334 | 13.3192 | 13.3048 | 13.3074
| 30.5BL | Unmeasured miscellaneous internal use | Input | l/h/d | 1 | 18.5512 | 18.5548 | 18.5771 | 18.5902 | 18.5985 | 18.6048 | 18.6034 | 18.5966 | 18.5891 | 18.5763 | 18.5623 | 18.5466 | 18.5321 | 18.5137 | 18.498 | 18.4912 | 18.4847 | 18.4793 | 18.4745 | 18.4703 | 18.4657 | 18.4612 | 18.4576 | 18.4525 | 18.4473 | 18.4419 | 18.4363 | 18.4307 | 18.4484
| 30.6BL | Unmeasured external use | Input | l/h/d | 1 | 1.4678 | 1.5143 | 1.5623 | 1.6095 | 1.6562 | 1.7027 | 1.7486 | 1.7941 | 1.8395 | 1.8844 | 1.9293 | 1.974 | 2.0187 | 2.0632 | 2.1074 | 2.152 | 2.1966 | 2.2412 | 2.2857 | 2.3302 | 2.3745 | 2.4187 | 2.4629 | 2.5068 | 2.5507 | 2.5944 | 2.6381 | 2.6816 | 2.7264
| 30.7BL | Unmeasured water efficiency savings | Input | l/h/d | 1 | 0.016166 | -0.39159 | -0.74422 | -1.0255 | -1.3697 | -1.698 | -1.9674 | -2.1948 | -2.4176 | -2.699 | -2.8712 | -3.0311 | -3.1996 | -3.3389 | -3.4916 | -3.6116 | -3.7352 | -3.8661 | -4.0022 | -3.9431 | -3.9801 | -3.9187 | -3.8632 | -3.8969 | -3.8294 | -3.8608 | -3.7912 | -3.8204 | -3.7258
| 31BL | Average Household - PCC | ((25BL+26BL)*1,000,000))/(51BL+52BL*1,000) | l/h/d | 1 | 134.2018 | 133.5369 | 132.9429 | 132.45 | 131.8216 | 131.3137 | 130.8489 | 130.395 | 129.9868 | 129.6116 | 129.2729 | 128.9681 | 128.7115 | 128.4735 | 127.9796 | 127.5441 | 127.1269 | 126.7292 | 126.349 | 126.0927 | 125.8571 | 125.627 | 125.4032 | 125.1772 | 124.9547 | 124.7358 | 124.5315 | 124.3295 | 124.1436
| 32BL | Water Taken Unbilled | Input | Ml/d | 2 | 31.3925 | 31.3925 | 31.3925 | 31.3925 | 31.3925 | 31.3925 | 31.3925 | 31.3925 | 31.3925 | 31.3925 | 31.3925 | 31.3925 | 31.3925 | 31.3925 | 31.3925 | 31.3925 | 31.3925 | 31.3925 | 31.3925 | 31.3925 | 31.3925 | 31.3925 | 31.3925 | 31.3925 | 31.3925 | 31.3925 | 31.3925 | 31.3925 | 31.3925
| 33BL | Distribution System Operational Use | Input | Ml/d | 2 | 3.6663 | 3.6663 | 3.6663 | 3.6663 | 3.6663 | 3.6663 | 3.6663 | 3.6663 | 3.6663 | 3.6663 | 3.6663 | 3.6663 | 3.6663 | 3.6663 | 3.6663 | 3.6663 | 3.6663 | 3.6663 | 3.6663 | 3.6663 | 3.6663 | 3.6663 | 3.6663 | 3.6663 | 3.6663 | 3.6663 | 3.6663 | 3.6663 | 3.6663
Leakage | 34BL | Measured Non Household - USPL | Input | Ml/d | 2 | 3.6433 | 3.6433 | 3.6433 | 3.6433 | 3.6433 | 3.6433 | 3.6433 | 3.6433 | 3.6433 | 3.6433 | 3.6433 | 3.6433 | 3.6433 | 3.6433 | 3.6433 | 3.6433 | 3.6433 | 3.6433 | 3.6433 | 3.6433 | 3.6433 | 3.6433 | 3.6433 | 3.6433 | 3.6433 | 3.6433 | 3.6433 | 3.6433 | 3.6433
| 35BL | Unmeasured Non Household - USPL | Input | Ml/d | 2 | 0.16023 | 0.16023 | 0.16023 | 0.16023 | 0.16023 | 0.16023 | 0.16023 | 0.16023 | 0.16023 | 0.16023 | 0.16023 | 0.16023 | 0.16023 | 0.16023 | 0.16023 | 0.16023 | 0.16023 | 0.16023 | 0.16023 | 0.16023 | 0.16023 | 0.16023 | 0.16023 | 0.16023 | 0.16023 | 0.16023 | 0.16023 | 0.16023 | 0.16023
| 36BL | Measured Household - USPL | Input | Ml/d | 2 | 24.232 | 24.7243 | 25.2163 | 25.7081 | 26.1794 | 26.6415 | 27.0947 | 27.5391 | 27.9748 | 28.4022 | 28.8213 | 29.232 | 29.6347 | 30.0296 | 30.4168 | 30.7964 | 31.1686 | 31.5335 | 31.8913 | 32.2422 | 32.5861 | 32.9233 | 33.2539 | 33.578 | 33.8958 | 34.2261 | 34.5505 | 34.869 | 35.1818
| 37BL | Unmeasured Household - USPL | Input | Ml/d | 2 | 33.659 | 33.0821 | 32.5057 | 31.9297 | 31.3764 | 30.8335 | 30.3004 | 29.777 | 29.2633 | 28.7588 | 28.2635 | 27.7772 | 27.2997 | 26.8307 | 26.3704 | 25.9185 | 25.4748 | 25.0392 | 24.6114 | 24.1914 | 23.779 | 23.374 | 22.9763 | 22.5858 | 22.2023 | 21.8257 | 21.4558 | 21.0927 | 20.736
| 38BL | Void Properties - USPL | Input | Ml/d | 2 | 3.6433 | 3.6433 | 3.6433 | 3.6433 | 3.6433 | 3.6433 | 3.6433 | 3.6433 | 3.6433 | 3.6433 | 3.6433 | 3.6433 | 3.6433 | 3.6433 | 3.6433 | 3.6433 | 3.6433 | 3.6433 | 3.6433 | 3.6433 | 3.6433 | 3.6433 | 3.6433 | 3.6433 | 3.6433 | 3.6433 | 3.6433 | 3.6433 | 3.6433
| 39BL | Distribution Losses | Input | Ml/d | 2 | 217.6623 | 213.7969 | 209.4013 | 207.0454 | 207.1275 | 207.2083 | 207.2882 | 207.3672 | 207.4452 | 207.5222 | 207.5985 | 207.6741 | 207.7488 | 207.8229 | 207.8961 | 207.9684 | 208.0399 | 208.1106 | 208.1805 | 208.2497 | 208.3182 | 208.386 | 208.4531 | 208.5195 | 208.5852 | 208.6314 | 208.6769 | 208.7216 | 208.7655
| 40BL | Total Leakage | sum(34BL:39BL) | Ml/d | 2 | 283 | 279.05 | 274.57 | 272.13 | 272.13 | 272.13 | 272.13 | 272.13 | 272.13 | 272.13 | 272.13 | 272.13 | 272.13 | 272.13 | 272.13 | 272.13 | 272.13 | 272.13 | 272.13 | 272.13 | 272.13 | 272.13 | 272.13 | 272.13 | 272.13 | 272.13 | 272.13 | 272.13 | 272.13
| 41BL | Total Leakage | (40BL*1,000,000)/(48BL*1,000) | l/prop/d | 2 | 122.6298 | 119.738 | 116.4583 | 114.2136 | 113.098 | 112.0111 | 111.0297 | 110.1313 | 109.257 | 108.4671 | 107.6997 | 106.9757 | 106.258 | 105.6099 | 104.9387 | 104.2027 | 103.477 | 102.7613 | 102.054 | 101.3564 | 100.668 | 99.9889 | 99.3189 | 98.6578 | 98.0055 | 97.3617 | 96.7263 | 96.0992 | 95.4802
Customer: Properties | 42BL | Measured non-households - properties | Input (total, excluding voids) | 000's | 2 | 103.5734 | 103.9963 | 104.4193 | 104.8422 | 105.2652 | 105.6881 | 106.1111 | 106.5341 | 106.9572 | 107.3802 | 107.8033 | 108.2264 | 108.6495 | 109.0726 | 109.4958 | 109.9189 | 110.3421 | 110.7653 | 111.1885 | 111.6117 | 112.035 | 112.4583 | 112.8815 | 113.3048 | 113.7282 | 114.1515 | 114.5748 | 114.9982 | 115.4216
| 43BL | Unmeasured non-households - properties | Input (total, excluding voids) | 000's | 2 | 5.7318 | 5.6372 | 5.5426 | 5.448 | 5.3534 | 5.2588 | 5.1642 | 5.0696 | 4.975 | 4.8804 | 4.7858 | 4.6912 | 4.5966 | 4.502 | 4.4075 | 4.3129 | 4.2183 | 4.1237 | 4.0291 | 3.9345 | 3.8399 | 3.7453 | 3.6507 | 3.5561 | 3.4615 | 3.3669 | 3.2723 | 3.1777 | 3.0831
| 44BL | All void non-households - properties | Input (voids in each year) | 000's | 2 | 25.3028 | 25.3028 | 25.3028 | 25.3028 | 25.3028 | 25.3028 | 25.3028 | 25.3028 | 25.3028 | 25.3028 | 25.3028 | 25.3028 | 25.3028 | 25.3028 | 25.3028 | 25.3028 | 25.3028 | 25.3028 | 25.3028 | 25.3028 | 25.3028 | 25.3028 | 25.3028 | 25.3028 | 25.3028 | 25.3028 | 25.3028 | 25.3028 | 25.3028
| 45BL | Total measured households - properties (excl void) | Pre-plan year = input. Forecast years = Previous year 45BL + sum(45.1BL:45.6BL) | 000's | 2 | 892.5575 | 936.3898 | 984.6004 | 1030.5832 | 1074.2311 | 1117.326 | 1158.1614 | 1197.1359 | 1235.5218 | 1271.9119 | 1307.6831 | 1342.3339 | 1376.7228 | 1409.3189 | 1442.3471 | 1476.8869 | 1511.1129 | 1545.0312 | 1578.6862 | 1612.0461 | 1645.1223 | 1677.915 | 1710.4301 | 1742.6734 | 1774.6499 | 1806.3655 | 1837.8252 | 1869.0335 | 1899.996
| 45.1BL | New build properties - properties | Input (new builds in each year) | 000's | 2 | 21.3536 | 23.5443 | 27.9323 | 25.7151 | 24.2235 | 24.0458 | 22.1558 | 20.6574 | 20.4225 | 18.776 | 18.498 | 17.7123 | 17.7767 | 16.3076 | 17.0516 | 18.8638 | 18.8498 | 18.8362 | 18.8606 | 18.8476 | 18.8406 | 18.8282 | 18.8161 | 18.8042 | 18.7926 | 18.7813 | 18.7702 | 18.7594 | 18.7488
| 45.2BL | Meter optants - properties | Input (meter optants in each year) | 000's | 2 | 18.868 | 20.7564 | 20.7344 | 20.7132 | 19.8607 | 19.4757 | 19.0993 | 18.7303 | 18.3695 | 18.0155 | 17.6685 | 17.3291 | 16.9967 | 16.6703 | 16.3512 | 16.0405 | 15.7349 | 15.4351 | 15.1418 | 14.8542 | 14.5723 | 14.296 | 14.0255 | 13.7606 | 13.5006 | 13.2463 | 12.9969 | 12.7518 | 12.5122
| 45.3BL | Compulsory metering - properties | Input (compulsory meters in each year) | 000's | 2 | 0 | 0 | 0 | 0 | 0 | 0 | 0 | 0 | 0 | 0 | 0 | 0 | 0 | 0 | 0 | 0 | 0 | 0 | 0 | 0 | 0 | 0 | 0 | 0 | 0 | 0 | 0 | 0 | 0
| 45.4BL | Metering on change of occupancy - properties | Input (change of occupancy meters in each year) | 000's | 2 | 0 | 0 | 0 | 0 | 0 | 0 | 0 | 0 | 0 | 0 | 0 | 0 | 0 | 0 | 0 | 0 | 0 | 0 | 0 | 0 | 0 | 0 | 0 | 0 | 0 | 0 | 0 | 0 | 0
| 45.5BL | Selective metering - properties | Input (selective meters in each year) | 000's | 2 | 0 | 0 | 0 | 0 | 0 | 0 | 0 | 0 | 0 | 0 | 0 | 0 | 0 | 0 | 0 | 0 | 0 | 0 | 0 | 0 | 0 | 0 | 0 | 0 | 0 | 0 | 0 | 0 | 0
| 45.6BL | Other changes to existing metering - properties | Input (other changes to meters in each year) | 000's | 2 | 0 | -0.46839 | -0.45604 | -0.44557 | -0.43622 | -0.42671 | -0.41966 | -0.41334 | -0.40606 | -0.40151 | -0.39537 | -0.39055 | -0.38438 | -0.38187 | -0.37467 | -0.36448 | -0.35869 | -0.35302 | -0.34738 | -0.34198 | -0.33668 | -0.33151 | -0.32647 | -0.32154 | -0.31672 | -0.31201 | -0.3074 | -0.30289 | -0.29849
| 45.7BL | Measured void households - properties | Input (voids in each year) | 000's | 2 | 42.7545 | 42.7545 | 42.7545 | 42.7545 | 42.7545 | 42.7545 | 42.7545 | 42.7545 | 42.7545 | 42.7545 | 42.7545 | 42.7545 | 42.7545 | 42.7545 | 42.7545 | 42.7545 | 42.7545 | 42.7545 | 42.7545 | 42.7545 | 42.7545 | 42.7545 | 42.7545 | 42.7545 | 42.7545 | 42.7545 | 42.7545 | 42.7545 | 42.7545
| 46BL | Unmeasured households - properties (excl void) | Input (total) | 000's | 2 | 1178.3422 | 1156.928 | 1135.553 | 1114.2139 | 1093.7406 | 1073.6655 | 1053.9767 | 1034.6658 | 1015.7259 | 997.1464 | 978.9225 | 961.0449 | 943.5083 | 926.3016 | 909.4241 | 892.8716 | 876.6329 | 860.7019 | 845.0722 | 829.7377 | 814.6925 | 799.9309 | 785.4468 | 771.2346 | 757.2891 | 743.6046 | 730.1759 | 716.9987 | 704.0673
| 47BL | Unmeasured void households - properties | Input (voids in each year) | 000's | 2 | 59.4959 | 59.4959 | 59.4959 | 59.4959 | 59.4959 | 59.4959 | 59.4959 | 59.4959 | 59.4959 | 59.4959 | 59.4959 | 59.4959 | 59.4959 | 59.4959 | 59.4959 | 59.4959 | 59.4959 | 59.4959 | 59.4959 | 59.4959 | 59.4959 | 59.4959 | 59.4959 | 59.4959 | 59.4959 | 59.4959 | 59.4959 | 59.4959 | 59.4959
| 48BL | Total Resource Zone Properties (incl voids) | SUM(42BL:45BL)+45.7BL+46BL+47BL | 000's | 2 | 2307.7582 | 2330.5045 | 2357.6685 | 2382.6405 | 2406.1434 | 2429.4916 | 2450.9666 | 2470.9586 | 2490.7331 | 2508.8721 | 2526.7479 | 2543.8496 | 2561.0304 | 2576.7483 | 2593.2275 | 2611.5434 | 2629.8593 | 2648.1753 | 2666.5292 | 2684.8832 | 2703.2429 | 2721.6026 | 2739.9623 | 2758.3221 | 2776.6819 | 2795.0417 | 2813.4015 | 2831.7613 | 2850.1211
Customer: Population | 49BL | Measured Non Household - Population | Input (total) | 000's | 2 | 93.773 | 93.773 | 93.773 | 93.773 | 93.773 | 93.773 | 93.773 | 93.773 | 93.773 | 93.773 | 93.773 | 93.773 | 93.773 | 93.773 | 93.773 | 93.773 | 93.773 | 93.773 | 93.773 | 93.773 | 93.773 | 93.773 | 93.773 | 93.773 | 93.773 | 93.773 | 93.773 | 93.773 | 93.773
| 50BL | Unmeasured Non Household - Population | Input (total) | 000's | 2 | 0 | 0 | 0 | 0 | 0 | 0 | 0 | 0 | 0 | 0 | 0 | 0 | 0 | 0 | 0 | 0 | 0 | 0 | 0 | 0 | 0 | 0 | 0 | 0 | 0 | 0 | 0 | 0 | 0
| 51BL | Measured Household - Population | Input (total) | 000's | 2 | 1980.7944 | 2071.7618 | 2167.5093 | 2259.2675 | 2346.59 | 2432.7054 | 2515.4184 | 2595.2453 | 2673.7626 | 2749.3241 | 2823.8662 | 2896.3966 | 2967.9812 | 3036.8685 | 3105.8689 | 3175.0239 | 3243.1838 | 3310.1606 | 3376.1423 | 3441.0748 | 3505.4579 | 3569.0024 | 3631.4642 | 3693.8533 | 3755.633 | 3816.8217 | 3877.4393 | 3937.5219 | 4002.5726
| 52BL | Unmeasured Household - Population | Input (total) | 000's | 2 | 3000.514 | 2944.7162 | 2882.4559 | 2823.7716 | 2769.077 | 2716.1729 | 2666.811 | 2620.1314 | 2574.504 | 2531.3689 | 2489.3669 | 2448.5726 | 2408.1626 | 2369.5464 | 2330.8387 | 2290.356 | 2250.4852 | 2211.0878 | 2172.2289 | 2133.9223 | 2096.4503 | 2059.6142 | 2023.2583 | 1987.9211 | 1953.2655 | 1919.2734 | 1885.9296 | 1853.2287 | 1815.8357
| 53BL | Total Resource Zone Population | Sum(49BL:52BL) | 000's | 2 | 5075.0814 | 5110.251 | 5143.7382 | 5176.8121 | 5209.44 | 5242.6513 | 5276.0025 | 5309.1498 | 5342.0396 | 5374.466 | 5407.0061 | 5438.7422 | 5469.9168 | 5500.1879 | 5530.4806 | 5559.1529 | 5587.4419 | 5615.0214 | 5642.1441 | 5668.7701 | 5695.6813 | 5722.3896 | 5748.4955 | 5775.5474 | 5802.6715 | 5829.8681 | 5857.1419 | 5884.5237 | 5912.1813
Occupancy | 54BL | Measured Household - Occupancy Rate (average) (excl voids) | 51BL/45BL | h/prop | 1 | 2.2192 | 2.2125 | 2.2014 | 2.1922 | 2.1844 | 2.1773 | 2.1719 | 2.1679 | 2.1641 | 2.1616 | 2.1594 | 2.1577 | 2.1558 | 2.1548 | 2.1533 | 2.1498 | 2.1462 | 2.1425 | 2.1386 | 2.1346 | 2.1308 | 2.127 | 2.1231 | 2.1196 | 2.1163 | 2.113 | 2.1098 | 2.1067 | 2.1066
| 55BL | Unmeasured Household - Occupancy Rate | 52BL/46BL | h/prop | 1 | 2.5464 | 2.5453 | 2.5384 | 2.5343 | 2.5317 | 2.5298 | 2.5302 | 2.5323 | 2.5346 | 2.5386 | 2.543 | 2.5478 | 2.5523 | 2.5581 | 2.563 | 2.5652 | 2.5672 | 2.5689 | 2.5705 | 2.5718 | 2.5733 | 2.5747 | 2.5759 | 2.5776 | 2.5793 | 2.581 | 2.5828 | 2.5847 | 2.5791
Metering | 56BL | Total Household Metering penetration (excl. voids) | 45BL/45BL+46BL | % | 0 | 43.1% | 44.73% | 46.44% | 48.05% | 49.55% | 51% | 52.35% | 53.64% | 54.88% | 56.05% | 57.19% | 58.28% | 59.34% | 60.34% | 61.33% | 62.32% | 63.29% | 64.22% | 65.13% | 66.02% | 66.88% | 67.72% | 68.53% | 69.32% | 70.09% | 70.84% | 71.57% | 72.27% | 72.96%
| 57BL | Total Household Metering penetration (incl. voids) | 45BL/(45BL+45.7BL+46BL+47BL) | % | 0 | 41.07% | 42.65% | 44.3% | 45.86% | 47.32% | 48.72% | 50.04% | 51.29% | 52.5% | 53.64% | 54.74% | 55.8% | 56.83% | 57.81% | 58.77% | 59.74% | 60.69% | 61.6% | 62.5% | 63.37% | 64.21% | 65.03% | 65.83% | 66.61% | 67.37% | 68.11% | 68.83% | 69.53% | 70.21%
|  | Company: | Severn Trent Water
|  | Resource Zone Name: | Strategic Grid
|  | Resource Zone Number: | 13
|  | Planning Scenario Name: | Dry Year Annual Average
|  | Chosen Level of Service: | No more than 3 in 100 Temporary Use Bans

## 4. BL SDB
Table 4: Baseline supply demand balance
| Row ref | Component | Derivation | Unit | Decimal places | 2016-17 | For info 2017-18 | For info 2018-19 | For info 2019-20 | 2020-21 | 2021-22 | 2022-23 | 2023-24 | 2024-25 | 2025-26 | 2026-27 | 2027-28 | 2028-29 | 2029-30 | 2030-31 | 2031-32 | 2032-33 | 2033-34 | 2034-35 | 2035-36 | 2036-37 | 2037-38 | 2038-39 | 2039-40 | 2040-41 | 2041-42 | 2042-43 | 2043-44 | 2044-45
SDB | 11BL | Distribution input | 19BL+20BL+21BL+22BL+32BL+33BL+38BL+39BL | Ml/d | 2 | 1223.8409 | 1221.4676 | 1218.2877 | 1217.9928 | 1218.8646 | 1221.8283 | 1224.5471 | 1227.228 | 1229.2511 | 1232.3737 | 1234.9856 | 1237.65 | 1239.8337 | 1243.2677 | 1244.7047 | 1246.2408 | 1247.1338 | 1249.2791 | 1250.7667 | 1252.8582 | 1254.4257 | 1257.3233 | 1259.5362 | 1261.8525 | 1263.5418 | 1266.566 | 1269.0283 | 1271.5137 | 1273.4677
| 12BL | Water Available For Use (own sources) | (7BL+8BL)-(10BL) | Ml/d | 2 | 1304.7566 | 1302.7566 | 1300.7566 | 1298.7566 | 1296.7566 | 1294.7566 | 1292.7566 | 1290.7566 | 1288.7566 | 1281.7566 | 1279.7566 | 1277.7566 | 1275.7566 | 1273.7566 | 1187.2566 | 1186.7566 | 1186.2566 | 1185.7566 | 1185.2566 | 1179.7566 | 1179.2566 | 1178.7566 | 1178.2566 | 1177.7566 | 1177.2566 | 1176.7566 | 1176.2566 | 1175.7566 | 1175.2566
| 13BL | Total Water Available For Use | 12BL+(2BL+3BL)-(5BL+6BL) | Ml/d | 2 | 1310.6566 | 1308.6566 | 1306.6566 | 1304.6566 | 1302.6566 | 1300.6566 | 1298.6566 | 1296.6566 | 1294.6566 | 1287.6566 | 1285.6566 | 1283.6566 | 1281.6566 | 1279.6566 | 1193.1566 | 1192.6566 | 1192.1566 | 1191.6566 | 1191.1566 | 1185.6566 | 1185.1566 | 1184.6566 | 1184.1566 | 1183.6566 | 1183.1566 | 1182.6566 | 1182.1566 | 1181.6566 | 1181.1566
| 14BL | Target headroom (climate change component) | Input | Ml/d | 2 | -1.4322e-10 | 11.3527 | 24.058 | 37.6748 | 52.9302 | 69.6252 | 86.4256 | 104.9785 | 121.0047 | 124.5172 | 138.0587 | 162.014 | 174.5732 | 190.7566 | 168.5028 | 168.229 | 171.8855 | 173.4911 | 177.1591 | 153.1307 | 153.8828 | 158.2842 | 157.083 | 162.7984 | 140.8997 | 140.6273 | 144.1806 | 145.7757 | 147.0046
| 15BL | Target headroom (All other components) | Input | Ml/d | 2 | 26.3383 | 22.7925 | 23.5132 | 23.6895 | 24.5068 | 25.4454 | 25.8809 | 26.2852 | 27.511 | 20.5495 | 21.6486 | 22.0954 | 22.7689 | 23.5566 | 12.3323 | 11.8168 | 12.0659 | 13.0142 | 14.2834 | 3.2234 | 3.5665 | 4.0867 | 3.8677 | 3.5089 | -7.1508 | -7.1695 | -7.773 | -6.143 | -4.2643
| 16BL | Target Headroom | 14BL+15BL | Ml/d | 2 | 26.3383 | 34.1452 | 47.5711 | 61.3644 | 77.437 | 95.0706 | 112.3065 | 131.2637 | 148.5157 | 145.0668 | 159.7073 | 184.1094 | 197.3421 | 214.3132 | 180.8352 | 180.0458 | 183.9514 | 186.5053 | 191.4424 | 156.3541 | 157.4493 | 162.3709 | 160.9507 | 166.3073 | 133.749 | 133.4578 | 136.4076 | 139.6326 | 142.7403
| 17BL | Available Headroom | 13BL-11BL | Ml/d | 2 | 86.8157 | 87.189 | 88.3689 | 86.6638 | 83.792 | 78.8283 | 74.1095 | 69.4286 | 65.4055 | 55.2829 | 50.671 | 46.0066 | 41.8229 | 36.3889 | -51.5481 | -53.5842 | -54.9772 | -57.6225 | -59.6101 | -67.2016 | -69.2691 | -72.6667 | -75.3796 | -78.1959 | -80.3851 | -83.9094 | -86.8717 | -89.8571 | -92.311
| 18BL | Supply Demand Balance | 17BL-16BL | Ml/d | 2 | 60.4774 | 53.0438 | 40.7978 | 25.2994 | 6.355 | -16.2423 | -38.197 | -61.8351 | -83.1102 | -89.7838 | -109.0364 | -138.1027 | -155.5192 | -177.9243 | -232.3833 | -233.6299 | -238.9286 | -244.1278 | -251.0525 | -223.5557 | -226.7184 | -235.0376 | -236.3302 | -244.5031 | -214.1341 | -217.3671 | -223.2793 | -229.4897 | -235.0514
|  | Company: | Severn Trent Water
|  | Resource Zone Name: | Strategic Grid
|  | Resource Zone Number: | 13
|  | Planning Scenario Name: | Dry Year Annual Average
|  | Chosen Level of Service: | No more than 3 in 100 Temporary Use Bans

## 5. Feasible Options
Table 5: Feasible options detailed costs | [18 empty] | ENTER DISCOUNT RATE % |  |  |  | 3.5% | 3.5% | 3.5% | 3.5% | 3.5% | 3.5% | 3.5% | 3.5% | 3.5% | 3.5% | 3.5% | 3.5% | 3.5% | 3.5% | 3.5% | 3.5% | 3.5% | 3.5% | 3.5% | 3.5% | 3.5% | 3.5% | 3.5% | 3.5% | 3.5% | 3.5% | 3.5% | 3.5% | 3.5% | 3% | 3% | 3% | 3% | 3% | 3% | 3% | 3% | 3% | 3% | 3% | 3% | 3% | 3% | 3% | 3% | 3% | 3% | 3% | 3% | 3% | 3% | 3% | 3% | 3% | 3% | 3% | 3% | 3% | 3% | 3% | 3% | 3% | 3% | 3% | 3% | 3% | 3% | 3% | 3% | 3% | 3% | 3% | 3% | 3% | 2.5% | 2.5% | 2.5% | 2.5% | 2.5% | 2.5% | 2.5% | 2.5% | 2.5% | 2.5% | 2.5% | 2.5% | 2.5% | 2.5% | 2.5% | 2.5% | 2.5% | 2.5% | 2.5% | 2.5% | 2.5% | 2.5% | 2.5% | 2.5% | 2.5% | 2.5% | 2.5% | 2.5% | 2.5%
Detail the gains in WAFU / savings in demand, and the costs of feasible options under capacity use scenario | [18 empty] | ENTER DISCOUNT PERIOD (YRS) | 80 |  | 1 | 0.96618 | 0.93351 | 0.90194 | 0.87144 | 0.84197 | 0.8135 | 0.78599 | 0.75941 | 0.73373 | 0.70892 | 0.68495 | 0.66178 | 0.6394 | 0.61778 | 0.59689 | 0.57671 | 0.5572 | 0.53836 | 0.52016 | 0.50257 | 0.48557 | 0.46915 | 0.45329 | 0.43796 | 0.42315 | 0.40884 | 0.39501 | 0.38165 | 0.36875 | 0.35801 | 0.34758 | 0.33746 | 0.32763 | 0.31809 | 0.30882 | 0.29983 | 0.29109 | 0.28261 | 0.27438 | 0.26639 | 0.25863 | 0.2511 | 0.24379 | 0.23669 | 0.22979 | 0.2231 | 0.2166 | 0.21029 | 0.20417 | 0.19822 | 0.19245 | 0.18684 | 0.1814 | 0.17612 | 0.17099 | 0.16601 | 0.16117 | 0.15648 | 0.15192 | 0.14749 | 0.1432 | 0.13903 | 0.13498 | 0.13105 | 0.12723 | 0.12352 | 0.11993 | 0.11643 | 0.11304 | 0.10975 | 0.10655 | 0.10345 | 0.10044 | 0.097511 | 0.095133 | 0.092813 | 0.090549 | 0.08834 | 0.086186 | Note: If option costs are required from beyond year 80 then the NPV calculation formula must be amended manually to cover the extended period
[22 empty] | 1 | 2 | 3 | 4 | 5 | 6 | 7 | 8 | 9 | 10 | 11 | 12 | 13 | 14 | 15 | 16 | 17 | 18 | 19 | 20 | 21 | 22 | 23 | 24 | 25 | 26 | 27 | 28 | 29 | 30 | 31 | 32 | 33 | 34 | 35 | 36 | 37 | 38 | 39 | 40 | 41 | 42 | 43 | 44 | 45 | 46 | 47 | 48 | 49 | 50 | 51 | 52 | 53 | 54 | 55 | 56 | 57 | 58 | 59 | 60 | 61 | 62 | 63 | 64 | 65 | 66 | 67 | 68 | 69 | 70 | 71 | 72 | 73 | 74 | 75 | 76 | 77 | 78 | 79 | 80 | 81 | 82 | 83 | 84 | 85 | 86 | 87 | 88 | 89 | 90 | 91 | 92 | 93 | 94 | 95 | 96 | 97 | 98 | 99 | 100 | 101 | 102 | 103 | 104
Row ref | Option name | Option reference no. | Type of option | Preferred Option (Y/N) | Earliest potential option start date (Year) | Costs based on capacity | WAFU on full implementation (Ml/d) | NPV of WAFU (Ml) | CAPEX NPV (£000) | OPEX NPV (£000) | NPV of opex savings (£000) | NPV of carbon (£000) | Social & Env. NPV (£000) | TOTAL NPV (£000) | AIC (p/m3) | AISC (p/m3) | Scope confidence (score 1 to 5) | Cost confidence (score 1 to 5) | Cost component | Derivation | Unit | Year 1 | Year 2 | Year 3 | Year 4 | Year 5 | Year 6 | Year 7 | Year 8 | Year 9 | Year 10 | Year 11 | Year 12 | Year 13 | Year 14 | Year 15 | Year 16 | Year 17 | Year 18 | Year 19 | Year 20 | Year 21 | Year 22 | Year 23 | Year 24 | Year 25 | Year 26 | Year 27 | Year 28 | Year 29 | Year 30 | Year 31 | Year 32 | Year 33 | Year 34 | Year 35 | Year 36 | Year 37 | Year 38 | Year 39 | Year 40 | Year 41 | Year 42 | Year 43 | Year 44 | Year 45 | Year 46 | Year 47 | Year 48 | Year 49 | Year 50 | Year 51 | Year 52 | Year 53 | Year 54 | Year 55 | Year 56 | Year 57 | Year 58 | Year 59 | Year 60 | Year 61 | Year 62 | Year 63 | Year 64 | Year 65 | Year 66 | Year 67 | Year 68 | Year 69 | Year 70 | Year 71 | Year 72 | Year 73 | Year 74 | Year 75 | Year 76 | Year 77 | Year 78 | Year 79 | Year 80 | Year 81 | Year 82 | Year 83 | Year 84 | Year 85 | Year 86 | Year 87 | Year 88 | Year 89 | Year 90 | Year 91 | Year 92 | Year 93 | Year 94 | Year 95 | Year 96 | Year 97 | Year 98 | Year 99 | Year 100 | Year 101 | Year 102 | Year 103 | Year 104
58a | RESOURCE SIDE | bar: 1 Year 1 to 80 Year 80
58.1a | Options to increase raw water abstractions | [17 empty] | Total Mld for SDB component |  |  | 0 | 0 | 0 | 0 | 0 | 0 | 0 | 0 | 0 | 0 | 0 | 0 | 0 | 0 | 0 | 0 | 0 | 0 | 0 | 0 | 0 | 0 | 0 | 0 | 0 | 0 | 0 | 0 | 0 | 0 | 0 | 0 | 0 | 0 | 0 | 0 | 0 | 0 | 0 | 0 | 0 | 0 | 0 | 0 | 0 | 0 | 0 | 0 | 0 | 0 | 0 | 0 | 0 | 0 | 0 | 0 | 0 | 0 | 0 | 0 | 0 | 0 | 0 | 0 | 0 | 0 | 0 | 0 | 0 | 0 | 0 | 0 | 0 | 0 | 0 | 0 | 0 | 0 | 0 | 0 | 0 | 0 | 0 | 0 | 0 | 0 | 0 | 0 | 0 | 0 | 0 | 0 | 0 | 0 | 0 | 0 | 0 | 0 | 0 | 0 | 0 | 0 | 0 | 0
58.1x | River Soar to support site B | CRO06 | SW enhancement | Y | 2030-31 | Capacity | 17 | 123618.0643 | 16796.2021 | 24370.9876 | 0 | 605.7565 | 68.5716 | 41841.5177 | 33.3019 | 33.8474 | 3 | 3 | Gains in WAFU / Savings in demand | Input | Ml/d | 0 | 0 | 0 | 0 | 0 | 0 | 0 | 0 | 0 | 0 | 17 | 17 | 17 | 17 | 17 | 17 | 17 | 17 | 17 | 17 | 17 | 17 | 17 | 17 | 17 | 17 | 17 | 17 | 17 | 17 | 17 | 17 | 17 | 17 | 17 | 17 | 17 | 17 | 17 | 17 | 17 | 17 | 17 | 17 | 17 | 17 | 17 | 17 | 17 | 17 | 17 | 17 | 17 | 17 | 17 | 17 | 17 | 17 | 17 | 17 | 17 | 17 | 17 | 17 | 17 | 17 | 17 | 17 | 17 | 17 | 17 | 17 | 17 | 17 | 17 | 17 | 17 | 17 | 17 | 17 | 0 | 0 | 0 | 0 | 0 | 0 | 0 | 0 | 0 | 0 | 0 | 0 | 0 | 0 | 0 | 0 | 0 | 0 | 0 | 0 | 0 | 0 | 0 | 0
[19 empty] | Fixed capex | Input | £000s | 323.06 | 484.59 | 969.18 | 1130.71 | 1453.77 | 1615.3 | 2099.89 | 3230.6 | 3230.6 | 1615.3 | 0 | 0 | 0 | 0 | 0 | 0 | 0 | 0 | 0 | 0 | 69.14 | 103.71 | 207.42 | 241.99 | 311.13 | 345.7 | 449.41 | 691.4 | 691.4 | 345.7 | 0 | 0 | 0 | 0 | 0 | 0 | 0 | 0 | 0 | 0 | 69.14 | 103.71 | 207.42 | 241.99 | 311.13 | 345.7 | 449.41 | 691.4 | 691.4 | 345.7 | 0 | 0 | 0 | 0 | 0 | 0 | 0 | 0 | 0 | 0 | 220.5 | 330.75 | 661.5 | 771.75 | 992.25 | 1102.5 | 1433.25 | 2205 | 2205 | 1102.5 | 0 | 0 | 0 | 0 | 0 | 0 | 0 | 0 | 0 | 0 | 0 | 0 | 0 | 0 | 0 | 0 | 0 | 0 | 0 | 0 | 0 | 0 | 0 | 0 | 0 | 0 | 0 | 0 | 0 | 0 | 0 | 0 | 0 | 0
[19 empty] | Variable capex | Input | £000s | 0 | 0 | 0 | 0 | 0 | 0 | 0 | 0 | 0 | 0 | 0 | 0 | 0 | 0 | 0 | 0 | 0 | 0 | 0 | 0 | 0 | 0 | 0 | 0 | 0 | 0 | 0 | 0 | 0 | 0 | 0 | 0 | 0 | 0 | 0 | 0 | 0 | 0 | 0 | 0 | 0 | 0 | 0 | 0 | 0 | 0 | 0 | 0 | 0 | 0 | 0 | 0 | 0 | 0 | 0 | 0 | 0 | 0 | 0 | 0 | 0 | 0 | 0 | 0 | 0 | 0 | 0 | 0 | 0 | 0 | 0 | 0 | 0 | 0 | 0 | 0 | 0 | 0 | 0 | 0 | 0 | 0 | 0 | 0 | 0 | 0 | 0 | 0 | 0 | 0 | 0 | 0 | 0 | 0 | 0 | 0 | 0 | 0 | 0 | 0 | 0 | 0 | 0 | 0
[19 empty] | Financing costs | Input | £000s | 0 | 0 | 0 | 0 | 0 | 0 | 0 | 0 | 0 | 0 | 0 | 0 | 0 | 0 | 0 | 0 | 0 | 0 | 0 | 0 | 0 | 0 | 0 | 0 | 0 | 0 | 0 | 0 | 0 | 0 | 0 | 0 | 0 | 0 | 0 | 0 | 0 | 0 | 0 | 0 | 0 | 0 | 0 | 0 | 0 | 0 | 0 | 0 | 0 | 0 | 0 | 0 | 0 | 0 | 0 | 0 | 0 | 0 | 0 | 0 | 0 | 0 | 0 | 0 | 0 | 0 | 0 | 0 | 0 | 0 | 0 | 0 | 0 | 0 | 0 | 0 | 0 | 0 | 0 | 0 | 0 | 0 | 0 | 0 | 0 | 0 | 0 | 0 | 0 | 0 | 0 | 0 | 0 | 0 | 0 | 0 | 0 | 0 | 0 | 0 | 0 | 0 | 0 | 0
[19 empty] | Fixed opex | Input | £000s | 0 | 0 | 0 | 0 | 0 | 0 | 0 | 0 | 0 | 0 | 161.8 | 161.8 | 161.8 | 161.8 | 161.8 | 161.8 | 161.8 | 161.8 | 161.8 | 161.8 | 161.8 | 161.8 | 161.8 | 161.8 | 161.8 | 161.8 | 161.8 | 161.8 | 161.8 | 161.8 | 161.8 | 161.8 | 161.8 | 161.8 | 161.8 | 161.8 | 161.8 | 161.8 | 161.8 | 161.8 | 161.8 | 161.8 | 161.8 | 161.8 | 161.8 | 161.8 | 161.8 | 161.8 | 161.8 | 161.8 | 161.8 | 161.8 | 161.8 | 161.8 | 161.8 | 161.8 | 161.8 | 161.8 | 161.8 | 161.8 | 161.8 | 161.8 | 161.8 | 161.8 | 161.8 | 161.8 | 161.8 | 161.8 | 161.8 | 161.8 | 161.8 | 161.8 | 161.8 | 161.8 | 161.8 | 161.8 | 161.8 | 161.8 | 161.8 | 161.8 | 0 | 0 | 0 | 0 | 0 | 0 | 0 | 0 | 0 | 0 | 0 | 0 | 0 | 0 | 0 | 0 | 0 | 0 | 0 | 0 | 0 | 0 | 0 | 0
[19 empty] | Variable opex | Input | £000s | 0 | 0 | 0 | 0 | 0 | 0 | 0 | 0 | 0 | 0 | 1061.5 | 1061.5 | 1061.5 | 1061.5 | 1061.5 | 1061.5 | 1061.5 | 1061.5 | 1061.5 | 1061.5 | 1061.5 | 1061.5 | 1061.5 | 1061.5 | 1061.5 | 1061.5 | 1061.5 | 1061.5 | 1061.5 | 1061.5 | 1061.5 | 1061.5 | 1061.5 | 1061.5 | 1061.5 | 1061.5 | 1061.5 | 1061.5 | 1061.5 | 1061.5 | 1061.5 | 1061.5 | 1061.5 | 1061.5 | 1061.5 | 1061.5 | 1061.5 | 1061.5 | 1061.5 | 1061.5 | 1061.5 | 1061.5 | 1061.5 | 1061.5 | 1061.5 | 1061.5 | 1061.5 | 1061.5 | 1061.5 | 1061.5 | 1061.5 | 1061.5 | 1061.5 | 1061.5 | 1061.5 | 1061.5 | 1061.5 | 1061.5 | 1061.5 | 1061.5 | 1061.5 | 1061.5 | 1061.5 | 1061.5 | 1061.5 | 1061.5 | 1061.5 | 1061.5 | 1061.5 | 1061.5 | 0 | 0 | 0 | 0 | 0 | 0 | 0 | 0 | 0 | 0 | 0 | 0 | 0 | 0 | 0 | 0 | 0 | 0 | 0 | 0 | 0 | 0 | 0 | 0
[19 empty] | Opex savings | Input | £000s | 0 | 0 | 0 | 0 | 0 | 0 | 0 | 0 | 0 | 0 | 0 | 0 | 0 | 0 | 0 | 0 | 0 | 0 | 0 | 0 | 0 | 0 | 0 | 0 | 0 | 0 | 0 | 0 | 0 | 0 | 0 | 0 | 0 | 0 | 0 | 0 | 0 | 0 | 0 | 0 | 0 | 0 | 0 | 0 | 0 | 0 | 0 | 0 | 0 | 0 | 0 | 0 | 0 | 0 | 0 | 0 | 0 | 0 | 0 | 0 | 0 | 0 | 0 | 0 | 0 | 0 | 0 | 0 | 0 | 0 | 0 | 0 | 0 | 0 | 0 | 0 | 0 | 0 | 0 | 0 | 0 | 0 | 0 | 0 | 0 | 0 | 0 | 0 | 0 | 0 | 0 | 0 | 0 | 0 | 0 | 0 | 0 | 0 | 0 | 0 | 0 | 0 | 0 | 0
[19 empty] | Fixed env & social | Input | £000s | 0.2958 | 0.4437 | 0.8874 | 1.0353 | 1.3311 | 1.479 | 1.9227 | 2.958 | 2.958 | 1.479 | 0 | 0 | 0 | 0 | 0 | 0 | 0 | 0 | 0 | 0 | 0.063306 | 0.094959 | 0.18992 | 0.22157 | 0.28488 | 0.31653 | 0.41149 | 0.63306 | 0.63306 | 0.31653 | 0 | 0 | 0 | 0 | 0 | 0 | 0 | 0 | 0 | 0 | 0.063306 | 0.094959 | 0.18992 | 0.22157 | 0.28488 | 0.31653 | 0.41149 | 0.63306 | 0.63306 | 0.31653 | 0 | 0 | 0 | 0 | 0 | 0 | 0 | 0 | 0 | 0 | 0.20189 | 0.30284 | 0.60568 | 0.70663 | 0.90852 | 1.0095 | 1.3123 | 2.0189 | 2.0189 | 1.0095 | 0 | 0 | 0 | 0 | 0 | 0 | 0 | 0 | 0 | 0 | 0 | 0 | 0 | 0 | 0 | 0 | 0 | 0 | 0 | 0 | 0 | 0 | 0 | 0 | 0 | 0 | 0 | 0 | 0 | 0 | 0 | 0 | 0 | 0
[19 empty] | Variable env & social | Input | £000s | 0 | 0 | 0 | 0 | 0 | 0 | 0 | 0 | 0 | 0 | 2.67 | 2.67 | 2.67 | 2.67 | 2.67 | 2.67 | 2.67 | 2.67 | 2.67 | 2.67 | 2.67 | 2.67 | 2.67 | 2.67 | 2.67 | 2.67 | 2.67 | 2.67 | 2.67 | 2.67 | 2.67 | 2.67 | 2.67 | 2.67 | 2.67 | 2.67 | 2.67 | 2.67 | 2.67 | 2.67 | 2.67 | 2.67 | 2.67 | 2.67 | 2.67 | 2.67 | 2.67 | 2.67 | 2.67 | 2.67 | 2.67 | 2.67 | 2.67 | 2.67 | 2.67 | 2.67 | 2.67 | 2.67 | 2.67 | 2.67 | 2.67 | 2.67 | 2.67 | 2.67 | 2.67 | 2.67 | 2.67 | 2.67 | 2.67 | 2.67 | 2.67 | 2.67 | 2.67 | 2.67 | 2.67 | 2.67 | 2.67 | 2.67 | 2.67 | 2.67 | 0 | 0 | 0 | 0 | 0 | 0 | 0 | 0 | 0 | 0 | 0 | 0 | 0 | 0 | 0 | 0 | 0 | 0 | 0 | 0 | 0 | 0 | 0 | 0
[19 empty] | Fixed carbon costs | Input | £000s | 5.0125 | 7.5188 | 15.0376 | 17.5438 | 22.5564 | 25.0626 | 32.5814 | 50.1253 | 50.1253 | 25.0626 | 0 | 0 | 0 | 0 | 0 | 0 | 0 | 0 | 0 | 0 | 1.0728 | 1.6091 | 3.2183 | 3.7547 | 4.8274 | 5.3638 | 6.9729 | 10.7276 | 10.7276 | 5.3638 | 0 | 0 | 0 | 0 | 0 | 0 | 0 | 0 | 0 | 0 | 1.0728 | 1.6091 | 3.2183 | 3.7547 | 4.8274 | 5.3638 | 6.9729 | 10.7276 | 10.7276 | 5.3638 | 0 | 0 | 0 | 0 | 0 | 0 | 0 | 0 | 0 | 0 | 3.4212 | 5.1318 | 10.2637 | 11.9743 | 15.3955 | 17.1061 | 22.238 | 34.2123 | 34.2123 | 17.1061 | 0 | 0 | 0 | 0 | 0 | 0 | 0 | 0 | 0 | 0 | 0 | 0 | 0 | 0 | 0 | 0 | 0 | 0 | 0 | 0 | 0 | 0 | 0 | 0 | 0 | 0 | 0 | 0 | 0 | 0 | 0 | 0 | 0 | 0
[19 empty] | Variable carbon costs | Input | £000s | 0 | 0 | 0 | 0 | 0 | 0 | 0 | 0 | 0 | 0 | 47.907 | 45.0647 | 42.2223 | 39.38 | 36.5377 | 33.6953 | 30.853 | 28.0107 | 25.1683 | 22.326 | 19.4837 | 16.6413 | 13.799 | 10.9567 | 8.1143 | 8.1143 | 8.1143 | 8.1143 | 8.1143 | 8.1143 | 8.1143 | 8.1143 | 8.1143 | 8.1143 | 8.1143 | 8.1143 | 8.1143 | 8.1143 | 8.1143 | 8.1143 | 8.1143 | 8.1143 | 8.1143 | 8.1143 | 8.1143 | 8.1143 | 8.1143 | 8.1143 | 8.1143 | 8.1143 | 8.1143 | 8.1143 | 8.1143 | 8.1143 | 8.1143 | 8.1143 | 8.1143 | 8.1143 | 8.1143 | 8.1143 | 8.1143 | 8.1143 | 8.1143 | 8.1143 | 8.1143 | 8.1143 | 8.1143 | 8.1143 | 8.1143 | 8.1143 | 8.1143 | 8.1143 | 8.1143 | 8.1143 | 8.1143 | 8.1143 | 8.1143 | 8.1143 | 8.1143 | 8.1143 | 0 | 0 | 0 | 0 | 0 | 0 | 0 | 0 | 0 | 0 | 0 | 0 | 0 | 0 | 0 | 0 | 0 | 0 | 0 | 0 | 0 | 0 | 0 | 0
[19 empty] | Customer willingness to pay | Input | £000s | 0 | 0 | 0 | 0 | 0 | 0 | 0 | 0 | 0 | 0 | 0 | 0 | 0 | 0 | 0 | 0 | 0 | 0 | 0 | 0 | 0 | 0 | 0 | 0 | 0 | 0 | 0 | 0 | 0 | 0 | 0 | 0 | 0 | 0 | 0 | 0 | 0 | 0 | 0 | 0 | 0 | 0 | 0 | 0 | 0 | 0 | 0 | 0 | 0 | 0 | 0 | 0 | 0 | 0 | 0 | 0 | 0 | 0 | 0 | 0 | 0 | 0 | 0 | 0 | 0 | 0 | 0 | 0 | 0 | 0 | 0 | 0 | 0 | 0 | 0 | 0 | 0 | 0 | 0 | 0 | 0 | 0 | 0 | 0 | 0 | 0 | 0 | 0 | 0 | 0 | 0 | 0 | 0 | 0 | 0 | 0 | 0 | 0 | 0 | 0 | 0 | 0 | 0 | 0
[19 empty] | Total | Sum of above (excl WAFU) | £000s | 328.3683 | 492.5525 | 985.105 | 1149.2891 | 1477.6575 | 1641.8416 | 2134.3941 | 3283.6833 | 3283.6833 | 1641.8416 | 1273.877 | 1271.0347 | 1268.1923 | 1265.35 | 1262.5077 | 1259.6653 | 1256.823 | 1253.9807 | 1251.1383 | 1248.296 | 1315.7297 | 1348.0254 | 1450.5972 | 1482.8929 | 1550.3266 | 1585.4647 | 1690.8788 | 1936.845 | 1936.845 | 1585.4647 | 1234.0843 | 1234.0843 | 1234.0843 | 1234.0843 | 1234.0843 | 1234.0843 | 1234.0843 | 1234.0843 | 1234.0843 | 1234.0843 | 1304.3604 | 1339.4984 | 1444.9125 | 1480.0506 | 1550.3266 | 1585.4647 | 1690.8788 | 1936.845 | 1936.845 | 1585.4647 | 1234.0843 | 1234.0843 | 1234.0843 | 1234.0843 | 1234.0843 | 1234.0843 | 1234.0843 | 1234.0843 | 1234.0843 | 1234.0843 | 1458.2075 | 1570.269 | 1906.4537 | 2018.5153 | 2242.6384 | 2354.7 | 2690.8846 | 3475.3156 | 3475.3156 | 2354.7 | 1234.0843 | 1234.0843 | 1234.0843 | 1234.0843 | 1234.0843 | 1234.0843 | 1234.0843 | 1234.0843 | 1234.0843 | 1234.0843 | 0 | 0 | 0 | 0 | 0 | 0 | 0 | 0 | 0 | 0 | 0 | 0 | 0 | 0 | 0 | 0 | 0 | 0 | 0 | 0 | 0 | 0 | 0 | 0
58.1x | Watery Lane BHs asset and water treatment enhancements | BHS01 | GW enhancement | N | 2025-26 | Capacity | 3 | 26123.3475 | 26272.3835 | 5688.3511 | 0 | 398.3487 | 86.2144 | 32445.2978 | 122.3455 | 124.2004 | 3 | 3 | Gains in WAFU / Savings in demand | Input | Ml/d | 0 | 0 | 0 | 0 | 0 | 3 | 3 | 3 | 3 | 3 | 3 | 3 | 3 | 3 | 3 | 3 | 3 | 3 | 3 | 3 | 3 | 3 | 3 | 3 | 3 | 3 | 3 | 3 | 3 | 3 | 3 | 3 | 3 | 3 | 3 | 3 | 3 | 3 | 3 | 3 | 3 | 3 | 3 | 3 | 3 | 3 | 3 | 3 | 3 | 3 | 3 | 3 | 3 | 3 | 3 | 3 | 3 | 3 | 3 | 3 | 3 | 3 | 3 | 3 | 3 | 3 | 3 | 3 | 3 | 3 | 3 | 3 | 3 | 3 | 3 | 3 | 3 | 3 | 3 | 3 | 0 | 0 | 0 | 0 | 0 | 0 | 0 | 0 | 0 | 0 | 0 | 0 | 0 | 0 | 0 | 0 | 0 | 0 | 0 | 0 | 0 | 0 | 0 | 0
[19 empty] | Fixed capex | Input | £000s | 1359.26 | 1553.44 | 1941.8 | 7767.2 | 6796.3 | 0 | 0 | 0 | 0 | 0 | 0 | 0 | 0 | 0 | 0 | 0 | 0 | 0 | 0 | 0 | 609.42 | 696.48 | 870.6 | 3482.4 | 3047.1 | 0 | 0 | 0 | 0 | 0 | 0 | 0 | 0 | 0 | 0 | 0 | 0 | 0 | 0 | 0 | 609.42 | 696.48 | 870.6 | 3482.4 | 3047.1 | 0 | 0 | 0 | 0 | 0 | 0 | 0 | 0 | 0 | 0 | 0 | 0 | 0 | 0 | 0 | 1329.44 | 1519.36 | 1899.2 | 7596.8 | 6647.2 | 0 | 0 | 0 | 0 | 0 | 0 | 0 | 0 | 0 | 0 | 0 | 0 | 0 | 0 | 0 | 0 | 0 | 0 | 0 | 0 | 0 | 0 | 0 | 0 | 0 | 0 | 0 | 0 | 0 | 0 | 0 | 0 | 0 | 0 | 0 | 0 | 0 | 0 | 0
[19 empty] | Variable capex | Input | £000s | 0 | 0 | 0 | 0 | 0 | 0 | 0 | 0 | 0 | 0 | 0 | 0 | 0 | 0 | 0 | 0 | 0 | 0 | 0 | 0 | 0 | 0 | 0 | 0 | 0 | 0 | 0 | 0 | 0 | 0 | 0 | 0 | 0 | 0 | 0 | 0 | 0 | 0 | 0 | 0 | 0 | 0 | 0 | 0 | 0 | 0 | 0 | 0 | 0 | 0 | 0 | 0 | 0 | 0 | 0 | 0 | 0 | 0 | 0 | 0 | 0 | 0 | 0 | 0 | 0 | 0 | 0 | 0 | 0 | 0 | 0 | 0 | 0 | 0 | 0 | 0 | 0 | 0 | 0 | 0 | 0 | 0 | 0 | 0 | 0 | 0 | 0 | 0 | 0 | 0 | 0 | 0 | 0 | 0 | 0 | 0 | 0 | 0 | 0 | 0 | 0 | 0 | 0 | 0
[19 empty] | Financing costs | Input | £000s | 0 | 0 | 0 | 0 | 0 | 0 | 0 | 0 | 0 | 0 | 0 | 0 | 0 | 0 | 0 | 0 | 0 | 0 | 0 | 0 | 0 | 0 | 0 | 0 | 0 | 0 | 0 | 0 | 0 | 0 | 0 | 0 | 0 | 0 | 0 | 0 | 0 | 0 | 0 | 0 | 0 | 0 | 0 | 0 | 0 | 0 | 0 | 0 | 0 | 0 | 0 | 0 | 0 | 0 | 0 | 0 | 0 | 0 | 0 | 0 | 0 | 0 | 0 | 0 | 0 | 0 | 0 | 0 | 0 | 0 | 0 | 0 | 0 | 0 | 0 | 0 | 0 | 0 | 0 | 0 | 0 | 0 | 0 | 0 | 0 | 0 | 0 | 0 | 0 | 0 | 0 | 0 | 0 | 0 | 0 | 0 | 0 | 0 | 0 | 0 | 0 | 0 | 0 | 0
[19 empty] | Fixed opex | Input | £000s | 0 | 0 | 0 | 0 | 0 | 12.6 | 12.6 | 12.6 | 12.6 | 12.6 | 12.6 | 12.6 | 12.6 | 12.6 | 12.6 | 12.6 | 12.6 | 12.6 | 12.6 | 12.6 | 12.6 | 12.6 | 12.6 | 12.6 | 12.6 | 12.6 | 12.6 | 12.6 | 12.6 | 12.6 | 12.6 | 12.6 | 12.6 | 12.6 | 12.6 | 12.6 | 12.6 | 12.6 | 12.6 | 12.6 | 12.6 | 12.6 | 12.6 | 12.6 | 12.6 | 12.6 | 12.6 | 12.6 | 12.6 | 12.6 | 12.6 | 12.6 | 12.6 | 12.6 | 12.6 | 12.6 | 12.6 | 12.6 | 12.6 | 12.6 | 12.6 | 12.6 | 12.6 | 12.6 | 12.6 | 12.6 | 12.6 | 12.6 | 12.6 | 12.6 | 12.6 | 12.6 | 12.6 | 12.6 | 12.6 | 12.6 | 12.6 | 12.6 | 12.6 | 12.6 | 0 | 0 | 0 | 0 | 0 | 0 | 0 | 0 | 0 | 0 | 0 | 0 | 0 | 0 | 0 | 0 | 0 | 0 | 0 | 0 | 0 | 0 | 0 | 0
[19 empty] | Variable opex | Input | £000s | 0 | 0 | 0 | 0 | 0 | 225.8359 | 225.8359 | 225.8359 | 225.8359 | 225.8359 | 225.8359 | 225.8359 | 225.8359 | 225.8359 | 225.8359 | 225.8359 | 225.8359 | 225.8359 | 225.8359 | 225.8359 | 225.8359 | 225.8359 | 225.8359 | 225.8359 | 225.8359 | 225.8359 | 225.8359 | 225.8359 | 225.8359 | 225.8359 | 225.8359 | 225.8359 | 225.8359 | 225.8359 | 225.8359 | 225.8359 | 225.8359 | 225.8359 | 225.8359 | 225.8359 | 225.8359 | 225.8359 | 225.8359 | 225.8359 | 225.8359 | 225.8359 | 225.8359 | 225.8359 | 225.8359 | 225.8359 | 225.8359 | 225.8359 | 225.8359 | 225.8359 | 225.8359 | 225.8359 | 225.8359 | 225.8359 | 225.8359 | 225.8359 | 225.8359 | 225.8359 | 225.8359 | 225.8359 | 225.8359 | 225.8359 | 225.8359 | 225.8359 | 225.8359 | 225.8359 | 225.8359 | 225.8359 | 225.8359 | 225.8359 | 225.8359 | 225.8359 | 225.8359 | 225.8359 | 225.8359 | 225.8359 | 0 | 0 | 0 | 0 | 0 | 0 | 0 | 0 | 0 | 0 | 0 | 0 | 0 | 0 | 0 | 0 | 0 | 0 | 0 | 0 | 0 | 0 | 0 | 0
[19 empty] | Opex savings | Input | £000s | 0 | 0 | 0 | 0 | 0 | 0 | 0 | 0 | 0 | 0 | 0 | 0 | 0 | 0 | 0 | 0 | 0 | 0 | 0 | 0 | 0 | 0 | 0 | 0 | 0 | 0 | 0 | 0 | 0 | 0 | 0 | 0 | 0 | 0 | 0 | 0 | 0 | 0 | 0 | 0 | 0 | 0 | 0 | 0 | 0 | 0 | 0 | 0 | 0 | 0 | 0 | 0 | 0 | 0 | 0 | 0 | 0 | 0 | 0 | 0 | 0 | 0 | 0 | 0 | 0 | 0 | 0 | 0 | 0 | 0 | 0 | 0 | 0 | 0 | 0 | 0 | 0 | 0 | 0 | 0 | 0 | 0 | 0 | 0 | 0 | 0 | 0 | 0 | 0 | 0 | 0 | 0 | 0 | 0 | 0 | 0 | 0 | 0 | 0 | 0 | 0 | 0 | 0 | 0
[19 empty] | Fixed env & social | Input | £000s | 3.0534 | 3.4896 | 4.362 | 17.448 | 15.267 | 0 | 0 | 0 | 0 | 0 | 0 | 0 | 0 | 0 | 0 | 0 | 0 | 0 | 0 | 0 | 1.369 | 1.5646 | 1.9557 | 7.8228 | 6.8449 | 0 | 0 | 0 | 0 | 0 | 0 | 0 | 0 | 0 | 0 | 0 | 0 | 0 | 0 | 0 | 1.369 | 1.5646 | 1.9557 | 7.8228 | 6.8449 | 0 | 0 | 0 | 0 | 0 | 0 | 0 | 0 | 0 | 0 | 0 | 0 | 0 | 0 | 0 | 2.9864 | 3.413 | 4.2663 | 17.0652 | 14.9321 | 0 | 0 | 0 | 0 | 0 | 0 | 0 | 0 | 0 | 0 | 0 | 0 | 0 | 0 | 0 | 0 | 0 | 0 | 0 | 0 | 0 | 0 | 0 | 0 | 0 | 0 | 0 | 0 | 0 | 0 | 0 | 0 | 0 | 0 | 0 | 0 | 0 | 0 | 0
[19 empty] | Variable env & social | Input | £000s | 0 | 0 | 0 | 0 | 0 | 1.14 | 1.14 | 1.14 | 1.14 | 1.14 | 1.14 | 1.14 | 1.14 | 1.14 | 1.14 | 1.14 | 1.14 | 1.14 | 1.14 | 1.14 | 1.14 | 1.14 | 1.14 | 1.14 | 1.14 | 1.14 | 1.14 | 1.14 | 1.14 | 1.14 | 1.14 | 1.14 | 1.14 | 1.14 | 1.14 | 1.14 | 1.14 | 1.14 | 1.14 | 1.14 | 1.14 | 1.14 | 1.14 | 1.14 | 1.14 | 1.14 | 1.14 | 1.14 | 1.14 | 1.14 | 1.14 | 1.14 | 1.14 | 1.14 | 1.14 | 1.14 | 1.14 | 1.14 | 1.14 | 1.14 | 1.14 | 1.14 | 1.14 | 1.14 | 1.14 | 1.14 | 1.14 | 1.14 | 1.14 | 1.14 | 1.14 | 1.14 | 1.14 | 1.14 | 1.14 | 1.14 | 1.14 | 1.14 | 1.14 | 1.14 | 0 | 0 | 0 | 0 | 0 | 0 | 0 | 0 | 0 | 0 | 0 | 0 | 0 | 0 | 0 | 0 | 0 | 0 | 0 | 0 | 0 | 0 | 0 | 0
[19 empty] | Fixed carbon costs | Input | £000s | 5.4611 | 6.2413 | 7.8016 | 31.2064 | 27.3056 | 0 | 0 | 0 | 0 | 0 | 0 | 0 | 0 | 0 | 0 | 0 | 0 | 0 | 0 | 0 | 2.4485 | 2.7983 | 3.4978 | 13.9913 | 12.2424 | 0 | 0 | 0 | 0 | 0 | 0 | 0 | 0 | 0 | 0 | 0 | 0 | 0 | 0 | 0 | 2.4485 | 2.7983 | 3.4978 | 13.9913 | 12.2424 | 0 | 0 | 0 | 0 | 0 | 0 | 0 | 0 | 0 | 0 | 0 | 0 | 0 | 0 | 0 | 5.3413 | 6.1044 | 7.6304 | 30.5218 | 26.7066 | 0 | 0 | 0 | 0 | 0 | 0 | 0 | 0 | 0 | 0 | 0 | 0 | 0 | 0 | 0 | 0 | 0 | 0 | 0 | 0 | 0 | 0 | 0 | 0 | 0 | 0 | 0 | 0 | 0 | 0 | 0 | 0 | 0 | 0 | 0 | 0 | 0 | 0 | 0
[19 empty] | Variable carbon costs | Input | £000s | 0 | 0 | 0 | 0 | 0 | 32.4724 | 30.0814 | 28.5911 | 28.0834 | 26.1695 | 24.7038 | 23.2382 | 21.7725 | 20.3068 | 18.8411 | 17.3754 | 15.9097 | 14.4441 | 12.9784 | 11.5127 | 10.047 | 8.5813 | 7.1156 | 5.6499 | 4.1843 | 4.1843 | 4.1843 | 4.1843 | 4.1843 | 4.1843 | 4.1843 | 4.1843 | 4.1843 | 4.1843 | 4.1843 | 4.1843 | 4.1843 | 4.1843 | 4.1843 | 4.1843 | 4.1843 | 4.1843 | 4.1843 | 4.1843 | 4.1843 | 4.1843 | 4.1843 | 4.1843 | 4.1843 | 4.1843 | 4.1843 | 4.1843 | 4.1843 | 4.1843 | 4.1843 | 4.1843 | 4.1843 | 4.1843 | 4.1843 | 4.1843 | 4.1843 | 4.1843 | 4.1843 | 4.1843 | 4.1843 | 4.1843 | 4.1843 | 4.1843 | 4.1843 | 4.1843 | 4.1843 | 4.1843 | 4.1843 | 4.1843 | 4.1843 | 4.1843 | 4.1843 | 4.1843 | 4.1843 | 4.1843 | 0 | 0 | 0 | 0 | 0 | 0 | 0 | 0 | 0 | 0 | 0 | 0 | 0 | 0 | 0 | 0 | 0 | 0 | 0 | 0 | 0 | 0 | 0 | 0
[19 empty] | Customer willingness to pay | Input | £000s | 0 | 0 | 0 | 0 | 0 | 0 | 0 | 0 | 0 | 0 | 0 | 0 | 0 | 0 | 0 | 0 | 0 | 0 | 0 | 0 | 0 | 0 | 0 | 0 | 0 | 0 | 0 | 0 | 0 | 0 | 0 | 0 | 0 | 0 | 0 | 0 | 0 | 0 | 0 | 0 | 0 | 0 | 0 | 0 | 0 | 0 | 0 | 0 | 0 | 0 | 0 | 0 | 0 | 0 | 0 | 0 | 0 | 0 | 0 | 0 | 0 | 0 | 0 | 0 | 0 | 0 | 0 | 0 | 0 | 0 | 0 | 0 | 0 | 0 | 0 | 0 | 0 | 0 | 0 | 0 | 0 | 0 | 0 | 0 | 0 | 0 | 0 | 0 | 0 | 0 | 0 | 0 | 0 | 0 | 0 | 0 | 0 | 0 | 0 | 0 | 0 | 0 | 0 | 0
[19 empty] | Total | Sum of above (excl WAFU) | £000s | 1367.7745 | 1563.1709 | 1953.9636 | 7815.8544 | 6838.8726 | 272.0483 | 269.6573 | 268.1671 | 267.6593 | 265.7454 | 264.2798 | 262.8141 | 261.3484 | 259.8827 | 258.417 | 256.9513 | 255.4857 | 254.02 | 252.5543 | 251.0886 | 862.8604 | 949 | 1122.7451 | 3749.4399 | 3309.9475 | 243.7602 | 243.7602 | 243.7602 | 243.7602 | 243.7602 | 243.7602 | 243.7602 | 243.7602 | 243.7602 | 243.7602 | 243.7602 | 243.7602 | 243.7602 | 243.7602 | 243.7602 | 856.9976 | 944.603 | 1119.8137 | 3747.9742 | 3309.9475 | 243.7602 | 243.7602 | 243.7602 | 243.7602 | 243.7602 | 243.7602 | 243.7602 | 243.7602 | 243.7602 | 243.7602 | 243.7602 | 243.7602 | 243.7602 | 243.7602 | 243.7602 | 1581.5279 | 1772.6376 | 2154.8569 | 7888.1472 | 6932.5988 | 243.7602 | 243.7602 | 243.7602 | 243.7602 | 243.7602 | 243.7602 | 243.7602 | 243.7602 | 243.7602 | 243.7602 | 243.7602 | 243.7602 | 243.7602 | 243.7602 | 243.7602 | 0 | 0 | 0 | 0 | 0 | 0 | 0 | 0 | 0 | 0 | 0 | 0 | 0 | 0 | 0 | 0 | 0 | 0 | 0 | 0 | 0 | 0 | 0 | 0
58.1x | Waverly Road BHs asset and water treatment enhancements | BHS02 | GW enhancement | N | 2025-26 | Capacity | 2 | 17415.565 | 13913.3323 | 2895.7854 | 0 | 177.5867 | 100.723 | 17087.4274 | 96.5178 | 98.1158 | 3 | 3 | Gains in WAFU / Savings in demand | Input | Ml/d | 0 | 0 | 0 | 0 | 0 | 2 | 2 | 2 | 2 | 2 | 2 | 2 | 2 | 2 | 2 | 2 | 2 | 2 | 2 | 2 | 2 | 2 | 2 | 2 | 2 | 2 | 2 | 2 | 2 | 2 | 2 | 2 | 2 | 2 | 2 | 2 | 2 | 2 | 2 | 2 | 2 | 2 | 2 | 2 | 2 | 2 | 2 | 2 | 2 | 2 | 2 | 2 | 2 | 2 | 2 | 2 | 2 | 2 | 2 | 2 | 2 | 2 | 2 | 2 | 2 | 2 | 2 | 2 | 2 | 2 | 2 | 2 | 2 | 2 | 2 | 2 | 2 | 2 | 2 | 2 | 0 | 0 | 0 | 0 | 0 | 0 | 0 | 0 | 0 | 0 | 0 | 0 | 0 | 0 | 0 | 0 | 0 | 0 | 0 | 0 | 0 | 0 | 0 | 0
[19 empty] | Fixed capex | Input | £000s | 775.04 | 885.76 | 1107.2 | 4428.8 | 3875.2 | 0 | 0 | 0 | 0 | 0 | 0 | 0 | 0 | 0 | 0 | 0 | 0 | 0 | 0 | 0 | 254.24 | 290.56 | 363.2 | 1452.8 | 1271.2 | 0 | 0 | 0 | 0 | 0 | 0 | 0 | 0 | 0 | 0 | 0 | 0 | 0 | 0 | 0 | 254.24 | 290.56 | 363.2 | 1452.8 | 1271.2 | 0 | 0 | 0 | 0 | 0 | 0 | 0 | 0 | 0 | 0 | 0 | 0 | 0 | 0 | 0 | 688.8 | 787.2 | 984 | 3936 | 3444 | 0 | 0 | 0 | 0 | 0 | 0 | 0 | 0 | 0 | 0 | 0 | 0 | 0 | 0 | 0 | 0 | 0 | 0 | 0 | 0 | 0 | 0 | 0 | 0 | 0 | 0 | 0 | 0 | 0 | 0 | 0 | 0 | 0 | 0 | 0 | 0 | 0 | 0 | 0
[19 empty] | Variable capex | Input | £000s | 0 | 0 | 0 | 0 | 0 | 0 | 0 | 0 | 0 | 0 | 0 | 0 | 0 | 0 | 0 | 0 | 0 | 0 | 0 | 0 | 0 | 0 | 0 | 0 | 0 | 0 | 0 | 0 | 0 | 0 | 0 | 0 | 0 | 0 | 0 | 0 | 0 | 0 | 0 | 0 | 0 | 0 | 0 | 0 | 0 | 0 | 0 | 0 | 0 | 0 | 0 | 0 | 0 | 0 | 0 | 0 | 0 | 0 | 0 | 0 | 0 | 0 | 0 | 0 | 0 | 0 | 0 | 0 | 0 | 0 | 0 | 0 | 0 | 0 | 0 | 0 | 0 | 0 | 0 | 0 | 0 | 0 | 0 | 0 | 0 | 0 | 0 | 0 | 0 | 0 | 0 | 0 | 0 | 0 | 0 | 0 | 0 | 0 | 0 | 0 | 0 | 0 | 0 | 0
[19 empty] | Financing costs | Input | £000s | 0 | 0 | 0 | 0 | 0 | 0 | 0 | 0 | 0 | 0 | 0 | 0 | 0 | 0 | 0 | 0 | 0 | 0 | 0 | 0 | 0 | 0 | 0 | 0 | 0 | 0 | 0 | 0 | 0 | 0 | 0 | 0 | 0 | 0 | 0 | 0 | 0 | 0 | 0 | 0 | 0 | 0 | 0 | 0 | 0 | 0 | 0 | 0 | 0 | 0 | 0 | 0 | 0 | 0 | 0 | 0 | 0 | 0 | 0 | 0 | 0 | 0 | 0 | 0 | 0 | 0 | 0 | 0 | 0 | 0 | 0 | 0 | 0 | 0 | 0 | 0 | 0 | 0 | 0 | 0 | 0 | 0 | 0 | 0 | 0 | 0 | 0 | 0 | 0 | 0 | 0 | 0 | 0 | 0 | 0 | 0 | 0 | 0 | 0 | 0 | 0 | 0 | 0 | 0
[19 empty] | Fixed opex | Input | £000s | 0 | 0 | 0 | 0 | 0 | 37.4 | 37.4 | 37.4 | 37.4 | 37.4 | 37.4 | 37.4 | 37.4 | 37.4 | 37.4 | 37.4 | 37.4 | 37.4 | 37.4 | 37.4 | 37.4 | 37.4 | 37.4 | 37.4 | 37.4 | 37.4 | 37.4 | 37.4 | 37.4 | 37.4 | 37.4 | 37.4 | 37.4 | 37.4 | 37.4 | 37.4 | 37.4 | 37.4 | 37.4 | 37.4 | 37.4 | 37.4 | 37.4 | 37.4 | 37.4 | 37.4 | 37.4 | 37.4 | 37.4 | 37.4 | 37.4 | 37.4 | 37.4 | 37.4 | 37.4 | 37.4 | 37.4 | 37.4 | 37.4 | 37.4 | 37.4 | 37.4 | 37.4 | 37.4 | 37.4 | 37.4 | 37.4 | 37.4 | 37.4 | 37.4 | 37.4 | 37.4 | 37.4 | 37.4 | 37.4 | 37.4 | 37.4 | 37.4 | 37.4 | 37.4 | 0 | 0 | 0 | 0 | 0 | 0 | 0 | 0 | 0 | 0 | 0 | 0 | 0 | 0 | 0 | 0 | 0 | 0 | 0 | 0 | 0 | 0 | 0 | 0
[19 empty] | Variable opex | Input | £000s | 0 | 0 | 0 | 0 | 0 | 83.9813 | 83.9813 | 83.9813 | 83.9813 | 83.9813 | 83.9813 | 83.9813 | 83.9813 | 83.9813 | 83.9813 | 83.9813 | 83.9813 | 83.9813 | 83.9813 | 83.9813 | 83.9813 | 83.9813 | 83.9813 | 83.9813 | 83.9813 | 83.9813 | 83.9813 | 83.9813 | 83.9813 | 83.9813 | 83.9813 | 83.9813 | 83.9813 | 83.9813 | 83.9813 | 83.9813 | 83.9813 | 83.9813 | 83.9813 | 83.9813 | 83.9813 | 83.9813 | 83.9813 | 83.9813 | 83.9813 | 83.9813 | 83.9813 | 83.9813 | 83.9813 | 83.9813 | 83.9813 | 83.9813 | 83.9813 | 83.9813 | 83.9813 | 83.9813 | 83.9813 | 83.9813 | 83.9813 | 83.9813 | 83.9813 | 83.9813 | 83.9813 | 83.9813 | 83.9813 | 83.9813 | 83.9813 | 83.9813 | 83.9813 | 83.9813 | 83.9813 | 83.9813 | 83.9813 | 83.9813 | 83.9813 | 83.9813 | 83.9813 | 83.9813 | 83.9813 | 83.9813 | 0 | 0 | 0 | 0 | 0 | 0 | 0 | 0 | 0 | 0 | 0 | 0 | 0 | 0 | 0 | 0 | 0 | 0 | 0 | 0 | 0 | 0 | 0 | 0
[19 empty] | Opex savings | Input | £000s | 0 | 0 | 0 | 0 | 0 | 0 | 0 | 0 | 0 | 0 | 0 | 0 | 0 | 0 | 0 | 0 | 0 | 0 | 0 | 0 | 0 | 0 | 0 | 0 | 0 | 0 | 0 | 0 | 0 | 0 | 0 | 0 | 0 | 0 | 0 | 0 | 0 | 0 | 0 | 0 | 0 | 0 | 0 | 0 | 0 | 0 | 0 | 0 | 0 | 0 | 0 | 0 | 0 | 0 | 0 | 0 | 0 | 0 | 0 | 0 | 0 | 0 | 0 | 0 | 0 | 0 | 0 | 0 | 0 | 0 | 0 | 0 | 0 | 0 | 0 | 0 | 0 | 0 | 0 | 0 | 0 | 0 | 0 | 0 | 0 | 0 | 0 | 0 | 0 | 0 | 0 | 0 | 0 | 0 | 0 | 0 | 0 | 0 | 0 | 0 | 0 | 0 | 0 | 0
[19 empty] | Fixed env & social | Input | £000s | 3.2851 | 3.7544 | 4.693 | 18.772 | 16.4255 | 0 | 0 | 0 | 0 | 0 | 0 | 0 | 0 | 0 | 0 | 0 | 0 | 0 | 0 | 0 | 1.0776 | 1.2316 | 1.5395 | 6.1579 | 5.3881 | 0 | 0 | 0 | 0 | 0 | 0 | 0 | 0 | 0 | 0 | 0 | 0 | 0 | 0 | 0 | 1.0776 | 1.2316 | 1.5395 | 6.1579 | 5.3881 | 0 | 0 | 0 | 0 | 0 | 0 | 0 | 0 | 0 | 0 | 0 | 0 | 0 | 0 | 0 | 2.9196 | 3.3366 | 4.1708 | 16.6832 | 14.5978 | 0 | 0 | 0 | 0 | 0 | 0 | 0 | 0 | 0 | 0 | 0 | 0 | 0 | 0 | 0 | 0 | 0 | 0 | 0 | 0 | 0 | 0 | 0 | 0 | 0 | 0 | 0 | 0 | 0 | 0 | 0 | 0 | 0 | 0 | 0 | 0 | 0 | 0 | 0
[19 empty] | Variable env & social | Input | £000s | 0 | 0 | 0 | 0 | 0 | 1.75 | 1.75 | 1.75 | 1.75 | 1.75 | 1.75 | 1.75 | 1.75 | 1.75 | 1.75 | 1.75 | 1.75 | 1.75 | 1.75 | 1.75 | 1.75 | 1.75 | 1.75 | 1.75 | 1.75 | 1.75 | 1.75 | 1.75 | 1.75 | 1.75 | 1.75 | 1.75 | 1.75 | 1.75 | 1.75 | 1.75 | 1.75 | 1.75 | 1.75 | 1.75 | 1.75 | 1.75 | 1.75 | 1.75 | 1.75 | 1.75 | 1.75 | 1.75 | 1.75 | 1.75 | 1.75 | 1.75 | 1.75 | 1.75 | 1.75 | 1.75 | 1.75 | 1.75 | 1.75 | 1.75 | 1.75 | 1.75 | 1.75 | 1.75 | 1.75 | 1.75 | 1.75 | 1.75 | 1.75 | 1.75 | 1.75 | 1.75 | 1.75 | 1.75 | 1.75 | 1.75 | 1.75 | 1.75 | 1.75 | 1.75 | 0 | 0 | 0 | 0 | 0 | 0 | 0 | 0 | 0 | 0 | 0 | 0 | 0 | 0 | 0 | 0 | 0 | 0 | 0 | 0 | 0 | 0 | 0 | 0
[19 empty] | Fixed carbon costs | Input | £000s | 2.1503 | 2.4575 | 3.0719 | 12.2875 | 10.7516 | 0 | 0 | 0 | 0 | 0 | 0 | 0 | 0 | 0 | 0 | 0 | 0 | 0 | 0 | 0 | 0.70538 | 0.80615 | 1.0077 | 4.0307 | 3.5269 | 0 | 0 | 0 | 0 | 0 | 0 | 0 | 0 | 0 | 0 | 0 | 0 | 0 | 0 | 0 | 0.70538 | 0.80615 | 1.0077 | 4.0307 | 3.5269 | 0 | 0 | 0 | 0 | 0 | 0 | 0 | 0 | 0 | 0 | 0 | 0 | 0 | 0 | 0 | 1.911 | 2.1841 | 2.7301 | 10.9203 | 9.5552 | 0 | 0 | 0 | 0 | 0 | 0 | 0 | 0 | 0 | 0 | 0 | 0 | 0 | 0 | 0 | 0 | 0 | 0 | 0 | 0 | 0 | 0 | 0 | 0 | 0 | 0 | 0 | 0 | 0 | 0 | 0 | 0 | 0 | 0 | 0 | 0 | 0 | 0 | 0
[19 empty] | Variable carbon costs | Input | £000s | 0 | 0 | 0 | 0 | 0 | 15.4142 | 14.2792 | 13.5718 | 13.3307 | 12.4223 | 11.7265 | 11.0308 | 10.3351 | 9.6393 | 8.9436 | 8.2478 | 7.5521 | 6.8564 | 6.1606 | 5.4649 | 4.7692 | 4.0734 | 3.3777 | 2.6819 | 1.9862 | 1.9862 | 1.9862 | 1.9862 | 1.9862 | 1.9862 | 1.9862 | 1.9862 | 1.9862 | 1.9862 | 1.9862 | 1.9862 | 1.9862 | 1.9862 | 1.9862 | 1.9862 | 1.9862 | 1.9862 | 1.9862 | 1.9862 | 1.9862 | 1.9862 | 1.9862 | 1.9862 | 1.9862 | 1.9862 | 1.9862 | 1.9862 | 1.9862 | 1.9862 | 1.9862 | 1.9862 | 1.9862 | 1.9862 | 1.9862 | 1.9862 | 1.9862 | 1.9862 | 1.9862 | 1.9862 | 1.9862 | 1.9862 | 1.9862 | 1.9862 | 1.9862 | 1.9862 | 1.9862 | 1.9862 | 1.9862 | 1.9862 | 1.9862 | 1.9862 | 1.9862 | 1.9862 | 1.9862 | 1.9862 | 0 | 0 | 0 | 0 | 0 | 0 | 0 | 0 | 0 | 0 | 0 | 0 | 0 | 0 | 0 | 0 | 0 | 0 | 0 | 0 | 0 | 0 | 0 | 0
[19 empty] | Customer willingness to pay | Input | £000s | 0 | 0 | 0 | 0 | 0 | 0 | 0 | 0 | 0 | 0 | 0 | 0 | 0 | 0 | 0 | 0 | 0 | 0 | 0 | 0 | 0 | 0 | 0 | 0 | 0 | 0 | 0 | 0 | 0 | 0 | 0 | 0 | 0 | 0 | 0 | 0 | 0 | 0 | 0 | 0 | 0 | 0 | 0 | 0 | 0 | 0 | 0 | 0 | 0 | 0 | 0 | 0 | 0 | 0 | 0 | 0 | 0 | 0 | 0 | 0 | 0 | 0 | 0 | 0 | 0 | 0 | 0 | 0 | 0 | 0 | 0 | 0 | 0 | 0 | 0 | 0 | 0 | 0 | 0 | 0 | 0 | 0 | 0 | 0 | 0 | 0 | 0 | 0 | 0 | 0 | 0 | 0 | 0 | 0 | 0 | 0 | 0 | 0 | 0 | 0 | 0 | 0 | 0 | 0
[19 empty] | Total | Sum of above (excl WAFU) | £000s | 780.4754 | 891.9719 | 1114.9649 | 4459.8595 | 3902.3771 | 138.5454 | 137.4104 | 136.703 | 136.462 | 135.5535 | 134.8578 | 134.1621 | 133.4663 | 132.7706 | 132.0749 | 131.3791 | 130.6834 | 129.9876 | 129.2919 | 128.5962 | 383.9234 | 419.8024 | 492.2561 | 1588.8018 | 1405.2325 | 125.1175 | 125.1175 | 125.1175 | 125.1175 | 125.1175 | 125.1175 | 125.1175 | 125.1175 | 125.1175 | 125.1175 | 125.1175 | 125.1175 | 125.1175 | 125.1175 | 125.1175 | 381.1405 | 417.7152 | 490.8646 | 1588.1061 | 1405.2325 | 125.1175 | 125.1175 | 125.1175 | 125.1175 | 125.1175 | 125.1175 | 125.1175 | 125.1175 | 125.1175 | 125.1175 | 125.1175 | 125.1175 | 125.1175 | 125.1175 | 125.1175 | 818.7481 | 917.8382 | 1116.0183 | 4088.7209 | 3593.2705 | 125.1175 | 125.1175 | 125.1175 | 125.1175 | 125.1175 | 125.1175 | 125.1175 | 125.1175 | 125.1175 | 125.1175 | 125.1175 | 125.1175 | 125.1175 | 125.1175 | 125.1175 | 0 | 0 | 0 | 0 | 0 | 0 | 0 | 0 | 0 | 0 | 0 | 0 | 0 | 0 | 0 | 0 | 0 | 0 | 0 | 0 | 0 | 0 | 0 | 0
58.1x | Broomleys BHs asset and water treatment enhancements | BHS05 | GW enhancement | N | 2025-26 | Capacity | 1.1 | 9578.5608 | 11565.5003 | 2004.7278 | 0 | 150.4895 | 40.0005 | 13760.7181 | 141.6729 | 143.6616 | 3 | 3 | Gains in WAFU / Savings in demand | Input | Ml/d | 0 | 0 | 0 | 0 | 0 | 1.1 | 1.1 | 1.1 | 1.1 | 1.1 | 1.1 | 1.1 | 1.1 | 1.1 | 1.1 | 1.1 | 1.1 | 1.1 | 1.1 | 1.1 | 1.1 | 1.1 | 1.1 | 1.1 | 1.1 | 1.1 | 1.1 | 1.1 | 1.1 | 1.1 | 1.1 | 1.1 | 1.1 | 1.1 | 1.1 | 1.1 | 1.1 | 1.1 | 1.1 | 1.1 | 1.1 | 1.1 | 1.1 | 1.1 | 1.1 | 1.1 | 1.1 | 1.1 | 1.1 | 1.1 | 1.1 | 1.1 | 1.1 | 1.1 | 1.1 | 1.1 | 1.1 | 1.1 | 1.1 | 1.1 | 1.1 | 1.1 | 1.1 | 1.1 | 1.1 | 1.1 | 1.1 | 1.1 | 1.1 | 1.1 | 1.1 | 1.1 | 1.1 | 1.1 | 1.1 | 1.1 | 1.1 | 1.1 | 1.1 | 1.1 | 0 | 0 | 0 | 0 | 0 | 0 | 0 | 0 | 0 | 0 | 0 | 0 | 0 | 0 | 0 | 0 | 0 | 0 | 0 | 0 | 0 | 0 | 0 | 0
[19 empty] | Fixed capex | Input | £000s | 628.88 | 718.72 | 898.4 | 3593.6 | 3144.4 | 0 | 0 | 0 | 0 | 0 | 0 | 0 | 0 | 0 | 0 | 0 | 0 | 0 | 0 | 0 | 225.54 | 257.76 | 322.2 | 1288.8 | 1127.7 | 0 | 0 | 0 | 0 | 0 | 0 | 0 | 0 | 0 | 0 | 0 | 0 | 0 | 0 | 0 | 225.54 | 257.76 | 322.2 | 1288.8 | 1127.7 | 0 | 0 | 0 | 0 | 0 | 0 | 0 | 0 | 0 | 0 | 0 | 0 | 0 | 0 | 0 | 602 | 688 | 860 | 3440 | 3010 | 0 | 0 | 0 | 0 | 0 | 0 | 0 | 0 | 0 | 0 | 0 | 0 | 0 | 0 | 0 | 0 | 0 | 0 | 0 | 0 | 0 | 0 | 0 | 0 | 0 | 0 | 0 | 0 | 0 | 0 | 0 | 0 | 0 | 0 | 0 | 0 | 0 | 0 | 0
[19 empty] | Variable capex | Input | £000s | 0 | 0 | 0 | 0 | 0 | 0 | 0 | 0 | 0 | 0 | 0 | 0 | 0 | 0 | 0 | 0 | 0 | 0 | 0 | 0 | 0 | 0 | 0 | 0 | 0 | 0 | 0 | 0 | 0 | 0 | 0 | 0 | 0 | 0 | 0 | 0 | 0 | 0 | 0 | 0 | 0 | 0 | 0 | 0 | 0 | 0 | 0 | 0 | 0 | 0 | 0 | 0 | 0 | 0 | 0 | 0 | 0 | 0 | 0 | 0 | 0 | 0 | 0 | 0 | 0 | 0 | 0 | 0 | 0 | 0 | 0 | 0 | 0 | 0 | 0 | 0 | 0 | 0 | 0 | 0 | 0 | 0 | 0 | 0 | 0 | 0 | 0 | 0 | 0 | 0 | 0 | 0 | 0 | 0 | 0 | 0 | 0 | 0 | 0 | 0 | 0 | 0 | 0 | 0
[19 empty] | Financing costs | Input | £000s | 0 | 0 | 0 | 0 | 0 | 0 | 0 | 0 | 0 | 0 | 0 | 0 | 0 | 0 | 0 | 0 | 0 | 0 | 0 | 0 | 0 | 0 | 0 | 0 | 0 | 0 | 0 | 0 | 0 | 0 | 0 | 0 | 0 | 0 | 0 | 0 | 0 | 0 | 0 | 0 | 0 | 0 | 0 | 0 | 0 | 0 | 0 | 0 | 0 | 0 | 0 | 0 | 0 | 0 | 0 | 0 | 0 | 0 | 0 | 0 | 0 | 0 | 0 | 0 | 0 | 0 | 0 | 0 | 0 | 0 | 0 | 0 | 0 | 0 | 0 | 0 | 0 | 0 | 0 | 0 | 0 | 0 | 0 | 0 | 0 | 0 | 0 | 0 | 0 | 0 | 0 | 0 | 0 | 0 | 0 | 0 | 0 | 0 | 0 | 0 | 0 | 0 | 0 | 0
[19 empty] | Fixed opex | Input | £000s | 0 | 0 | 0 | 0 | 0 | 36.7 | 36.7 | 36.7 | 36.7 | 36.7 | 36.7 | 36.7 | 36.7 | 36.7 | 36.7 | 36.7 | 36.7 | 36.7 | 36.7 | 36.7 | 36.7 | 36.7 | 36.7 | 36.7 | 36.7 | 36.7 | 36.7 | 36.7 | 36.7 | 36.7 | 36.7 | 36.7 | 36.7 | 36.7 | 36.7 | 36.7 | 36.7 | 36.7 | 36.7 | 36.7 | 36.7 | 36.7 | 36.7 | 36.7 | 36.7 | 36.7 | 36.7 | 36.7 | 36.7 | 36.7 | 36.7 | 36.7 | 36.7 | 36.7 | 36.7 | 36.7 | 36.7 | 36.7 | 36.7 | 36.7 | 36.7 | 36.7 | 36.7 | 36.7 | 36.7 | 36.7 | 36.7 | 36.7 | 36.7 | 36.7 | 36.7 | 36.7 | 36.7 | 36.7 | 36.7 | 36.7 | 36.7 | 36.7 | 36.7 | 36.7 | 0 | 0 | 0 | 0 | 0 | 0 | 0 | 0 | 0 | 0 | 0 | 0 | 0 | 0 | 0 | 0 | 0 | 0 | 0 | 0 | 0 | 0 | 0 | 0
[19 empty] | Variable opex | Input | £000s | 0 | 0 | 0 | 0 | 0 | 47.3312 | 47.3312 | 47.3312 | 47.3312 | 47.3312 | 47.3312 | 47.3312 | 47.3312 | 47.3312 | 47.3312 | 47.3312 | 47.3312 | 47.3312 | 47.3312 | 47.3312 | 47.3312 | 47.3312 | 47.3312 | 47.3312 | 47.3312 | 47.3312 | 47.3312 | 47.3312 | 47.3312 | 47.3312 | 47.3312 | 47.3312 | 47.3312 | 47.3312 | 47.3312 | 47.3312 | 47.3312 | 47.3312 | 47.3312 | 47.3312 | 47.3312 | 47.3312 | 47.3312 | 47.3312 | 47.3312 | 47.3312 | 47.3312 | 47.3312 | 47.3312 | 47.3312 | 47.3312 | 47.3312 | 47.3312 | 47.3312 | 47.3312 | 47.3312 | 47.3312 | 47.3312 | 47.3312 | 47.3312 | 47.3312 | 47.3312 | 47.3312 | 47.3312 | 47.3312 | 47.3312 | 47.3312 | 47.3312 | 47.3312 | 47.3312 | 47.3312 | 47.3312 | 47.3312 | 47.3312 | 47.3312 | 47.3312 | 47.3312 | 47.3312 | 47.3312 | 47.3312 | 0 | 0 | 0 | 0 | 0 | 0 | 0 | 0 | 0 | 0 | 0 | 0 | 0 | 0 | 0 | 0 | 0 | 0 | 0 | 0 | 0 | 0 | 0 | 0
[19 empty] | Opex savings | Input | £000s | 0 | 0 | 0 | 0 | 0 | 0 | 0 | 0 | 0 | 0 | 0 | 0 | 0 | 0 | 0 | 0 | 0 | 0 | 0 | 0 | 0 | 0 | 0 | 0 | 0 | 0 | 0 | 0 | 0 | 0 | 0 | 0 | 0 | 0 | 0 | 0 | 0 | 0 | 0 | 0 | 0 | 0 | 0 | 0 | 0 | 0 | 0 | 0 | 0 | 0 | 0 | 0 | 0 | 0 | 0 | 0 | 0 | 0 | 0 | 0 | 0 | 0 | 0 | 0 | 0 | 0 | 0 | 0 | 0 | 0 | 0 | 0 | 0 | 0 | 0 | 0 | 0 | 0 | 0 | 0 | 0 | 0 | 0 | 0 | 0 | 0 | 0 | 0 | 0 | 0 | 0 | 0 | 0 | 0 | 0 | 0 | 0 | 0 | 0 | 0 | 0 | 0 | 0 | 0
[19 empty] | Fixed env & social | Input | £000s | 0.4627 | 0.5288 | 0.661 | 2.644 | 2.3135 | 0 | 0 | 0 | 0 | 0 | 0 | 0 | 0 | 0 | 0 | 0 | 0 | 0 | 0 | 0 | 0.16594 | 0.18965 | 0.23706 | 0.94824 | 0.82971 | 0 | 0 | 0 | 0 | 0 | 0 | 0 | 0 | 0 | 0 | 0 | 0 | 0 | 0 | 0 | 0.16594 | 0.18965 | 0.23706 | 0.94824 | 0.82971 | 0 | 0 | 0 | 0 | 0 | 0 | 0 | 0 | 0 | 0 | 0 | 0 | 0 | 0 | 0 | 0.44292 | 0.5062 | 0.63275 | 2.531 | 2.2146 | 0 | 0 | 0 | 0 | 0 | 0 | 0 | 0 | 0 | 0 | 0 | 0 | 0 | 0 | 0 | 0 | 0 | 0 | 0 | 0 | 0 | 0 | 0 | 0 | 0 | 0 | 0 | 0 | 0 | 0 | 0 | 0 | 0 | 0 | 0 | 0 | 0 | 0 | 0
[19 empty] | Variable env & social | Input | £000s | 0 | 0 | 0 | 0 | 0 | 1.32 | 1.32 | 1.32 | 1.32 | 1.32 | 1.32 | 1.32 | 1.32 | 1.32 | 1.32 | 1.32 | 1.32 | 1.32 | 1.32 | 1.32 | 1.32 | 1.32 | 1.32 | 1.32 | 1.32 | 1.32 | 1.32 | 1.32 | 1.32 | 1.32 | 1.32 | 1.32 | 1.32 | 1.32 | 1.32 | 1.32 | 1.32 | 1.32 | 1.32 | 1.32 | 1.32 | 1.32 | 1.32 | 1.32 | 1.32 | 1.32 | 1.32 | 1.32 | 1.32 | 1.32 | 1.32 | 1.32 | 1.32 | 1.32 | 1.32 | 1.32 | 1.32 | 1.32 | 1.32 | 1.32 | 1.32 | 1.32 | 1.32 | 1.32 | 1.32 | 1.32 | 1.32 | 1.32 | 1.32 | 1.32 | 1.32 | 1.32 | 1.32 | 1.32 | 1.32 | 1.32 | 1.32 | 1.32 | 1.32 | 1.32 | 0 | 0 | 0 | 0 | 0 | 0 | 0 | 0 | 0 | 0 | 0 | 0 | 0 | 0 | 0 | 0 | 0 | 0 | 0 | 0 | 0 | 0 | 0 | 0
[19 empty] | Fixed carbon costs | Input | £000s | 3.7204 | 4.2519 | 5.3148 | 21.2594 | 18.6019 | 0 | 0 | 0 | 0 | 0 | 0 | 0 | 0 | 0 | 0 | 0 | 0 | 0 | 0 | 0 | 1.3343 | 1.5249 | 1.9061 | 7.6244 | 6.6714 | 0 | 0 | 0 | 0 | 0 | 0 | 0 | 0 | 0 | 0 | 0 | 0 | 0 | 0 | 0 | 1.3343 | 1.5249 | 1.9061 | 7.6244 | 6.6714 | 0 | 0 | 0 | 0 | 0 | 0 | 0 | 0 | 0 | 0 | 0 | 0 | 0 | 0 | 0 | 3.5614 | 4.0701 | 5.0877 | 20.3507 | 17.8068 | 0 | 0 | 0 | 0 | 0 | 0 | 0 | 0 | 0 | 0 | 0 | 0 | 0 | 0 | 0 | 0 | 0 | 0 | 0 | 0 | 0 | 0 | 0 | 0 | 0 | 0 | 0 | 0 | 0 | 0 | 0 | 0 | 0 | 0 | 0 | 0 | 0 | 0 | 0
[19 empty] | Variable carbon costs | Input | £000s | 0 | 0 | 0 | 0 | 0 | 9.1019 | 8.4317 | 8.014 | 7.8717 | 7.3352 | 6.9244 | 6.5136 | 6.1028 | 5.6919 | 5.2811 | 4.8703 | 4.4594 | 4.0486 | 3.6378 | 3.227 | 2.8161 | 2.4053 | 1.9945 | 1.5837 | 1.1728 | 1.1728 | 1.1728 | 1.1728 | 1.1728 | 1.1728 | 1.1728 | 1.1728 | 1.1728 | 1.1728 | 1.1728 | 1.1728 | 1.1728 | 1.1728 | 1.1728 | 1.1728 | 1.1728 | 1.1728 | 1.1728 | 1.1728 | 1.1728 | 1.1728 | 1.1728 | 1.1728 | 1.1728 | 1.1728 | 1.1728 | 1.1728 | 1.1728 | 1.1728 | 1.1728 | 1.1728 | 1.1728 | 1.1728 | 1.1728 | 1.1728 | 1.1728 | 1.1728 | 1.1728 | 1.1728 | 1.1728 | 1.1728 | 1.1728 | 1.1728 | 1.1728 | 1.1728 | 1.1728 | 1.1728 | 1.1728 | 1.1728 | 1.1728 | 1.1728 | 1.1728 | 1.1728 | 1.1728 | 1.1728 | 0 | 0 | 0 | 0 | 0 | 0 | 0 | 0 | 0 | 0 | 0 | 0 | 0 | 0 | 0 | 0 | 0 | 0 | 0 | 0 | 0 | 0 | 0 | 0
[19 empty] | Customer willingness to pay | Input | £000s | 0 | 0 | 0 | 0 | 0 | 0 | 0 | 0 | 0 | 0 | 0 | 0 | 0 | 0 | 0 | 0 | 0 | 0 | 0 | 0 | 0 | 0 | 0 | 0 | 0 | 0 | 0 | 0 | 0 | 0 | 0 | 0 | 0 | 0 | 0 | 0 | 0 | 0 | 0 | 0 | 0 | 0 | 0 | 0 | 0 | 0 | 0 | 0 | 0 | 0 | 0 | 0 | 0 | 0 | 0 | 0 | 0 | 0 | 0 | 0 | 0 | 0 | 0 | 0 | 0 | 0 | 0 | 0 | 0 | 0 | 0 | 0 | 0 | 0 | 0 | 0 | 0 | 0 | 0 | 0 | 0 | 0 | 0 | 0 | 0 | 0 | 0 | 0 | 0 | 0 | 0 | 0 | 0 | 0 | 0 | 0 | 0 | 0 | 0 | 0 | 0 | 0 | 0 | 0
[19 empty] | Total | Sum of above (excl WAFU) | £000s | 633.0631 | 723.5007 | 904.3758 | 3617.5034 | 3165.3154 | 94.4531 | 93.7829 | 93.3652 | 93.2229 | 92.6865 | 92.2756 | 91.8648 | 91.454 | 91.0432 | 90.6323 | 90.2215 | 89.8107 | 89.3998 | 88.989 | 88.5782 | 315.2076 | 347.2311 | 411.6889 | 1384.3075 | 1221.7251 | 86.5241 | 86.5241 | 86.5241 | 86.5241 | 86.5241 | 86.5241 | 86.5241 | 86.5241 | 86.5241 | 86.5241 | 86.5241 | 86.5241 | 86.5241 | 86.5241 | 86.5241 | 313.5643 | 345.9986 | 410.8672 | 1383.8967 | 1221.7251 | 86.5241 | 86.5241 | 86.5241 | 86.5241 | 86.5241 | 86.5241 | 86.5241 | 86.5241 | 86.5241 | 86.5241 | 86.5241 | 86.5241 | 86.5241 | 86.5241 | 86.5241 | 692.5284 | 779.1004 | 952.2445 | 3549.4057 | 3116.5455 | 86.5241 | 86.5241 | 86.5241 | 86.5241 | 86.5241 | 86.5241 | 86.5241 | 86.5241 | 86.5241 | 86.5241 | 86.5241 | 86.5241 | 86.5241 | 86.5241 | 86.5241 | 0 | 0 | 0 | 0 | 0 | 0 | 0 | 0 | 0 | 0 | 0 | 0 | 0 | 0 | 0 | 0 | 0 | 0 | 0 | 0 | 0 | 0 | 0 | 0
58.1x | Maximise deployment from Diddlebury WTW and Munslow BH | BHS06 | GW enhancement | Y | 2025-26 | Capacity | 0.9 | 7837.0043 | 2137.9516 | 1557.8581 | 0 | 55.5357 | 12.1151 | 3763.4604 | 47.1584 | 48.0217 | 3 | 3 | Gains in WAFU / Savings in demand | Input | Ml/d | 0 | 0 | 0 | 0 | 0 | 0.9 | 0.9 | 0.9 | 0.9 | 0.9 | 0.9 | 0.9 | 0.9 | 0.9 | 0.9 | 0.9 | 0.9 | 0.9 | 0.9 | 0.9 | 0.9 | 0.9 | 0.9 | 0.9 | 0.9 | 0.9 | 0.9 | 0.9 | 0.9 | 0.9 | 0.9 | 0.9 | 0.9 | 0.9 | 0.9 | 0.9 | 0.9 | 0.9 | 0.9 | 0.9 | 0.9 | 0.9 | 0.9 | 0.9 | 0.9 | 0.9 | 0.9 | 0.9 | 0.9 | 0.9 | 0.9 | 0.9 | 0.9 | 0.9 | 0.9 | 0.9 | 0.9 | 0.9 | 0.9 | 0.9 | 0.9 | 0.9 | 0.9 | 0.9 | 0.9 | 0.9 | 0.9 | 0.9 | 0.9 | 0.9 | 0.9 | 0.9 | 0.9 | 0.9 | 0.9 | 0.9 | 0.9 | 0.9 | 0.9 | 0.9 | 0 | 0 | 0 | 0 | 0 | 0 | 0 | 0 | 0 | 0 | 0 | 0 | 0 | 0 | 0 | 0 | 0 | 0 | 0 | 0 | 0 | 0 | 0 | 0
[19 empty] | Fixed capex | Input | £000s | 123.2 | 140.8 | 176 | 704 | 616 | 0 | 0 | 0 | 0 | 0 | 0 | 0 | 0 | 0 | 0 | 0 | 0 | 0 | 0 | 0 | 34.58 | 39.52 | 49.4 | 197.6 | 172.9 | 0 | 0 | 0 | 0 | 0 | 0 | 0 | 0 | 0 | 0 | 0 | 0 | 0 | 0 | 0 | 34.58 | 39.52 | 49.4 | 197.6 | 172.9 | 0 | 0 | 0 | 0 | 0 | 0 | 0 | 0 | 0 | 0 | 0 | 0 | 0 | 0 | 0 | 101.57 | 116.08 | 145.1 | 580.4 | 507.85 | 0 | 0 | 0 | 0 | 0 | 0 | 0 | 0 | 0 | 0 | 0 | 0 | 0 | 0 | 0 | 0 | 0 | 0 | 0 | 0 | 0 | 0 | 0 | 0 | 0 | 0 | 0 | 0 | 0 | 0 | 0 | 0 | 0 | 0 | 0 | 0 | 0 | 0 | 0
[19 empty] | Variable capex | Input | £000s | 0 | 0 | 0 | 0 | 0 | 0 | 0 | 0 | 0 | 0 | 0 | 0 | 0 | 0 | 0 | 0 | 0 | 0 | 0 | 0 | 0 | 0 | 0 | 0 | 0 | 0 | 0 | 0 | 0 | 0 | 0 | 0 | 0 | 0 | 0 | 0 | 0 | 0 | 0 | 0 | 0 | 0 | 0 | 0 | 0 | 0 | 0 | 0 | 0 | 0 | 0 | 0 | 0 | 0 | 0 | 0 | 0 | 0 | 0 | 0 | 0 | 0 | 0 | 0 | 0 | 0 | 0 | 0 | 0 | 0 | 0 | 0 | 0 | 0 | 0 | 0 | 0 | 0 | 0 | 0 | 0 | 0 | 0 | 0 | 0 | 0 | 0 | 0 | 0 | 0 | 0 | 0 | 0 | 0 | 0 | 0 | 0 | 0 | 0 | 0 | 0 | 0 | 0 | 0
[19 empty] | Financing costs | Input | £000s | 0 | 0 | 0 | 0 | 0 | 0 | 0 | 0 | 0 | 0 | 0 | 0 | 0 | 0 | 0 | 0 | 0 | 0 | 0 | 0 | 0 | 0 | 0 | 0 | 0 | 0 | 0 | 0 | 0 | 0 | 0 | 0 | 0 | 0 | 0 | 0 | 0 | 0 | 0 | 0 | 0 | 0 | 0 | 0 | 0 | 0 | 0 | 0 | 0 | 0 | 0 | 0 | 0 | 0 | 0 | 0 | 0 | 0 | 0 | 0 | 0 | 0 | 0 | 0 | 0 | 0 | 0 | 0 | 0 | 0 | 0 | 0 | 0 | 0 | 0 | 0 | 0 | 0 | 0 | 0 | 0 | 0 | 0 | 0 | 0 | 0 | 0 | 0 | 0 | 0 | 0 | 0 | 0 | 0 | 0 | 0 | 0 | 0 | 0 | 0 | 0 | 0 | 0 | 0
[19 empty] | Fixed opex | Input | £000s | 0 | 0 | 0 | 0 | 0 | 21.3 | 21.3 | 21.3 | 21.3 | 21.3 | 21.3 | 21.3 | 21.3 | 21.3 | 21.3 | 21.3 | 21.3 | 21.3 | 21.3 | 21.3 | 21.3 | 21.3 | 21.3 | 21.3 | 21.3 | 21.3 | 21.3 | 21.3 | 21.3 | 21.3 | 21.3 | 21.3 | 21.3 | 21.3 | 21.3 | 21.3 | 21.3 | 21.3 | 21.3 | 21.3 | 21.3 | 21.3 | 21.3 | 21.3 | 21.3 | 21.3 | 21.3 | 21.3 | 21.3 | 21.3 | 21.3 | 21.3 | 21.3 | 21.3 | 21.3 | 21.3 | 21.3 | 21.3 | 21.3 | 21.3 | 21.3 | 21.3 | 21.3 | 21.3 | 21.3 | 21.3 | 21.3 | 21.3 | 21.3 | 21.3 | 21.3 | 21.3 | 21.3 | 21.3 | 21.3 | 21.3 | 21.3 | 21.3 | 21.3 | 21.3 | 0 | 0 | 0 | 0 | 0 | 0 | 0 | 0 | 0 | 0 | 0 | 0 | 0 | 0 | 0 | 0 | 0 | 0 | 0 | 0 | 0 | 0 | 0 | 0
[19 empty] | Variable opex | Input | £000s | 0 | 0 | 0 | 0 | 0 | 44 | 44 | 44 | 44 | 44 | 44 | 44 | 44 | 44 | 44 | 44 | 44 | 44 | 44 | 44 | 44 | 44 | 44 | 44 | 44 | 44 | 44 | 44 | 44 | 44 | 44 | 44 | 44 | 44 | 44 | 44 | 44 | 44 | 44 | 44 | 44 | 44 | 44 | 44 | 44 | 44 | 44 | 44 | 44 | 44 | 44 | 44 | 44 | 44 | 44 | 44 | 44 | 44 | 44 | 44 | 44 | 44 | 44 | 44 | 44 | 44 | 44 | 44 | 44 | 44 | 44 | 44 | 44 | 44 | 44 | 44 | 44 | 44 | 44 | 44 | 0 | 0 | 0 | 0 | 0 | 0 | 0 | 0 | 0 | 0 | 0 | 0 | 0 | 0 | 0 | 0 | 0 | 0 | 0 | 0 | 0 | 0 | 0 | 0
[19 empty] | Opex savings | Input | £000s | 0 | 0 | 0 | 0 | 0 | 0 | 0 | 0 | 0 | 0 | 0 | 0 | 0 | 0 | 0 | 0 | 0 | 0 | 0 | 0 | 0 | 0 | 0 | 0 | 0 | 0 | 0 | 0 | 0 | 0 | 0 | 0 | 0 | 0 | 0 | 0 | 0 | 0 | 0 | 0 | 0 | 0 | 0 | 0 | 0 | 0 | 0 | 0 | 0 | 0 | 0 | 0 | 0 | 0 | 0 | 0 | 0 | 0 | 0 | 0 | 0 | 0 | 0 | 0 | 0 | 0 | 0 | 0 | 0 | 0 | 0 | 0 | 0 | 0 | 0 | 0 | 0 | 0 | 0 | 0 | 0 | 0 | 0 | 0 | 0 | 0 | 0 | 0 | 0 | 0 | 0 | 0 | 0 | 0 | 0 | 0 | 0 | 0 | 0 | 0 | 0 | 0 | 0 | 0
[19 empty] | Fixed env & social | Input | £000s | 0.0245 | 0.028 | 0.035 | 0.14 | 0.1225 | 0 | 0 | 0 | 0 | 0 | 0 | 0 | 0 | 0 | 0 | 0 | 0 | 0 | 0 | 0 | 0.0068767 | 0.0078591 | 0.0098239 | 0.039295 | 0.034384 | 0 | 0 | 0 | 0 | 0 | 0 | 0 | 0 | 0 | 0 | 0 | 0 | 0 | 0 | 0 | 0.0068767 | 0.0078591 | 0.0098239 | 0.039295 | 0.034384 | 0 | 0 | 0 | 0 | 0 | 0 | 0 | 0 | 0 | 0 | 0 | 0 | 0 | 0 | 0 | 0.020199 | 0.023084 | 0.028855 | 0.11542 | 0.10099 | 0 | 0 | 0 | 0 | 0 | 0 | 0 | 0 | 0 | 0 | 0 | 0 | 0 | 0 | 0 | 0 | 0 | 0 | 0 | 0 | 0 | 0 | 0 | 0 | 0 | 0 | 0 | 0 | 0 | 0 | 0 | 0 | 0 | 0 | 0 | 0 | 0 | 0 | 0
[19 empty] | Variable env & social | Input | £000s | 0 | 0 | 0 | 0 | 0 | 0.49 | 0.49 | 0.49 | 0.49 | 0.49 | 0.49 | 0.49 | 0.49 | 0.49 | 0.49 | 0.49 | 0.49 | 0.49 | 0.49 | 0.49 | 0.49 | 0.49 | 0.49 | 0.49 | 0.49 | 0.49 | 0.49 | 0.49 | 0.49 | 0.49 | 0.49 | 0.49 | 0.49 | 0.49 | 0.49 | 0.49 | 0.49 | 0.49 | 0.49 | 0.49 | 0.49 | 0.49 | 0.49 | 0.49 | 0.49 | 0.49 | 0.49 | 0.49 | 0.49 | 0.49 | 0.49 | 0.49 | 0.49 | 0.49 | 0.49 | 0.49 | 0.49 | 0.49 | 0.49 | 0.49 | 0.49 | 0.49 | 0.49 | 0.49 | 0.49 | 0.49 | 0.49 | 0.49 | 0.49 | 0.49 | 0.49 | 0.49 | 0.49 | 0.49 | 0.49 | 0.49 | 0.49 | 0.49 | 0.49 | 0.49 | 0 | 0 | 0 | 0 | 0 | 0 | 0 | 0 | 0 | 0 | 0 | 0 | 0 | 0 | 0 | 0 | 0 | 0 | 0 | 0 | 0 | 0 | 0 | 0
[19 empty] | Fixed carbon costs | Input | £000s | 0.034132 | 0.039008 | 0.04876 | 0.19504 | 0.17066 | 0 | 0 | 0 | 0 | 0 | 0 | 0 | 0 | 0 | 0 | 0 | 0 | 0 | 0 | 0 | 0.0095802 | 0.010949 | 0.013686 | 0.054744 | 0.047901 | 0 | 0 | 0 | 0 | 0 | 0 | 0 | 0 | 0 | 0 | 0 | 0 | 0 | 0 | 0 | 0.0095802 | 0.010949 | 0.013686 | 0.054744 | 0.047901 | 0 | 0 | 0 | 0 | 0 | 0 | 0 | 0 | 0 | 0 | 0 | 0 | 0 | 0 | 0 | 0.02814 | 0.032159 | 0.040199 | 0.1608 | 0.1407 | 0 | 0 | 0 | 0 | 0 | 0 | 0 | 0 | 0 | 0 | 0 | 0 | 0 | 0 | 0 | 0 | 0 | 0 | 0 | 0 | 0 | 0 | 0 | 0 | 0 | 0 | 0 | 0 | 0 | 0 | 0 | 0 | 0 | 0 | 0 | 0 | 0 | 0 | 0
[19 empty] | Variable carbon costs | Input | £000s | 0 | 0 | 0 | 0 | 0 | 6.0935 | 5.6448 | 5.3652 | 5.2699 | 4.9108 | 4.6357 | 4.3607 | 4.0857 | 3.8106 | 3.5356 | 3.2605 | 2.9855 | 2.7105 | 2.4354 | 2.1604 | 1.8853 | 1.6103 | 1.3353 | 1.0602 | 0.78519 | 0.78519 | 0.78519 | 0.78519 | 0.78519 | 0.78519 | 0.78519 | 0.78519 | 0.78519 | 0.78519 | 0.78519 | 0.78519 | 0.78519 | 0.78519 | 0.78519 | 0.78519 | 0.78519 | 0.78519 | 0.78519 | 0.78519 | 0.78519 | 0.78519 | 0.78519 | 0.78519 | 0.78519 | 0.78519 | 0.78519 | 0.78519 | 0.78519 | 0.78519 | 0.78519 | 0.78519 | 0.78519 | 0.78519 | 0.78519 | 0.78519 | 0.78519 | 0.78519 | 0.78519 | 0.78519 | 0.78519 | 0.78519 | 0.78519 | 0.78519 | 0.78519 | 0.78519 | 0.78519 | 0.78519 | 0.78519 | 0.78519 | 0.78519 | 0.78519 | 0.78519 | 0.78519 | 0.78519 | 0.78519 | 0 | 0 | 0 | 0 | 0 | 0 | 0 | 0 | 0 | 0 | 0 | 0 | 0 | 0 | 0 | 0 | 0 | 0 | 0 | 0 | 0 | 0 | 0 | 0
[19 empty] | Customer willingness to pay | Input | £000s | 0 | 0 | 0 | 0 | 0 | 0 | 0 | 0 | 0 | 0 | 0 | 0 | 0 | 0 | 0 | 0 | 0 | 0 | 0 | 0 | 0 | 0 | 0 | 0 | 0 | 0 | 0 | 0 | 0 | 0 | 0 | 0 | 0 | 0 | 0 | 0 | 0 | 0 | 0 | 0 | 0 | 0 | 0 | 0 | 0 | 0 | 0 | 0 | 0 | 0 | 0 | 0 | 0 | 0 | 0 | 0 | 0 | 0 | 0 | 0 | 0 | 0 | 0 | 0 | 0 | 0 | 0 | 0 | 0 | 0 | 0 | 0 | 0 | 0 | 0 | 0 | 0 | 0 | 0 | 0 | 0 | 0 | 0 | 0 | 0 | 0 | 0 | 0 | 0 | 0 | 0 | 0 | 0 | 0 | 0 | 0 | 0 | 0 | 0 | 0 | 0 | 0 | 0 | 0
[19 empty] | Total | Sum of above (excl WAFU) | £000s | 123.2586 | 140.867 | 176.0838 | 704.335 | 616.2932 | 71.8835 | 71.4348 | 71.1552 | 71.0599 | 70.7008 | 70.4257 | 70.1507 | 69.8757 | 69.6006 | 69.3256 | 69.0505 | 68.7755 | 68.5005 | 68.2254 | 67.9504 | 102.2718 | 106.9391 | 116.5488 | 264.5443 | 239.5575 | 66.5752 | 66.5752 | 66.5752 | 66.5752 | 66.5752 | 66.5752 | 66.5752 | 66.5752 | 66.5752 | 66.5752 | 66.5752 | 66.5752 | 66.5752 | 66.5752 | 66.5752 | 101.1716 | 106.114 | 115.9987 | 264.2692 | 239.5575 | 66.5752 | 66.5752 | 66.5752 | 66.5752 | 66.5752 | 66.5752 | 66.5752 | 66.5752 | 66.5752 | 66.5752 | 66.5752 | 66.5752 | 66.5752 | 66.5752 | 66.5752 | 168.1935 | 182.7104 | 211.7442 | 647.2514 | 574.6669 | 66.5752 | 66.5752 | 66.5752 | 66.5752 | 66.5752 | 66.5752 | 66.5752 | 66.5752 | 66.5752 | 66.5752 | 66.5752 | 66.5752 | 66.5752 | 66.5752 | 66.5752 | 0 | 0 | 0 | 0 | 0 | 0 | 0 | 0 | 0 | 0 | 0 | 0 | 0 | 0 | 0 | 0 | 0 | 0 | 0 | 0 | 0 | 0 | 0 | 0
58.1x | Ladyflatte BHs asset and water treatment enhancements | BHS07 | GW enhancement | Y | 2025-26 | Capacity | 2.7 | 23511.0128 | 14279.0456 | 1669.9857 | 0 | 178.1116 | 19.6291 | 16146.7719 | 67.8364 | 68.6775 | 3 | 3 | Gains in WAFU / Savings in demand | Input | Ml/d | 0 | 0 | 0 | 0 | 0 | 2.7 | 2.7 | 2.7 | 2.7 | 2.7 | 2.7 | 2.7 | 2.7 | 2.7 | 2.7 | 2.7 | 2.7 | 2.7 | 2.7 | 2.7 | 2.7 | 2.7 | 2.7 | 2.7 | 2.7 | 2.7 | 2.7 | 2.7 | 2.7 | 2.7 | 2.7 | 2.7 | 2.7 | 2.7 | 2.7 | 2.7 | 2.7 | 2.7 | 2.7 | 2.7 | 2.7 | 2.7 | 2.7 | 2.7 | 2.7 | 2.7 | 2.7 | 2.7 | 2.7 | 2.7 | 2.7 | 2.7 | 2.7 | 2.7 | 2.7 | 2.7 | 2.7 | 2.7 | 2.7 | 2.7 | 2.7 | 2.7 | 2.7 | 2.7 | 2.7 | 2.7 | 2.7 | 2.7 | 2.7 | 2.7 | 2.7 | 2.7 | 2.7 | 2.7 | 2.7 | 2.7 | 2.7 | 2.7 | 2.7 | 2.7 | 0 | 0 | 0 | 0 | 0 | 0 | 0 | 0 | 0 | 0 | 0 | 0 | 0 | 0 | 0 | 0 | 0 | 0 | 0 | 0 | 0 | 0 | 0 | 0
[19 empty] | Fixed capex | Input | £000s | 763.14 | 872.16 | 1090.2 | 4360.8 | 3815.7 | 0 | 0 | 0 | 0 | 0 | 0 | 0 | 0 | 0 | 0 | 0 | 0 | 0 | 0 | 0 | 297.43 | 339.92 | 424.9 | 1699.6 | 1487.15 | 0 | 0 | 0 | 0 | 0 | 0 | 0 | 0 | 0 | 0 | 0 | 0 | 0 | 0 | 0 | 297.43 | 339.92 | 424.9 | 1699.6 | 1487.15 | 0 | 0 | 0 | 0 | 0 | 0 | 0 | 0 | 0 | 0 | 0 | 0 | 0 | 0 | 0 | 734.09 | 838.96 | 1048.7 | 4194.8 | 3670.45 | 0 | 0 | 0 | 0 | 0 | 0 | 0 | 0 | 0 | 0 | 0 | 0 | 0 | 0 | 0 | 0 | 0 | 0 | 0 | 0 | 0 | 0 | 0 | 0 | 0 | 0 | 0 | 0 | 0 | 0 | 0 | 0 | 0 | 0 | 0 | 0 | 0 | 0 | 0
[19 empty] | Variable capex | Input | £000s | 0 | 0 | 0 | 0 | 0 | 0 | 0 | 0 | 0 | 0 | 0 | 0 | 0 | 0 | 0 | 0 | 0 | 0 | 0 | 0 | 0 | 0 | 0 | 0 | 0 | 0 | 0 | 0 | 0 | 0 | 0 | 0 | 0 | 0 | 0 | 0 | 0 | 0 | 0 | 0 | 0 | 0 | 0 | 0 | 0 | 0 | 0 | 0 | 0 | 0 | 0 | 0 | 0 | 0 | 0 | 0 | 0 | 0 | 0 | 0 | 0 | 0 | 0 | 0 | 0 | 0 | 0 | 0 | 0 | 0 | 0 | 0 | 0 | 0 | 0 | 0 | 0 | 0 | 0 | 0 | 0 | 0 | 0 | 0 | 0 | 0 | 0 | 0 | 0 | 0 | 0 | 0 | 0 | 0 | 0 | 0 | 0 | 0 | 0 | 0 | 0 | 0 | 0 | 0
[19 empty] | Financing costs | Input | £000s | 0 | 0 | 0 | 0 | 0 | 0 | 0 | 0 | 0 | 0 | 0 | 0 | 0 | 0 | 0 | 0 | 0 | 0 | 0 | 0 | 0 | 0 | 0 | 0 | 0 | 0 | 0 | 0 | 0 | 0 | 0 | 0 | 0 | 0 | 0 | 0 | 0 | 0 | 0 | 0 | 0 | 0 | 0 | 0 | 0 | 0 | 0 | 0 | 0 | 0 | 0 | 0 | 0 | 0 | 0 | 0 | 0 | 0 | 0 | 0 | 0 | 0 | 0 | 0 | 0 | 0 | 0 | 0 | 0 | 0 | 0 | 0 | 0 | 0 | 0 | 0 | 0 | 0 | 0 | 0 | 0 | 0 | 0 | 0 | 0 | 0 | 0 | 0 | 0 | 0 | 0 | 0 | 0 | 0 | 0 | 0 | 0 | 0 | 0 | 0 | 0 | 0 | 0 | 0
[19 empty] | Fixed opex | Input | £000s | 0 | 0 | 0 | 0 | 0 | 0.6 | 0.6 | 0.6 | 0.6 | 0.6 | 0.6 | 0.6 | 0.6 | 0.6 | 0.6 | 0.6 | 0.6 | 0.6 | 0.6 | 0.6 | 0.6 | 0.6 | 0.6 | 0.6 | 0.6 | 0.6 | 0.6 | 0.6 | 0.6 | 0.6 | 0.6 | 0.6 | 0.6 | 0.6 | 0.6 | 0.6 | 0.6 | 0.6 | 0.6 | 0.6 | 0.6 | 0.6 | 0.6 | 0.6 | 0.6 | 0.6 | 0.6 | 0.6 | 0.6 | 0.6 | 0.6 | 0.6 | 0.6 | 0.6 | 0.6 | 0.6 | 0.6 | 0.6 | 0.6 | 0.6 | 0.6 | 0.6 | 0.6 | 0.6 | 0.6 | 0.6 | 0.6 | 0.6 | 0.6 | 0.6 | 0.6 | 0.6 | 0.6 | 0.6 | 0.6 | 0.6 | 0.6 | 0.6 | 0.6 | 0.6 | 0 | 0 | 0 | 0 | 0 | 0 | 0 | 0 | 0 | 0 | 0 | 0 | 0 | 0 | 0 | 0 | 0 | 0 | 0 | 0 | 0 | 0 | 0 | 0
[19 empty] | Variable opex | Input | £000s | 0 | 0 | 0 | 0 | 0 | 69.4 | 69.4 | 69.4 | 69.4 | 69.4 | 69.4 | 69.4 | 69.4 | 69.4 | 69.4 | 69.4 | 69.4 | 69.4 | 69.4 | 69.4 | 69.4 | 69.4 | 69.4 | 69.4 | 69.4 | 69.4 | 69.4 | 69.4 | 69.4 | 69.4 | 69.4 | 69.4 | 69.4 | 69.4 | 69.4 | 69.4 | 69.4 | 69.4 | 69.4 | 69.4 | 69.4 | 69.4 | 69.4 | 69.4 | 69.4 | 69.4 | 69.4 | 69.4 | 69.4 | 69.4 | 69.4 | 69.4 | 69.4 | 69.4 | 69.4 | 69.4 | 69.4 | 69.4 | 69.4 | 69.4 | 69.4 | 69.4 | 69.4 | 69.4 | 69.4 | 69.4 | 69.4 | 69.4 | 69.4 | 69.4 | 69.4 | 69.4 | 69.4 | 69.4 | 69.4 | 69.4 | 69.4 | 69.4 | 69.4 | 69.4 | 0 | 0 | 0 | 0 | 0 | 0 | 0 | 0 | 0 | 0 | 0 | 0 | 0 | 0 | 0 | 0 | 0 | 0 | 0 | 0 | 0 | 0 | 0 | 0
[19 empty] | Opex savings | Input | £000s | 0 | 0 | 0 | 0 | 0 | 0 | 0 | 0 | 0 | 0 | 0 | 0 | 0 | 0 | 0 | 0 | 0 | 0 | 0 | 0 | 0 | 0 | 0 | 0 | 0 | 0 | 0 | 0 | 0 | 0 | 0 | 0 | 0 | 0 | 0 | 0 | 0 | 0 | 0 | 0 | 0 | 0 | 0 | 0 | 0 | 0 | 0 | 0 | 0 | 0 | 0 | 0 | 0 | 0 | 0 | 0 | 0 | 0 | 0 | 0 | 0 | 0 | 0 | 0 | 0 | 0 | 0 | 0 | 0 | 0 | 0 | 0 | 0 | 0 | 0 | 0 | 0 | 0 | 0 | 0 | 0 | 0 | 0 | 0 | 0 | 0 | 0 | 0 | 0 | 0 | 0 | 0 | 0 | 0 | 0 | 0 | 0 | 0 | 0 | 0 | 0 | 0 | 0 | 0
[19 empty] | Fixed env & social | Input | £000s | 0.1183 | 0.1352 | 0.169 | 0.676 | 0.5915 | 0 | 0 | 0 | 0 | 0 | 0 | 0 | 0 | 0 | 0 | 0 | 0 | 0 | 0 | 0 | 0.046107 | 0.052694 | 0.065867 | 0.26347 | 0.23053 | 0 | 0 | 0 | 0 | 0 | 0 | 0 | 0 | 0 | 0 | 0 | 0 | 0 | 0 | 0 | 0.046107 | 0.052694 | 0.065867 | 0.26347 | 0.23053 | 0 | 0 | 0 | 0 | 0 | 0 | 0 | 0 | 0 | 0 | 0 | 0 | 0 | 0 | 0 | 0.1138 | 0.13005 | 0.16257 | 0.65027 | 0.56898 | 0 | 0 | 0 | 0 | 0 | 0 | 0 | 0 | 0 | 0 | 0 | 0 | 0 | 0 | 0 | 0 | 0 | 0 | 0 | 0 | 0 | 0 | 0 | 0 | 0 | 0 | 0 | 0 | 0 | 0 | 0 | 0 | 0 | 0 | 0 | 0 | 0 | 0 | 0
[19 empty] | Variable env & social | Input | £000s | 0 | 0 | 0 | 0 | 0 | 0.73 | 0.73 | 0.73 | 0.73 | 0.73 | 0.73 | 0.73 | 0.73 | 0.73 | 0.73 | 0.73 | 0.73 | 0.73 | 0.73 | 0.73 | 0.73 | 0.73 | 0.73 | 0.73 | 0.73 | 0.73 | 0.73 | 0.73 | 0.73 | 0.73 | 0.73 | 0.73 | 0.73 | 0.73 | 0.73 | 0.73 | 0.73 | 0.73 | 0.73 | 0.73 | 0.73 | 0.73 | 0.73 | 0.73 | 0.73 | 0.73 | 0.73 | 0.73 | 0.73 | 0.73 | 0.73 | 0.73 | 0.73 | 0.73 | 0.73 | 0.73 | 0.73 | 0.73 | 0.73 | 0.73 | 0.73 | 0.73 | 0.73 | 0.73 | 0.73 | 0.73 | 0.73 | 0.73 | 0.73 | 0.73 | 0.73 | 0.73 | 0.73 | 0.73 | 0.73 | 0.73 | 0.73 | 0.73 | 0.73 | 0.73 | 0 | 0 | 0 | 0 | 0 | 0 | 0 | 0 | 0 | 0 | 0 | 0 | 0 | 0 | 0 | 0 | 0 | 0 | 0 | 0 | 0 | 0 | 0 | 0
[19 empty] | Fixed carbon costs | Input | £000s | 1.9114 | 2.1844 | 2.7306 | 10.9222 | 9.557 | 0 | 0 | 0 | 0 | 0 | 0 | 0 | 0 | 0 | 0 | 0 | 0 | 0 | 0 | 0 | 0.74496 | 0.85138 | 1.0642 | 4.2569 | 3.7248 | 0 | 0 | 0 | 0 | 0 | 0 | 0 | 0 | 0 | 0 | 0 | 0 | 0 | 0 | 0 | 0.74496 | 0.85138 | 1.0642 | 4.2569 | 3.7248 | 0 | 0 | 0 | 0 | 0 | 0 | 0 | 0 | 0 | 0 | 0 | 0 | 0 | 0 | 0 | 1.8386 | 2.1013 | 2.6266 | 10.5065 | 9.1932 | 0 | 0 | 0 | 0 | 0 | 0 | 0 | 0 | 0 | 0 | 0 | 0 | 0 | 0 | 0 | 0 | 0 | 0 | 0 | 0 | 0 | 0 | 0 | 0 | 0 | 0 | 0 | 0 | 0 | 0 | 0 | 0 | 0 | 0 | 0 | 0 | 0 | 0 | 0
[19 empty] | Variable carbon costs | Input | £000s | 0 | 0 | 0 | 0 | 0 | 15.7871 | 14.6247 | 13.9002 | 13.6533 | 12.7229 | 12.0103 | 11.2977 | 10.5851 | 9.8726 | 9.16 | 8.4474 | 7.7348 | 7.0223 | 6.3097 | 5.5971 | 4.8846 | 4.172 | 3.4594 | 2.7468 | 2.0343 | 2.0343 | 2.0343 | 2.0343 | 2.0343 | 2.0343 | 2.0343 | 2.0343 | 2.0343 | 2.0343 | 2.0343 | 2.0343 | 2.0343 | 2.0343 | 2.0343 | 2.0343 | 2.0343 | 2.0343 | 2.0343 | 2.0343 | 2.0343 | 2.0343 | 2.0343 | 2.0343 | 2.0343 | 2.0343 | 2.0343 | 2.0343 | 2.0343 | 2.0343 | 2.0343 | 2.0343 | 2.0343 | 2.0343 | 2.0343 | 2.0343 | 2.0343 | 2.0343 | 2.0343 | 2.0343 | 2.0343 | 2.0343 | 2.0343 | 2.0343 | 2.0343 | 2.0343 | 2.0343 | 2.0343 | 2.0343 | 2.0343 | 2.0343 | 2.0343 | 2.0343 | 2.0343 | 2.0343 | 2.0343 | 0 | 0 | 0 | 0 | 0 | 0 | 0 | 0 | 0 | 0 | 0 | 0 | 0 | 0 | 0 | 0 | 0 | 0 | 0 | 0 | 0 | 0 | 0 | 0
[19 empty] | Customer willingness to pay | Input | £000s | 0 | 0 | 0 | 0 | 0 | 0 | 0 | 0 | 0 | 0 | 0 | 0 | 0 | 0 | 0 | 0 | 0 | 0 | 0 | 0 | 0 | 0 | 0 | 0 | 0 | 0 | 0 | 0 | 0 | 0 | 0 | 0 | 0 | 0 | 0 | 0 | 0 | 0 | 0 | 0 | 0 | 0 | 0 | 0 | 0 | 0 | 0 | 0 | 0 | 0 | 0 | 0 | 0 | 0 | 0 | 0 | 0 | 0 | 0 | 0 | 0 | 0 | 0 | 0 | 0 | 0 | 0 | 0 | 0 | 0 | 0 | 0 | 0 | 0 | 0 | 0 | 0 | 0 | 0 | 0 | 0 | 0 | 0 | 0 | 0 | 0 | 0 | 0 | 0 | 0 | 0 | 0 | 0 | 0 | 0 | 0 | 0 | 0 | 0 | 0 | 0 | 0 | 0 | 0
[19 empty] | Total | Sum of above (excl WAFU) | £000s | 765.1697 | 874.4796 | 1093.0996 | 4372.3982 | 3825.8485 | 86.5171 | 85.3547 | 84.6302 | 84.3833 | 83.4529 | 82.7403 | 82.0277 | 81.3151 | 80.6026 | 79.89 | 79.1774 | 78.4648 | 77.7523 | 77.0397 | 76.3271 | 373.8356 | 415.7261 | 500.2195 | 1777.5972 | 1563.8696 | 72.7643 | 72.7643 | 72.7643 | 72.7643 | 72.7643 | 72.7643 | 72.7643 | 72.7643 | 72.7643 | 72.7643 | 72.7643 | 72.7643 | 72.7643 | 72.7643 | 72.7643 | 370.9853 | 413.5883 | 498.7944 | 1776.8846 | 1563.8696 | 72.7643 | 72.7643 | 72.7643 | 72.7643 | 72.7643 | 72.7643 | 72.7643 | 72.7643 | 72.7643 | 72.7643 | 72.7643 | 72.7643 | 72.7643 | 72.7643 | 72.7643 | 808.8067 | 913.9556 | 1124.2534 | 4278.721 | 3752.9764 | 72.7643 | 72.7643 | 72.7643 | 72.7643 | 72.7643 | 72.7643 | 72.7643 | 72.7643 | 72.7643 | 72.7643 | 72.7643 | 72.7643 | 72.7643 | 72.7643 | 72.7643 | 0 | 0 | 0 | 0 | 0 | 0 | 0 | 0 | 0 | 0 | 0 | 0 | 0 | 0 | 0 | 0 | 0 | 0 | 0 | 0 | 0 | 0 | 0 | 0
58.1x | Haseley Spring source asset and WTW enhancement | BHS11 | GW enhancement | N | 2025-26 | Capacity | 2 | 17415.565 | 43935.6625 | 21160.7226 | 0 | 185.2342 | 35.7406 | 65317.3599 | 373.7828 | 375.0516 | 3 | 3 | Gains in WAFU / Savings in demand | Input | Ml/d | 0 | 0 | 0 | 0 | 0 | 2 | 2 | 2 | 2 | 2 | 2 | 2 | 2 | 2 | 2 | 2 | 2 | 2 | 2 | 2 | 2 | 2 | 2 | 2 | 2 | 2 | 2 | 2 | 2 | 2 | 2 | 2 | 2 | 2 | 2 | 2 | 2 | 2 | 2 | 2 | 2 | 2 | 2 | 2 | 2 | 2 | 2 | 2 | 2 | 2 | 2 | 2 | 2 | 2 | 2 | 2 | 2 | 2 | 2 | 2 | 2 | 2 | 2 | 2 | 2 | 2 | 2 | 2 | 2 | 2 | 2 | 2 | 2 | 2 | 2 | 2 | 2 | 2 | 2 | 2 | 0 | 0 | 0 | 0 | 0 | 0 | 0 | 0 | 0 | 0 | 0 | 0 | 0 | 0 | 0 | 0 | 0 | 0 | 0 | 0 | 0 | 0 | 0 | 0
[19 empty] | Fixed capex | Input | £000s | 1998.01 | 2283.44 | 2854.3 | 11417.2 | 9990.05 | 0 | 0 | 0 | 0 | 0 | 0 | 0 | 0 | 0 | 0 | 0 | 0 | 0 | 0 | 0 | 1446.69 | 1653.36 | 2066.7 | 8266.8 | 7233.45 | 0 | 0 | 0 | 0 | 0 | 0 | 0 | 0 | 0 | 0 | 0 | 0 | 0 | 0 | 0 | 1446.69 | 1653.36 | 2066.7 | 8266.8 | 7233.45 | 0 | 0 | 0 | 0 | 0 | 0 | 0 | 0 | 0 | 0 | 0 | 0 | 0 | 0 | 0 | 1853.81 | 2118.64 | 2648.3 | 10593.2 | 9269.05 | 0 | 0 | 0 | 0 | 0 | 0 | 0 | 0 | 0 | 0 | 0 | 0 | 0 | 0 | 0 | 0 | 0 | 0 | 0 | 0 | 0 | 0 | 0 | 0 | 0 | 0 | 0 | 0 | 0 | 0 | 0 | 0 | 0 | 0 | 0 | 0 | 0 | 0 | 0
[19 empty] | Variable capex | Input | £000s | 0 | 0 | 0 | 0 | 0 | 0 | 0 | 0 | 0 | 0 | 0 | 0 | 0 | 0 | 0 | 0 | 0 | 0 | 0 | 0 | 0 | 0 | 0 | 0 | 0 | 0 | 0 | 0 | 0 | 0 | 0 | 0 | 0 | 0 | 0 | 0 | 0 | 0 | 0 | 0 | 0 | 0 | 0 | 0 | 0 | 0 | 0 | 0 | 0 | 0 | 0 | 0 | 0 | 0 | 0 | 0 | 0 | 0 | 0 | 0 | 0 | 0 | 0 | 0 | 0 | 0 | 0 | 0 | 0 | 0 | 0 | 0 | 0 | 0 | 0 | 0 | 0 | 0 | 0 | 0 | 0 | 0 | 0 | 0 | 0 | 0 | 0 | 0 | 0 | 0 | 0 | 0 | 0 | 0 | 0 | 0 | 0 | 0 | 0 | 0 | 0 | 0 | 0 | 0
[19 empty] | Financing costs | Input | £000s | 0 | 0 | 0 | 0 | 0 | 0 | 0 | 0 | 0 | 0 | 0 | 0 | 0 | 0 | 0 | 0 | 0 | 0 | 0 | 0 | 0 | 0 | 0 | 0 | 0 | 0 | 0 | 0 | 0 | 0 | 0 | 0 | 0 | 0 | 0 | 0 | 0 | 0 | 0 | 0 | 0 | 0 | 0 | 0 | 0 | 0 | 0 | 0 | 0 | 0 | 0 | 0 | 0 | 0 | 0 | 0 | 0 | 0 | 0 | 0 | 0 | 0 | 0 | 0 | 0 | 0 | 0 | 0 | 0 | 0 | 0 | 0 | 0 | 0 | 0 | 0 | 0 | 0 | 0 | 0 | 0 | 0 | 0 | 0 | 0 | 0 | 0 | 0 | 0 | 0 | 0 | 0 | 0 | 0 | 0 | 0 | 0 | 0 | 0 | 0 | 0 | 0 | 0 | 0
[19 empty] | Fixed opex | Input | £000s | 0 | 0 | 0 | 0 | 0 | 37.4 | 37.4 | 37.4 | 37.4 | 37.4 | 37.4 | 37.4 | 37.4 | 37.4 | 37.4 | 37.4 | 37.4 | 37.4 | 37.4 | 37.4 | 37.4 | 37.4 | 37.4 | 37.4 | 37.4 | 37.4 | 37.4 | 37.4 | 37.4 | 37.4 | 37.4 | 37.4 | 37.4 | 37.4 | 37.4 | 37.4 | 37.4 | 37.4 | 37.4 | 37.4 | 37.4 | 37.4 | 37.4 | 37.4 | 37.4 | 37.4 | 37.4 | 37.4 | 37.4 | 37.4 | 37.4 | 37.4 | 37.4 | 37.4 | 37.4 | 37.4 | 37.4 | 37.4 | 37.4 | 37.4 | 37.4 | 37.4 | 37.4 | 37.4 | 37.4 | 37.4 | 37.4 | 37.4 | 37.4 | 37.4 | 37.4 | 37.4 | 37.4 | 37.4 | 37.4 | 37.4 | 37.4 | 37.4 | 37.4 | 37.4 | 0 | 0 | 0 | 0 | 0 | 0 | 0 | 0 | 0 | 0 | 0 | 0 | 0 | 0 | 0 | 0 | 0 | 0 | 0 | 0 | 0 | 0 | 0 | 0
[19 empty] | Variable opex | Input | £000s | 0 | 0 | 0 | 0 | 0 | 849.584 | 849.584 | 849.584 | 849.584 | 849.584 | 849.584 | 849.584 | 849.584 | 849.584 | 849.584 | 849.584 | 849.584 | 849.584 | 849.584 | 849.584 | 849.584 | 849.584 | 849.584 | 849.584 | 849.584 | 849.584 | 849.584 | 849.584 | 849.584 | 849.584 | 849.584 | 849.584 | 849.584 | 849.584 | 849.584 | 849.584 | 849.584 | 849.584 | 849.584 | 849.584 | 849.584 | 849.584 | 849.584 | 849.584 | 849.584 | 849.584 | 849.584 | 849.584 | 849.584 | 849.584 | 849.584 | 849.584 | 849.584 | 849.584 | 849.584 | 849.584 | 849.584 | 849.584 | 849.584 | 849.584 | 849.584 | 849.584 | 849.584 | 849.584 | 849.584 | 849.584 | 849.584 | 849.584 | 849.584 | 849.584 | 849.584 | 849.584 | 849.584 | 849.584 | 849.584 | 849.584 | 849.584 | 849.584 | 849.584 | 849.584 | 0 | 0 | 0 | 0 | 0 | 0 | 0 | 0 | 0 | 0 | 0 | 0 | 0 | 0 | 0 | 0 | 0 | 0 | 0 | 0 | 0 | 0 | 0 | 0
[19 empty] | Opex savings | Input | £000s | 0 | 0 | 0 | 0 | 0 | 0 | 0 | 0 | 0 | 0 | 0 | 0 | 0 | 0 | 0 | 0 | 0 | 0 | 0 | 0 | 0 | 0 | 0 | 0 | 0 | 0 | 0 | 0 | 0 | 0 | 0 | 0 | 0 | 0 | 0 | 0 | 0 | 0 | 0 | 0 | 0 | 0 | 0 | 0 | 0 | 0 | 0 | 0 | 0 | 0 | 0 | 0 | 0 | 0 | 0 | 0 | 0 | 0 | 0 | 0 | 0 | 0 | 0 | 0 | 0 | 0 | 0 | 0 | 0 | 0 | 0 | 0 | 0 | 0 | 0 | 0 | 0 | 0 | 0 | 0 | 0 | 0 | 0 | 0 | 0 | 0 | 0 | 0 | 0 | 0 | 0 | 0 | 0 | 0 | 0 | 0 | 0 | 0 | 0 | 0 | 0 | 0 | 0 | 0
[19 empty] | Fixed env & social | Input | £000s | 0.7791 | 0.8904 | 1.113 | 4.452 | 3.8955 | 0 | 0 | 0 | 0 | 0 | 0 | 0 | 0 | 0 | 0 | 0 | 0 | 0 | 0 | 0 | 0.56412 | 0.64471 | 0.80588 | 3.2235 | 2.8206 | 0 | 0 | 0 | 0 | 0 | 0 | 0 | 0 | 0 | 0 | 0 | 0 | 0 | 0 | 0 | 0.56412 | 0.64471 | 0.80588 | 3.2235 | 2.8206 | 0 | 0 | 0 | 0 | 0 | 0 | 0 | 0 | 0 | 0 | 0 | 0 | 0 | 0 | 0 | 0.72287 | 0.82614 | 1.0327 | 4.1307 | 3.6144 | 0 | 0 | 0 | 0 | 0 | 0 | 0 | 0 | 0 | 0 | 0 | 0 | 0 | 0 | 0 | 0 | 0 | 0 | 0 | 0 | 0 | 0 | 0 | 0 | 0 | 0 | 0 | 0 | 0 | 0 | 0 | 0 | 0 | 0 | 0 | 0 | 0 | 0 | 0
[19 empty] | Variable env & social | Input | £000s | 0 | 0 | 0 | 0 | 0 | 0.78 | 0.78 | 0.78 | 0.78 | 0.78 | 0.78 | 0.78 | 0.78 | 0.78 | 0.78 | 0.78 | 0.78 | 0.78 | 0.78 | 0.78 | 0.78 | 0.78 | 0.78 | 0.78 | 0.78 | 0.78 | 0.78 | 0.78 | 0.78 | 0.78 | 0.78 | 0.78 | 0.78 | 0.78 | 0.78 | 0.78 | 0.78 | 0.78 | 0.78 | 0.78 | 0.78 | 0.78 | 0.78 | 0.78 | 0.78 | 0.78 | 0.78 | 0.78 | 0.78 | 0.78 | 0.78 | 0.78 | 0.78 | 0.78 | 0.78 | 0.78 | 0.78 | 0.78 | 0.78 | 0.78 | 0.78 | 0.78 | 0.78 | 0.78 | 0.78 | 0.78 | 0.78 | 0.78 | 0.78 | 0.78 | 0.78 | 0.78 | 0.78 | 0.78 | 0.78 | 0.78 | 0.78 | 0.78 | 0.78 | 0.78 | 0 | 0 | 0 | 0 | 0 | 0 | 0 | 0 | 0 | 0 | 0 | 0 | 0 | 0 | 0 | 0 | 0 | 0 | 0 | 0 | 0 | 0 | 0 | 0
[19 empty] | Fixed carbon costs | Input | £000s | 2.7647 | 3.1596 | 3.9496 | 15.7982 | 13.8235 | 0 | 0 | 0 | 0 | 0 | 0 | 0 | 0 | 0 | 0 | 0 | 0 | 0 | 0 | 0 | 2.0018 | 2.2878 | 2.8597 | 11.439 | 10.0091 | 0 | 0 | 0 | 0 | 0 | 0 | 0 | 0 | 0 | 0 | 0 | 0 | 0 | 0 | 0 | 2.0018 | 2.2878 | 2.8597 | 11.439 | 10.0091 | 0 | 0 | 0 | 0 | 0 | 0 | 0 | 0 | 0 | 0 | 0 | 0 | 0 | 0 | 0 | 2.5652 | 2.9316 | 3.6645 | 14.6581 | 12.8258 | 0 | 0 | 0 | 0 | 0 | 0 | 0 | 0 | 0 | 0 | 0 | 0 | 0 | 0 | 0 | 0 | 0 | 0 | 0 | 0 | 0 | 0 | 0 | 0 | 0 | 0 | 0 | 0 | 0 | 0 | 0 | 0 | 0 | 0 | 0 | 0 | 0 | 0 | 0
[19 empty] | Variable carbon costs | Input | £000s | 0 | 0 | 0 | 0 | 0 | 13.801 | 12.7848 | 12.1514 | 11.9356 | 11.1222 | 10.4993 | 9.8764 | 9.2535 | 8.6305 | 8.0076 | 7.3847 | 6.7618 | 6.1388 | 5.5159 | 4.893 | 4.27 | 3.6471 | 3.0242 | 2.4013 | 1.7783 | 1.7783 | 1.7783 | 1.7783 | 1.7783 | 1.7783 | 1.7783 | 1.7783 | 1.7783 | 1.7783 | 1.7783 | 1.7783 | 1.7783 | 1.7783 | 1.7783 | 1.7783 | 1.7783 | 1.7783 | 1.7783 | 1.7783 | 1.7783 | 1.7783 | 1.7783 | 1.7783 | 1.7783 | 1.7783 | 1.7783 | 1.7783 | 1.7783 | 1.7783 | 1.7783 | 1.7783 | 1.7783 | 1.7783 | 1.7783 | 1.7783 | 1.7783 | 1.7783 | 1.7783 | 1.7783 | 1.7783 | 1.7783 | 1.7783 | 1.7783 | 1.7783 | 1.7783 | 1.7783 | 1.7783 | 1.7783 | 1.7783 | 1.7783 | 1.7783 | 1.7783 | 1.7783 | 1.7783 | 1.7783 | 0 | 0 | 0 | 0 | 0 | 0 | 0 | 0 | 0 | 0 | 0 | 0 | 0 | 0 | 0 | 0 | 0 | 0 | 0 | 0 | 0 | 0 | 0 | 0
[19 empty] | Customer willingness to pay | Input | £000s | 0 | 0 | 0 | 0 | 0 | 0 | 0 | 0 | 0 | 0 | 0 | 0 | 0 | 0 | 0 | 0 | 0 | 0 | 0 | 0 | 0 | 0 | 0 | 0 | 0 | 0 | 0 | 0 | 0 | 0 | 0 | 0 | 0 | 0 | 0 | 0 | 0 | 0 | 0 | 0 | 0 | 0 | 0 | 0 | 0 | 0 | 0 | 0 | 0 | 0 | 0 | 0 | 0 | 0 | 0 | 0 | 0 | 0 | 0 | 0 | 0 | 0 | 0 | 0 | 0 | 0 | 0 | 0 | 0 | 0 | 0 | 0 | 0 | 0 | 0 | 0 | 0 | 0 | 0 | 0 | 0 | 0 | 0 | 0 | 0 | 0 | 0 | 0 | 0 | 0 | 0 | 0 | 0 | 0 | 0 | 0 | 0 | 0 | 0 | 0 | 0 | 0 | 0 | 0
[19 empty] | Total | Sum of above (excl WAFU) | £000s | 2001.5538 | 2287.49 | 2859.3626 | 11437.4502 | 10007.769 | 901.565 | 900.5488 | 899.9154 | 899.6996 | 898.8862 | 898.2633 | 897.6404 | 897.0175 | 896.3945 | 895.7716 | 895.1487 | 894.5258 | 893.9028 | 893.2799 | 892.657 | 2341.29 | 2547.7036 | 2961.1538 | 9171.6278 | 8135.822 | 889.5423 | 889.5423 | 889.5423 | 889.5423 | 889.5423 | 889.5423 | 889.5423 | 889.5423 | 889.5423 | 889.5423 | 889.5423 | 889.5423 | 889.5423 | 889.5423 | 889.5423 | 2338.7983 | 2545.8348 | 2959.908 | 9171.0048 | 8135.822 | 889.5423 | 889.5423 | 889.5423 | 889.5423 | 889.5423 | 889.5423 | 889.5423 | 889.5423 | 889.5423 | 889.5423 | 889.5423 | 889.5423 | 889.5423 | 889.5423 | 889.5423 | 2746.6404 | 3011.9401 | 3542.5395 | 11501.5311 | 10175.0325 | 889.5423 | 889.5423 | 889.5423 | 889.5423 | 889.5423 | 889.5423 | 889.5423 | 889.5423 | 889.5423 | 889.5423 | 889.5423 | 889.5423 | 889.5423 | 889.5423 | 889.5423 | 0 | 0 | 0 | 0 | 0 | 0 | 0 | 0 | 0 | 0 | 0 | 0 | 0 | 0 | 0 | 0 | 0 | 0 | 0 | 0 | 0 | 0 | 0 | 0
58.1x | Birmingham BHs conversion to potable supply | BHS15 | GW enhancement | N | 2025-26 | Capacity | 9 | 78370.0425 | 54113.1131 | 19731.587 | 0 | 834.8739 | 370.6926 | 75050.2667 | 94.2257 | 95.764 | 1 | 3 | Gains in WAFU / Savings in demand | Input | Ml/d | 0 | 0 | 0 | 0 | 0 | 9 | 9 | 9 | 9 | 9 | 9 | 9 | 9 | 9 | 9 | 9 | 9 | 9 | 9 | 9 | 9 | 9 | 9 | 9 | 9 | 9 | 9 | 9 | 9 | 9 | 9 | 9 | 9 | 9 | 9 | 9 | 9 | 9 | 9 | 9 | 9 | 9 | 9 | 9 | 9 | 9 | 9 | 9 | 9 | 9 | 9 | 9 | 9 | 9 | 9 | 9 | 9 | 9 | 9 | 9 | 9 | 9 | 9 | 9 | 9 | 9 | 9 | 9 | 9 | 9 | 9 | 9 | 9 | 9 | 9 | 9 | 9 | 9 | 9 | 9 | 0 | 0 | 0 | 0 | 0 | 0 | 0 | 0 | 0 | 0 | 0 | 0 | 0 | 0 | 0 | 0 | 0 | 0 | 0 | 0 | 0 | 0 | 0 | 0
[19 empty] | Fixed capex | Input | £000s | 2835.77 | 3240.88 | 4051.1 | 16204.4 | 14178.85 | 0 | 0 | 0 | 0 | 0 | 0 | 0 | 0 | 0 | 0 | 0 | 0 | 0 | 0 | 0 | 1283.17 | 1466.48 | 1833.1 | 7332.4 | 6415.85 | 0 | 0 | 0 | 0 | 0 | 0 | 0 | 0 | 0 | 0 | 0 | 0 | 0 | 0 | 0 | 1283.17 | 1466.48 | 1833.1 | 7332.4 | 6415.85 | 0 | 0 | 0 | 0 | 0 | 0 | 0 | 0 | 0 | 0 | 0 | 0 | 0 | 0 | 0 | 2352.35 | 2688.4 | 3360.5 | 13442 | 11761.75 | 0 | 0 | 0 | 0 | 0 | 0 | 0 | 0 | 0 | 0 | 0 | 0 | 0 | 0 | 0 | 0 | 0 | 0 | 0 | 0 | 0 | 0 | 0 | 0 | 0 | 0 | 0 | 0 | 0 | 0 | 0 | 0 | 0 | 0 | 0 | 0 | 0 | 0 | 0
[19 empty] | Variable capex | Input | £000s | 0 | 0 | 0 | 0 | 0 | 0 | 0 | 0 | 0 | 0 | 0 | 0 | 0 | 0 | 0 | 0 | 0 | 0 | 0 | 0 | 0 | 0 | 0 | 0 | 0 | 0 | 0 | 0 | 0 | 0 | 0 | 0 | 0 | 0 | 0 | 0 | 0 | 0 | 0 | 0 | 0 | 0 | 0 | 0 | 0 | 0 | 0 | 0 | 0 | 0 | 0 | 0 | 0 | 0 | 0 | 0 | 0 | 0 | 0 | 0 | 0 | 0 | 0 | 0 | 0 | 0 | 0 | 0 | 0 | 0 | 0 | 0 | 0 | 0 | 0 | 0 | 0 | 0 | 0 | 0 | 0 | 0 | 0 | 0 | 0 | 0 | 0 | 0 | 0 | 0 | 0 | 0 | 0 | 0 | 0 | 0 | 0 | 0 | 0 | 0 | 0 | 0 | 0 | 0
[19 empty] | Financing costs | Input | £000s | 0 | 0 | 0 | 0 | 0 | 0 | 0 | 0 | 0 | 0 | 0 | 0 | 0 | 0 | 0 | 0 | 0 | 0 | 0 | 0 | 0 | 0 | 0 | 0 | 0 | 0 | 0 | 0 | 0 | 0 | 0 | 0 | 0 | 0 | 0 | 0 | 0 | 0 | 0 | 0 | 0 | 0 | 0 | 0 | 0 | 0 | 0 | 0 | 0 | 0 | 0 | 0 | 0 | 0 | 0 | 0 | 0 | 0 | 0 | 0 | 0 | 0 | 0 | 0 | 0 | 0 | 0 | 0 | 0 | 0 | 0 | 0 | 0 | 0 | 0 | 0 | 0 | 0 | 0 | 0 | 0 | 0 | 0 | 0 | 0 | 0 | 0 | 0 | 0 | 0 | 0 | 0 | 0 | 0 | 0 | 0 | 0 | 0 | 0 | 0 | 0 | 0 | 0 | 0
[19 empty] | Fixed opex | Input | £000s | 0 | 0 | 0 | 0 | 0 | 42.4 | 42.4 | 42.4 | 42.4 | 42.4 | 42.4 | 42.4 | 42.4 | 42.4 | 42.4 | 42.4 | 42.4 | 42.4 | 42.4 | 42.4 | 42.4 | 42.4 | 42.4 | 42.4 | 42.4 | 42.4 | 42.4 | 42.4 | 42.4 | 42.4 | 42.4 | 42.4 | 42.4 | 42.4 | 42.4 | 42.4 | 42.4 | 42.4 | 42.4 | 42.4 | 42.4 | 42.4 | 42.4 | 42.4 | 42.4 | 42.4 | 42.4 | 42.4 | 42.4 | 42.4 | 42.4 | 42.4 | 42.4 | 42.4 | 42.4 | 42.4 | 42.4 | 42.4 | 42.4 | 42.4 | 42.4 | 42.4 | 42.4 | 42.4 | 42.4 | 42.4 | 42.4 | 42.4 | 42.4 | 42.4 | 42.4 | 42.4 | 42.4 | 42.4 | 42.4 | 42.4 | 42.4 | 42.4 | 42.4 | 42.4 | 0 | 0 | 0 | 0 | 0 | 0 | 0 | 0 | 0 | 0 | 0 | 0 | 0 | 0 | 0 | 0 | 0 | 0 | 0 | 0 | 0 | 0 | 0 | 0
[19 empty] | Variable opex | Input | £000s | 0 | 0 | 0 | 0 | 0 | 784.6796 | 784.6796 | 784.6796 | 784.6796 | 784.6796 | 784.6796 | 784.6796 | 784.6796 | 784.6796 | 784.6796 | 784.6796 | 784.6796 | 784.6796 | 784.6796 | 784.6796 | 784.6796 | 784.6796 | 784.6796 | 784.6796 | 784.6796 | 784.6796 | 784.6796 | 784.6796 | 784.6796 | 784.6796 | 784.6796 | 784.6796 | 784.6796 | 784.6796 | 784.6796 | 784.6796 | 784.6796 | 784.6796 | 784.6796 | 784.6796 | 784.6796 | 784.6796 | 784.6796 | 784.6796 | 784.6796 | 784.6796 | 784.6796 | 784.6796 | 784.6796 | 784.6796 | 784.6796 | 784.6796 | 784.6796 | 784.6796 | 784.6796 | 784.6796 | 784.6796 | 784.6796 | 784.6796 | 784.6796 | 784.6796 | 784.6796 | 784.6796 | 784.6796 | 784.6796 | 784.6796 | 784.6796 | 784.6796 | 784.6796 | 784.6796 | 784.6796 | 784.6796 | 784.6796 | 784.6796 | 784.6796 | 784.6796 | 784.6796 | 784.6796 | 784.6796 | 784.6796 | 0 | 0 | 0 | 0 | 0 | 0 | 0 | 0 | 0 | 0 | 0 | 0 | 0 | 0 | 0 | 0 | 0 | 0 | 0 | 0 | 0 | 0 | 0 | 0
[19 empty] | Opex savings | Input | £000s | 0 | 0 | 0 | 0 | 0 | 0 | 0 | 0 | 0 | 0 | 0 | 0 | 0 | 0 | 0 | 0 | 0 | 0 | 0 | 0 | 0 | 0 | 0 | 0 | 0 | 0 | 0 | 0 | 0 | 0 | 0 | 0 | 0 | 0 | 0 | 0 | 0 | 0 | 0 | 0 | 0 | 0 | 0 | 0 | 0 | 0 | 0 | 0 | 0 | 0 | 0 | 0 | 0 | 0 | 0 | 0 | 0 | 0 | 0 | 0 | 0 | 0 | 0 | 0 | 0 | 0 | 0 | 0 | 0 | 0 | 0 | 0 | 0 | 0 | 0 | 0 | 0 | 0 | 0 | 0 | 0 | 0 | 0 | 0 | 0 | 0 | 0 | 0 | 0 | 0 | 0 | 0 | 0 | 0 | 0 | 0 | 0 | 0 | 0 | 0 | 0 | 0 | 0 | 0
[19 empty] | Fixed env & social | Input | £000s | 13.7375 | 15.7 | 19.625 | 78.5 | 68.6875 | 0 | 0 | 0 | 0 | 0 | 0 | 0 | 0 | 0 | 0 | 0 | 0 | 0 | 0 | 0 | 6.2161 | 7.1042 | 8.8802 | 35.5208 | 31.0807 | 0 | 0 | 0 | 0 | 0 | 0 | 0 | 0 | 0 | 0 | 0 | 0 | 0 | 0 | 0 | 6.2161 | 7.1042 | 8.8802 | 35.5208 | 31.0807 | 0 | 0 | 0 | 0 | 0 | 0 | 0 | 0 | 0 | 0 | 0 | 0 | 0 | 0 | 0 | 11.3956 | 13.0236 | 16.2795 | 65.1179 | 56.9782 | 0 | 0 | 0 | 0 | 0 | 0 | 0 | 0 | 0 | 0 | 0 | 0 | 0 | 0 | 0 | 0 | 0 | 0 | 0 | 0 | 0 | 0 | 0 | 0 | 0 | 0 | 0 | 0 | 0 | 0 | 0 | 0 | 0 | 0 | 0 | 0 | 0 | 0 | 0
[19 empty] | Variable env & social | Input | £000s | 0 | 0 | 0 | 0 | 0 | 4.55 | 4.55 | 4.55 | 4.55 | 4.55 | 4.55 | 4.55 | 4.55 | 4.55 | 4.55 | 4.55 | 4.55 | 4.55 | 4.55 | 4.55 | 4.55 | 4.55 | 4.55 | 4.55 | 4.55 | 4.55 | 4.55 | 4.55 | 4.55 | 4.55 | 4.55 | 4.55 | 4.55 | 4.55 | 4.55 | 4.55 | 4.55 | 4.55 | 4.55 | 4.55 | 4.55 | 4.55 | 4.55 | 4.55 | 4.55 | 4.55 | 4.55 | 4.55 | 4.55 | 4.55 | 4.55 | 4.55 | 4.55 | 4.55 | 4.55 | 4.55 | 4.55 | 4.55 | 4.55 | 4.55 | 4.55 | 4.55 | 4.55 | 4.55 | 4.55 | 4.55 | 4.55 | 4.55 | 4.55 | 4.55 | 4.55 | 4.55 | 4.55 | 4.55 | 4.55 | 4.55 | 4.55 | 4.55 | 4.55 | 4.55 | 0 | 0 | 0 | 0 | 0 | 0 | 0 | 0 | 0 | 0 | 0 | 0 | 0 | 0 | 0 | 0 | 0 | 0 | 0 | 0 | 0 | 0 | 0 | 0
[19 empty] | Fixed carbon costs | Input | £000s | 2.321 | 2.6525 | 3.3157 | 13.2627 | 11.6049 | 0 | 0 | 0 | 0 | 0 | 0 | 0 | 0 | 0 | 0 | 0 | 0 | 0 | 0 | 0 | 1.0502 | 1.2003 | 1.5003 | 6.0013 | 5.2511 | 0 | 0 | 0 | 0 | 0 | 0 | 0 | 0 | 0 | 0 | 0 | 0 | 0 | 0 | 0 | 1.0502 | 1.2003 | 1.5003 | 6.0013 | 5.2511 | 0 | 0 | 0 | 0 | 0 | 0 | 0 | 0 | 0 | 0 | 0 | 0 | 0 | 0 | 0 | 1.9253 | 2.2004 | 2.7504 | 11.0018 | 9.6266 | 0 | 0 | 0 | 0 | 0 | 0 | 0 | 0 | 0 | 0 | 0 | 0 | 0 | 0 | 0 | 0 | 0 | 0 | 0 | 0 | 0 | 0 | 0 | 0 | 0 | 0 | 0 | 0 | 0 | 0 | 0 | 0 | 0 | 0 | 0 | 0 | 0 | 0 | 0
[19 empty] | Variable carbon costs | Input | £000s | 0 | 0 | 0 | 0 | 0 | 87.68 | 81.224 | 77.2001 | 75.829 | 70.6614 | 66.7038 | 62.7463 | 58.7887 | 54.8312 | 50.8736 | 46.9161 | 42.9585 | 39.001 | 35.0434 | 31.0859 | 27.1283 | 23.1708 | 19.2132 | 15.2556 | 11.2981 | 11.2981 | 11.2981 | 11.2981 | 11.2981 | 11.2981 | 11.2981 | 11.2981 | 11.2981 | 11.2981 | 11.2981 | 11.2981 | 11.2981 | 11.2981 | 11.2981 | 11.2981 | 11.2981 | 11.2981 | 11.2981 | 11.2981 | 11.2981 | 11.2981 | 11.2981 | 11.2981 | 11.2981 | 11.2981 | 11.2981 | 11.2981 | 11.2981 | 11.2981 | 11.2981 | 11.2981 | 11.2981 | 11.2981 | 11.2981 | 11.2981 | 11.2981 | 11.2981 | 11.2981 | 11.2981 | 11.2981 | 11.2981 | 11.2981 | 11.2981 | 11.2981 | 11.2981 | 11.2981 | 11.2981 | 11.2981 | 11.2981 | 11.2981 | 11.2981 | 11.2981 | 11.2981 | 11.2981 | 11.2981 | 0 | 0 | 0 | 0 | 0 | 0 | 0 | 0 | 0 | 0 | 0 | 0 | 0 | 0 | 0 | 0 | 0 | 0 | 0 | 0 | 0 | 0 | 0 | 0
[19 empty] | Customer willingness to pay | Input | £000s | 0 | 0 | 0 | 0 | 0 | 0 | 0 | 0 | 0 | 0 | 0 | 0 | 0 | 0 | 0 | 0 | 0 | 0 | 0 | 0 | 0 | 0 | 0 | 0 | 0 | 0 | 0 | 0 | 0 | 0 | 0 | 0 | 0 | 0 | 0 | 0 | 0 | 0 | 0 | 0 | 0 | 0 | 0 | 0 | 0 | 0 | 0 | 0 | 0 | 0 | 0 | 0 | 0 | 0 | 0 | 0 | 0 | 0 | 0 | 0 | 0 | 0 | 0 | 0 | 0 | 0 | 0 | 0 | 0 | 0 | 0 | 0 | 0 | 0 | 0 | 0 | 0 | 0 | 0 | 0 | 0 | 0 | 0 | 0 | 0 | 0 | 0 | 0 | 0 | 0 | 0 | 0 | 0 | 0 | 0 | 0 | 0 | 0 | 0 | 0 | 0 | 0 | 0 | 0
[19 empty] | Total | Sum of above (excl WAFU) | £000s | 2851.8285 | 3259.2325 | 4074.0407 | 16296.1627 | 14259.1424 | 919.3096 | 912.8536 | 908.8297 | 907.4586 | 902.291 | 898.3334 | 894.3759 | 890.4183 | 886.4608 | 882.5032 | 878.5457 | 874.5881 | 870.6306 | 866.673 | 862.7155 | 2149.1943 | 2329.5848 | 2694.3233 | 8220.8074 | 7295.1095 | 842.9277 | 842.9277 | 842.9277 | 842.9277 | 842.9277 | 842.9277 | 842.9277 | 842.9277 | 842.9277 | 842.9277 | 842.9277 | 842.9277 | 842.9277 | 842.9277 | 842.9277 | 2133.3641 | 2317.7121 | 2686.4082 | 8216.8498 | 7295.1095 | 842.9277 | 842.9277 | 842.9277 | 842.9277 | 842.9277 | 842.9277 | 842.9277 | 842.9277 | 842.9277 | 842.9277 | 842.9277 | 842.9277 | 842.9277 | 842.9277 | 842.9277 | 3208.5986 | 3546.5516 | 4222.4576 | 14361.0474 | 12671.2825 | 842.9277 | 842.9277 | 842.9277 | 842.9277 | 842.9277 | 842.9277 | 842.9277 | 842.9277 | 842.9277 | 842.9277 | 842.9277 | 842.9277 | 842.9277 | 842.9277 | 842.9277 | 0 | 0 | 0 | 0 | 0 | 0 | 0 | 0 | 0 | 0 | 0 | 0 | 0 | 0 | 0 | 0 | 0 | 0 | 0 | 0 | 0 | 0 | 0 | 0
58.1x | Stanford Reservoir capacity increase (Size A) | DAM01 | Reservoir enlargement | Y | 2025-26 | Capacity | 2.5 | 21769.4563 | 1020.0873 | 2137.5817 | 0 | 99.8566 | 12.6133 | 3270.1389 | 14.505 | 15.0217 | 3 | 3 | Gains in WAFU / Savings in demand | Input | Ml/d | 0 | 0 | 0 | 0 | 0 | 2.5 | 2.5 | 2.5 | 2.5 | 2.5 | 2.5 | 2.5 | 2.5 | 2.5 | 2.5 | 2.5 | 2.5 | 2.5 | 2.5 | 2.5 | 2.5 | 2.5 | 2.5 | 2.5 | 2.5 | 2.5 | 2.5 | 2.5 | 2.5 | 2.5 | 2.5 | 2.5 | 2.5 | 2.5 | 2.5 | 2.5 | 2.5 | 2.5 | 2.5 | 2.5 | 2.5 | 2.5 | 2.5 | 2.5 | 2.5 | 2.5 | 2.5 | 2.5 | 2.5 | 2.5 | 2.5 | 2.5 | 2.5 | 2.5 | 2.5 | 2.5 | 2.5 | 2.5 | 2.5 | 2.5 | 2.5 | 2.5 | 2.5 | 2.5 | 2.5 | 2.5 | 2.5 | 2.5 | 2.5 | 2.5 | 2.5 | 2.5 | 2.5 | 2.5 | 2.5 | 2.5 | 2.5 | 2.5 | 2.5 | 2.5 | 0 | 0 | 0 | 0 | 0 | 0 | 0 | 0 | 0 | 0 | 0 | 0 | 0 | 0 | 0 | 0 | 0 | 0 | 0 | 0 | 0 | 0 | 0 | 0
[19 empty] | Fixed capex | Input | £000s | 68.53 | 78.32 | 97.9 | 391.6 | 342.65 | 0 | 0 | 0 | 0 | 0 | 0 | 0 | 0 | 0 | 0 | 0 | 0 | 0 | 0 | 0 | 0 | 0 | 0 | 0 | 0 | 0 | 0 | 0 | 0 | 0 | 0 | 0 | 0 | 0 | 0 | 0 | 0 | 0 | 0 | 0 | 0 | 0 | 0 | 0 | 0 | 0 | 0 | 0 | 0 | 0 | 0 | 0 | 0 | 0 | 0 | 0 | 0 | 0 | 0 | 0 | 68.53 | 78.32 | 97.9 | 391.6 | 342.65 | 0 | 0 | 0 | 0 | 0 | 0 | 0 | 0 | 0 | 0 | 0 | 0 | 0 | 0 | 0 | 0 | 0 | 0 | 0 | 0 | 0 | 0 | 0 | 0 | 0 | 0 | 0 | 0 | 0 | 0 | 0 | 0 | 0 | 0 | 0 | 0 | 0 | 0 | 0
[19 empty] | Variable capex | Input | £000s | 0 | 0 | 0 | 0 | 0 | 0 | 0 | 0 | 0 | 0 | 0 | 0 | 0 | 0 | 0 | 0 | 0 | 0 | 0 | 0 | 0 | 0 | 0 | 0 | 0 | 0 | 0 | 0 | 0 | 0 | 0 | 0 | 0 | 0 | 0 | 0 | 0 | 0 | 0 | 0 | 0 | 0 | 0 | 0 | 0 | 0 | 0 | 0 | 0 | 0 | 0 | 0 | 0 | 0 | 0 | 0 | 0 | 0 | 0 | 0 | 0 | 0 | 0 | 0 | 0 | 0 | 0 | 0 | 0 | 0 | 0 | 0 | 0 | 0 | 0 | 0 | 0 | 0 | 0 | 0 | 0 | 0 | 0 | 0 | 0 | 0 | 0 | 0 | 0 | 0 | 0 | 0 | 0 | 0 | 0 | 0 | 0 | 0 | 0 | 0 | 0 | 0 | 0 | 0
[19 empty] | Financing costs | Input | £000s | 0 | 0 | 0 | 0 | 0 | 0 | 0 | 0 | 0 | 0 | 0 | 0 | 0 | 0 | 0 | 0 | 0 | 0 | 0 | 0 | 0 | 0 | 0 | 0 | 0 | 0 | 0 | 0 | 0 | 0 | 0 | 0 | 0 | 0 | 0 | 0 | 0 | 0 | 0 | 0 | 0 | 0 | 0 | 0 | 0 | 0 | 0 | 0 | 0 | 0 | 0 | 0 | 0 | 0 | 0 | 0 | 0 | 0 | 0 | 0 | 0 | 0 | 0 | 0 | 0 | 0 | 0 | 0 | 0 | 0 | 0 | 0 | 0 | 0 | 0 | 0 | 0 | 0 | 0 | 0 | 0 | 0 | 0 | 0 | 0 | 0 | 0 | 0 | 0 | 0 | 0 | 0 | 0 | 0 | 0 | 0 | 0 | 0 | 0 | 0 | 0 | 0 | 0 | 0
[19 empty] | Fixed opex | Input | £000s | 0 | 0 | 0 | 0 | 0 | 19.8 | 19.8 | 19.8 | 19.8 | 19.8 | 19.8 | 19.8 | 19.8 | 19.8 | 19.8 | 19.8 | 19.8 | 19.8 | 19.8 | 19.8 | 19.8 | 19.8 | 19.8 | 19.8 | 19.8 | 19.8 | 19.8 | 19.8 | 19.8 | 19.8 | 19.8 | 19.8 | 19.8 | 19.8 | 19.8 | 19.8 | 19.8 | 19.8 | 19.8 | 19.8 | 19.8 | 19.8 | 19.8 | 19.8 | 19.8 | 19.8 | 19.8 | 19.8 | 19.8 | 19.8 | 19.8 | 19.8 | 19.8 | 19.8 | 19.8 | 19.8 | 19.8 | 19.8 | 19.8 | 19.8 | 19.8 | 19.8 | 19.8 | 19.8 | 19.8 | 19.8 | 19.8 | 19.8 | 19.8 | 19.8 | 19.8 | 19.8 | 19.8 | 19.8 | 19.8 | 19.8 | 19.8 | 19.8 | 19.8 | 19.8 | 0 | 0 | 0 | 0 | 0 | 0 | 0 | 0 | 0 | 0 | 0 | 0 | 0 | 0 | 0 | 0 | 0 | 0 | 0 | 0 | 0 | 0 | 0 | 0
[19 empty] | Variable opex | Input | £000s | 0 | 0 | 0 | 0 | 0 | 69.8 | 69.8 | 69.8 | 69.8 | 69.8 | 69.8 | 69.8 | 69.8 | 69.8 | 69.8 | 69.8 | 69.8 | 69.8 | 69.8 | 69.8 | 69.8 | 69.8 | 69.8 | 69.8 | 69.8 | 69.8 | 69.8 | 69.8 | 69.8 | 69.8 | 69.8 | 69.8 | 69.8 | 69.8 | 69.8 | 69.8 | 69.8 | 69.8 | 69.8 | 69.8 | 69.8 | 69.8 | 69.8 | 69.8 | 69.8 | 69.8 | 69.8 | 69.8 | 69.8 | 69.8 | 69.8 | 69.8 | 69.8 | 69.8 | 69.8 | 69.8 | 69.8 | 69.8 | 69.8 | 69.8 | 69.8 | 69.8 | 69.8 | 69.8 | 69.8 | 69.8 | 69.8 | 69.8 | 69.8 | 69.8 | 69.8 | 69.8 | 69.8 | 69.8 | 69.8 | 69.8 | 69.8 | 69.8 | 69.8 | 69.8 | 0 | 0 | 0 | 0 | 0 | 0 | 0 | 0 | 0 | 0 | 0 | 0 | 0 | 0 | 0 | 0 | 0 | 0 | 0 | 0 | 0 | 0 | 0 | 0
[19 empty] | Opex savings | Input | £000s | 0 | 0 | 0 | 0 | 0 | 0 | 0 | 0 | 0 | 0 | 0 | 0 | 0 | 0 | 0 | 0 | 0 | 0 | 0 | 0 | 0 | 0 | 0 | 0 | 0 | 0 | 0 | 0 | 0 | 0 | 0 | 0 | 0 | 0 | 0 | 0 | 0 | 0 | 0 | 0 | 0 | 0 | 0 | 0 | 0 | 0 | 0 | 0 | 0 | 0 | 0 | 0 | 0 | 0 | 0 | 0 | 0 | 0 | 0 | 0 | 0 | 0 | 0 | 0 | 0 | 0 | 0 | 0 | 0 | 0 | 0 | 0 | 0 | 0 | 0 | 0 | 0 | 0 | 0 | 0 | 0 | 0 | 0 | 0 | 0 | 0 | 0 | 0 | 0 | 0 | 0 | 0 | 0 | 0 | 0 | 0 | 0 | 0 | 0 | 0 | 0 | 0 | 0 | 0
[19 empty] | Fixed env & social | Input | £000s | 0.1582 | 0.1808 | 0.226 | 0.904 | 0.791 | 0 | 0 | 0 | 0 | 0 | 0 | 0 | 0 | 0 | 0 | 0 | 0 | 0 | 0 | 0 | 0 | 0 | 0 | 0 | 0 | 0 | 0 | 0 | 0 | 0 | 0 | 0 | 0 | 0 | 0 | 0 | 0 | 0 | 0 | 0 | 0 | 0 | 0 | 0 | 0 | 0 | 0 | 0 | 0 | 0 | 0 | 0 | 0 | 0 | 0 | 0 | 0 | 0 | 0 | 0 | 0.1582 | 0.1808 | 0.226 | 0.904 | 0.791 | 0 | 0 | 0 | 0 | 0 | 0 | 0 | 0 | 0 | 0 | 0 | 0 | 0 | 0 | 0 | 0 | 0 | 0 | 0 | 0 | 0 | 0 | 0 | 0 | 0 | 0 | 0 | 0 | 0 | 0 | 0 | 0 | 0 | 0 | 0 | 0 | 0 | 0 | 0
[19 empty] | Variable env & social | Input | £000s | 0 | 0 | 0 | 0 | 0 | 0.43 | 0.43 | 0.43 | 0.43 | 0.43 | 0.43 | 0.43 | 0.43 | 0.43 | 0.43 | 0.43 | 0.43 | 0.43 | 0.43 | 0.43 | 0.43 | 0.43 | 0.43 | 0.43 | 0.43 | 0.43 | 0.43 | 0.43 | 0.43 | 0.43 | 0.43 | 0.43 | 0.43 | 0.43 | 0.43 | 0.43 | 0.43 | 0.43 | 0.43 | 0.43 | 0.43 | 0.43 | 0.43 | 0.43 | 0.43 | 0.43 | 0.43 | 0.43 | 0.43 | 0.43 | 0.43 | 0.43 | 0.43 | 0.43 | 0.43 | 0.43 | 0.43 | 0.43 | 0.43 | 0.43 | 0.43 | 0.43 | 0.43 | 0.43 | 0.43 | 0.43 | 0.43 | 0.43 | 0.43 | 0.43 | 0.43 | 0.43 | 0.43 | 0.43 | 0.43 | 0.43 | 0.43 | 0.43 | 0.43 | 0.43 | 0 | 0 | 0 | 0 | 0 | 0 | 0 | 0 | 0 | 0 | 0 | 0 | 0 | 0 | 0 | 0 | 0 | 0 | 0 | 0 | 0 | 0 | 0 | 0
[19 empty] | Fixed carbon costs | Input | £000s | 0.13653 | 0.15603 | 0.19504 | 0.78016 | 0.68264 | 0 | 0 | 0 | 0 | 0 | 0 | 0 | 0 | 0 | 0 | 0 | 0 | 0 | 0 | 0 | 0 | 0 | 0 | 0 | 0 | 0 | 0 | 0 | 0 | 0 | 0 | 0 | 0 | 0 | 0 | 0 | 0 | 0 | 0 | 0 | 0 | 0 | 0 | 0 | 0 | 0 | 0 | 0 | 0 | 0 | 0 | 0 | 0 | 0 | 0 | 0 | 0 | 0 | 0 | 0 | 0.13653 | 0.15603 | 0.19504 | 0.78016 | 0.68264 | 0 | 0 | 0 | 0 | 0 | 0 | 0 | 0 | 0 | 0 | 0 | 0 | 0 | 0 | 0 | 0 | 0 | 0 | 0 | 0 | 0 | 0 | 0 | 0 | 0 | 0 | 0 | 0 | 0 | 0 | 0 | 0 | 0 | 0 | 0 | 0 | 0 | 0 | 0
[19 empty] | Variable carbon costs | Input | £000s | 0 | 0 | 0 | 0 | 0 | 10.8492 | 10.0504 | 9.5525 | 9.3828 | 8.7434 | 8.2537 | 7.764 | 7.2743 | 6.7846 | 6.2949 | 5.8052 | 5.3155 | 4.8259 | 4.3362 | 3.8465 | 3.3568 | 2.8671 | 2.3774 | 1.8877 | 1.398 | 1.398 | 1.398 | 1.398 | 1.398 | 1.398 | 1.398 | 1.398 | 1.398 | 1.398 | 1.398 | 1.398 | 1.398 | 1.398 | 1.398 | 1.398 | 1.398 | 1.398 | 1.398 | 1.398 | 1.398 | 1.398 | 1.398 | 1.398 | 1.398 | 1.398 | 1.398 | 1.398 | 1.398 | 1.398 | 1.398 | 1.398 | 1.398 | 1.398 | 1.398 | 1.398 | 1.398 | 1.398 | 1.398 | 1.398 | 1.398 | 1.398 | 1.398 | 1.398 | 1.398 | 1.398 | 1.398 | 1.398 | 1.398 | 1.398 | 1.398 | 1.398 | 1.398 | 1.398 | 1.398 | 1.398 | 0 | 0 | 0 | 0 | 0 | 0 | 0 | 0 | 0 | 0 | 0 | 0 | 0 | 0 | 0 | 0 | 0 | 0 | 0 | 0 | 0 | 0 | 0 | 0
[19 empty] | Customer willingness to pay | Input | £000s | 0 | 0 | 0 | 0 | 0 | 0 | 0 | 0 | 0 | 0 | 0 | 0 | 0 | 0 | 0 | 0 | 0 | 0 | 0 | 0 | 0 | 0 | 0 | 0 | 0 | 0 | 0 | 0 | 0 | 0 | 0 | 0 | 0 | 0 | 0 | 0 | 0 | 0 | 0 | 0 | 0 | 0 | 0 | 0 | 0 | 0 | 0 | 0 | 0 | 0 | 0 | 0 | 0 | 0 | 0 | 0 | 0 | 0 | 0 | 0 | 0 | 0 | 0 | 0 | 0 | 0 | 0 | 0 | 0 | 0 | 0 | 0 | 0 | 0 | 0 | 0 | 0 | 0 | 0 | 0 | 0 | 0 | 0 | 0 | 0 | 0 | 0 | 0 | 0 | 0 | 0 | 0 | 0 | 0 | 0 | 0 | 0 | 0 | 0 | 0 | 0 | 0 | 0 | 0
[19 empty] | Total | Sum of above (excl WAFU) | £000s | 68.8247 | 78.6568 | 98.321 | 393.2842 | 344.1236 | 100.8792 | 100.0804 | 99.5825 | 99.4128 | 98.7734 | 98.2837 | 97.794 | 97.3043 | 96.8146 | 96.3249 | 95.8352 | 95.3455 | 94.8559 | 94.3662 | 93.8765 | 93.3868 | 92.8971 | 92.4074 | 91.9177 | 91.428 | 91.428 | 91.428 | 91.428 | 91.428 | 91.428 | 91.428 | 91.428 | 91.428 | 91.428 | 91.428 | 91.428 | 91.428 | 91.428 | 91.428 | 91.428 | 91.428 | 91.428 | 91.428 | 91.428 | 91.428 | 91.428 | 91.428 | 91.428 | 91.428 | 91.428 | 91.428 | 91.428 | 91.428 | 91.428 | 91.428 | 91.428 | 91.428 | 91.428 | 91.428 | 91.428 | 160.2527 | 170.0848 | 189.749 | 484.7121 | 435.5516 | 91.428 | 91.428 | 91.428 | 91.428 | 91.428 | 91.428 | 91.428 | 91.428 | 91.428 | 91.428 | 91.428 | 91.428 | 91.428 | 91.428 | 91.428 | 0 | 0 | 0 | 0 | 0 | 0 | 0 | 0 | 0 | 0 | 0 | 0 | 0 | 0 | 0 | 0 | 0 | 0 | 0 | 0 | 0 | 0 | 0 | 0
58.1x | Lower Shustoke capacity increase (Size A) | DAM02 | Reservoir enlargement | Y | 2025-26 | Capacity | 2.5 | 21769.4563 | 1892.2151 | 1941.9548 | 0 | 109.1796 | 23.033 | 3966.3825 | 17.6126 | 18.2199 | 3 | 3 | Gains in WAFU / Savings in demand | Input | Ml/d | 0 | 0 | 0 | 0 | 0 | 2.5 | 2.5 | 2.5 | 2.5 | 2.5 | 2.5 | 2.5 | 2.5 | 2.5 | 2.5 | 2.5 | 2.5 | 2.5 | 2.5 | 2.5 | 2.5 | 2.5 | 2.5 | 2.5 | 2.5 | 2.5 | 2.5 | 2.5 | 2.5 | 2.5 | 2.5 | 2.5 | 2.5 | 2.5 | 2.5 | 2.5 | 2.5 | 2.5 | 2.5 | 2.5 | 2.5 | 2.5 | 2.5 | 2.5 | 2.5 | 2.5 | 2.5 | 2.5 | 2.5 | 2.5 | 2.5 | 2.5 | 2.5 | 2.5 | 2.5 | 2.5 | 2.5 | 2.5 | 2.5 | 2.5 | 2.5 | 2.5 | 2.5 | 2.5 | 2.5 | 2.5 | 2.5 | 2.5 | 2.5 | 2.5 | 2.5 | 2.5 | 2.5 | 2.5 | 2.5 | 2.5 | 2.5 | 2.5 | 2.5 | 2.5 | 0 | 0 | 0 | 0 | 0 | 0 | 0 | 0 | 0 | 0 | 0 | 0 | 0 | 0 | 0 | 0 | 0 | 0 | 0 | 0 | 0 | 0 | 0 | 0
[19 empty] | Fixed capex | Input | £000s | 127.12 | 145.28 | 181.6 | 726.4 | 635.6 | 0 | 0 | 0 | 0 | 0 | 0 | 0 | 0 | 0 | 0 | 0 | 0 | 0 | 0 | 0 | 0 | 0 | 0 | 0 | 0 | 0 | 0 | 0 | 0 | 0 | 0 | 0 | 0 | 0 | 0 | 0 | 0 | 0 | 0 | 0 | 0 | 0 | 0 | 0 | 0 | 0 | 0 | 0 | 0 | 0 | 0 | 0 | 0 | 0 | 0 | 0 | 0 | 0 | 0 | 0 | 127.12 | 145.28 | 181.6 | 726.4 | 635.6 | 0 | 0 | 0 | 0 | 0 | 0 | 0 | 0 | 0 | 0 | 0 | 0 | 0 | 0 | 0 | 0 | 0 | 0 | 0 | 0 | 0 | 0 | 0 | 0 | 0 | 0 | 0 | 0 | 0 | 0 | 0 | 0 | 0 | 0 | 0 | 0 | 0 | 0 | 0
[19 empty] | Variable capex | Input | £000s | 0 | 0 | 0 | 0 | 0 | 0 | 0 | 0 | 0 | 0 | 0 | 0 | 0 | 0 | 0 | 0 | 0 | 0 | 0 | 0 | 0 | 0 | 0 | 0 | 0 | 0 | 0 | 0 | 0 | 0 | 0 | 0 | 0 | 0 | 0 | 0 | 0 | 0 | 0 | 0 | 0 | 0 | 0 | 0 | 0 | 0 | 0 | 0 | 0 | 0 | 0 | 0 | 0 | 0 | 0 | 0 | 0 | 0 | 0 | 0 | 0 | 0 | 0 | 0 | 0 | 0 | 0 | 0 | 0 | 0 | 0 | 0 | 0 | 0 | 0 | 0 | 0 | 0 | 0 | 0 | 0 | 0 | 0 | 0 | 0 | 0 | 0 | 0 | 0 | 0 | 0 | 0 | 0 | 0 | 0 | 0 | 0 | 0 | 0 | 0 | 0 | 0 | 0 | 0
[19 empty] | Financing costs | Input | £000s | 0 | 0 | 0 | 0 | 0 | 0 | 0 | 0 | 0 | 0 | 0 | 0 | 0 | 0 | 0 | 0 | 0 | 0 | 0 | 0 | 0 | 0 | 0 | 0 | 0 | 0 | 0 | 0 | 0 | 0 | 0 | 0 | 0 | 0 | 0 | 0 | 0 | 0 | 0 | 0 | 0 | 0 | 0 | 0 | 0 | 0 | 0 | 0 | 0 | 0 | 0 | 0 | 0 | 0 | 0 | 0 | 0 | 0 | 0 | 0 | 0 | 0 | 0 | 0 | 0 | 0 | 0 | 0 | 0 | 0 | 0 | 0 | 0 | 0 | 0 | 0 | 0 | 0 | 0 | 0 | 0 | 0 | 0 | 0 | 0 | 0 | 0 | 0 | 0 | 0 | 0 | 0 | 0 | 0 | 0 | 0 | 0 | 0 | 0 | 0 | 0 | 0 | 0 | 0
[19 empty] | Fixed opex | Input | £000s | 0 | 0 | 0 | 0 | 0 | 15 | 15 | 15 | 15 | 15 | 15 | 15 | 15 | 15 | 15 | 15 | 15 | 15 | 15 | 15 | 15 | 15 | 15 | 15 | 15 | 15 | 15 | 15 | 15 | 15 | 15 | 15 | 15 | 15 | 15 | 15 | 15 | 15 | 15 | 15 | 15 | 15 | 15 | 15 | 15 | 15 | 15 | 15 | 15 | 15 | 15 | 15 | 15 | 15 | 15 | 15 | 15 | 15 | 15 | 15 | 15 | 15 | 15 | 15 | 15 | 15 | 15 | 15 | 15 | 15 | 15 | 15 | 15 | 15 | 15 | 15 | 15 | 15 | 15 | 15 | 0 | 0 | 0 | 0 | 0 | 0 | 0 | 0 | 0 | 0 | 0 | 0 | 0 | 0 | 0 | 0 | 0 | 0 | 0 | 0 | 0 | 0 | 0 | 0
[19 empty] | Variable opex | Input | £000s | 0 | 0 | 0 | 0 | 0 | 66.4 | 66.4 | 66.4 | 66.4 | 66.4 | 66.4 | 66.4 | 66.4 | 66.4 | 66.4 | 66.4 | 66.4 | 66.4 | 66.4 | 66.4 | 66.4 | 66.4 | 66.4 | 66.4 | 66.4 | 66.4 | 66.4 | 66.4 | 66.4 | 66.4 | 66.4 | 66.4 | 66.4 | 66.4 | 66.4 | 66.4 | 66.4 | 66.4 | 66.4 | 66.4 | 66.4 | 66.4 | 66.4 | 66.4 | 66.4 | 66.4 | 66.4 | 66.4 | 66.4 | 66.4 | 66.4 | 66.4 | 66.4 | 66.4 | 66.4 | 66.4 | 66.4 | 66.4 | 66.4 | 66.4 | 66.4 | 66.4 | 66.4 | 66.4 | 66.4 | 66.4 | 66.4 | 66.4 | 66.4 | 66.4 | 66.4 | 66.4 | 66.4 | 66.4 | 66.4 | 66.4 | 66.4 | 66.4 | 66.4 | 66.4 | 0 | 0 | 0 | 0 | 0 | 0 | 0 | 0 | 0 | 0 | 0 | 0 | 0 | 0 | 0 | 0 | 0 | 0 | 0 | 0 | 0 | 0 | 0 | 0
[19 empty] | Opex savings | Input | £000s | 0 | 0 | 0 | 0 | 0 | 0 | 0 | 0 | 0 | 0 | 0 | 0 | 0 | 0 | 0 | 0 | 0 | 0 | 0 | 0 | 0 | 0 | 0 | 0 | 0 | 0 | 0 | 0 | 0 | 0 | 0 | 0 | 0 | 0 | 0 | 0 | 0 | 0 | 0 | 0 | 0 | 0 | 0 | 0 | 0 | 0 | 0 | 0 | 0 | 0 | 0 | 0 | 0 | 0 | 0 | 0 | 0 | 0 | 0 | 0 | 0 | 0 | 0 | 0 | 0 | 0 | 0 | 0 | 0 | 0 | 0 | 0 | 0 | 0 | 0 | 0 | 0 | 0 | 0 | 0 | 0 | 0 | 0 | 0 | 0 | 0 | 0 | 0 | 0 | 0 | 0 | 0 | 0 | 0 | 0 | 0 | 0 | 0 | 0 | 0 | 0 | 0 | 0 | 0
[19 empty] | Fixed env & social | Input | £000s | 0.8582 | 0.9808 | 1.226 | 4.904 | 4.291 | 0 | 0 | 0 | 0 | 0 | 0 | 0 | 0 | 0 | 0 | 0 | 0 | 0 | 0 | 0 | 0 | 0 | 0 | 0 | 0 | 0 | 0 | 0 | 0 | 0 | 0 | 0 | 0 | 0 | 0 | 0 | 0 | 0 | 0 | 0 | 0 | 0 | 0 | 0 | 0 | 0 | 0 | 0 | 0 | 0 | 0 | 0 | 0 | 0 | 0 | 0 | 0 | 0 | 0 | 0 | 0.8582 | 0.9808 | 1.226 | 4.904 | 4.291 | 0 | 0 | 0 | 0 | 0 | 0 | 0 | 0 | 0 | 0 | 0 | 0 | 0 | 0 | 0 | 0 | 0 | 0 | 0 | 0 | 0 | 0 | 0 | 0 | 0 | 0 | 0 | 0 | 0 | 0 | 0 | 0 | 0 | 0 | 0 | 0 | 0 | 0 | 0
[19 empty] | Variable env & social | Input | £000s | 0 | 0 | 0 | 0 | 0 | 0.43 | 0.43 | 0.43 | 0.43 | 0.43 | 0.43 | 0.43 | 0.43 | 0.43 | 0.43 | 0.43 | 0.43 | 0.43 | 0.43 | 0.43 | 0.43 | 0.43 | 0.43 | 0.43 | 0.43 | 0.43 | 0.43 | 0.43 | 0.43 | 0.43 | 0.43 | 0.43 | 0.43 | 0.43 | 0.43 | 0.43 | 0.43 | 0.43 | 0.43 | 0.43 | 0.43 | 0.43 | 0.43 | 0.43 | 0.43 | 0.43 | 0.43 | 0.43 | 0.43 | 0.43 | 0.43 | 0.43 | 0.43 | 0.43 | 0.43 | 0.43 | 0.43 | 0.43 | 0.43 | 0.43 | 0.43 | 0.43 | 0.43 | 0.43 | 0.43 | 0.43 | 0.43 | 0.43 | 0.43 | 0.43 | 0.43 | 0.43 | 0.43 | 0.43 | 0.43 | 0.43 | 0.43 | 0.43 | 0.43 | 0.43 | 0 | 0 | 0 | 0 | 0 | 0 | 0 | 0 | 0 | 0 | 0 | 0 | 0 | 0 | 0 | 0 | 0 | 0 | 0 | 0 | 0 | 0 | 0 | 0
[19 empty] | Fixed carbon costs | Input | £000s | 0.88743 | 1.0142 | 1.2678 | 5.071 | 4.4372 | 0 | 0 | 0 | 0 | 0 | 0 | 0 | 0 | 0 | 0 | 0 | 0 | 0 | 0 | 0 | 0 | 0 | 0 | 0 | 0 | 0 | 0 | 0 | 0 | 0 | 0 | 0 | 0 | 0 | 0 | 0 | 0 | 0 | 0 | 0 | 0 | 0 | 0 | 0 | 0 | 0 | 0 | 0 | 0 | 0 | 0 | 0 | 0 | 0 | 0 | 0 | 0 | 0 | 0 | 0 | 0.88743 | 1.0142 | 1.2678 | 5.071 | 4.4372 | 0 | 0 | 0 | 0 | 0 | 0 | 0 | 0 | 0 | 0 | 0 | 0 | 0 | 0 | 0 | 0 | 0 | 0 | 0 | 0 | 0 | 0 | 0 | 0 | 0 | 0 | 0 | 0 | 0 | 0 | 0 | 0 | 0 | 0 | 0 | 0 | 0 | 0 | 0
[19 empty] | Variable carbon costs | Input | £000s | 0 | 0 | 0 | 0 | 0 | 10.6436 | 9.8599 | 9.3714 | 9.205 | 8.5777 | 8.0973 | 7.6168 | 7.1364 | 6.656 | 6.1756 | 5.6952 | 5.2148 | 4.7344 | 4.254 | 3.7735 | 3.2931 | 2.8127 | 2.3323 | 1.8519 | 1.3715 | 1.3715 | 1.3715 | 1.3715 | 1.3715 | 1.3715 | 1.3715 | 1.3715 | 1.3715 | 1.3715 | 1.3715 | 1.3715 | 1.3715 | 1.3715 | 1.3715 | 1.3715 | 1.3715 | 1.3715 | 1.3715 | 1.3715 | 1.3715 | 1.3715 | 1.3715 | 1.3715 | 1.3715 | 1.3715 | 1.3715 | 1.3715 | 1.3715 | 1.3715 | 1.3715 | 1.3715 | 1.3715 | 1.3715 | 1.3715 | 1.3715 | 1.3715 | 1.3715 | 1.3715 | 1.3715 | 1.3715 | 1.3715 | 1.3715 | 1.3715 | 1.3715 | 1.3715 | 1.3715 | 1.3715 | 1.3715 | 1.3715 | 1.3715 | 1.3715 | 1.3715 | 1.3715 | 1.3715 | 1.3715 | 0 | 0 | 0 | 0 | 0 | 0 | 0 | 0 | 0 | 0 | 0 | 0 | 0 | 0 | 0 | 0 | 0 | 0 | 0 | 0 | 0 | 0 | 0 | 0
[19 empty] | Customer willingness to pay | Input | £000s | 0 | 0 | 0 | 0 | 0 | 0 | 0 | 0 | 0 | 0 | 0 | 0 | 0 | 0 | 0 | 0 | 0 | 0 | 0 | 0 | 0 | 0 | 0 | 0 | 0 | 0 | 0 | 0 | 0 | 0 | 0 | 0 | 0 | 0 | 0 | 0 | 0 | 0 | 0 | 0 | 0 | 0 | 0 | 0 | 0 | 0 | 0 | 0 | 0 | 0 | 0 | 0 | 0 | 0 | 0 | 0 | 0 | 0 | 0 | 0 | 0 | 0 | 0 | 0 | 0 | 0 | 0 | 0 | 0 | 0 | 0 | 0 | 0 | 0 | 0 | 0 | 0 | 0 | 0 | 0 | 0 | 0 | 0 | 0 | 0 | 0 | 0 | 0 | 0 | 0 | 0 | 0 | 0 | 0 | 0 | 0 | 0 | 0 | 0 | 0 | 0 | 0 | 0 | 0
[19 empty] | Total | Sum of above (excl WAFU) | £000s | 128.8656 | 147.275 | 184.0938 | 736.375 | 644.3282 | 92.4736 | 91.6899 | 91.2014 | 91.035 | 90.4077 | 89.9273 | 89.4468 | 88.9664 | 88.486 | 88.0056 | 87.5252 | 87.0448 | 86.5644 | 86.084 | 85.6035 | 85.1231 | 84.6427 | 84.1623 | 83.6819 | 83.2015 | 83.2015 | 83.2015 | 83.2015 | 83.2015 | 83.2015 | 83.2015 | 83.2015 | 83.2015 | 83.2015 | 83.2015 | 83.2015 | 83.2015 | 83.2015 | 83.2015 | 83.2015 | 83.2015 | 83.2015 | 83.2015 | 83.2015 | 83.2015 | 83.2015 | 83.2015 | 83.2015 | 83.2015 | 83.2015 | 83.2015 | 83.2015 | 83.2015 | 83.2015 | 83.2015 | 83.2015 | 83.2015 | 83.2015 | 83.2015 | 83.2015 | 212.0671 | 230.4765 | 267.2952 | 819.5765 | 727.5296 | 83.2015 | 83.2015 | 83.2015 | 83.2015 | 83.2015 | 83.2015 | 83.2015 | 83.2015 | 83.2015 | 83.2015 | 83.2015 | 83.2015 | 83.2015 | 83.2015 | 83.2015 | 0 | 0 | 0 | 0 | 0 | 0 | 0 | 0 | 0 | 0 | 0 | 0 | 0 | 0 | 0 | 0 | 0 | 0 | 0 | 0 | 0 | 0 | 0 | 0
58.1x | Whitacre Reservoir capacity increase (Size A) | DAM03 | Reservoir enlargement | Y | 2025-26 | Capacity | 2.5 | 21769.4563 | 631.433 | 1941.9548 | 0 | 98.0022 | 22.3141 | 2693.704 | 11.8211 | 12.3738 | 3 | 3 | Gains in WAFU / Savings in demand | Input | Ml/d | 0 | 0 | 0 | 0 | 0 | 2.5 | 2.5 | 2.5 | 2.5 | 2.5 | 2.5 | 2.5 | 2.5 | 2.5 | 2.5 | 2.5 | 2.5 | 2.5 | 2.5 | 2.5 | 2.5 | 2.5 | 2.5 | 2.5 | 2.5 | 2.5 | 2.5 | 2.5 | 2.5 | 2.5 | 2.5 | 2.5 | 2.5 | 2.5 | 2.5 | 2.5 | 2.5 | 2.5 | 2.5 | 2.5 | 2.5 | 2.5 | 2.5 | 2.5 | 2.5 | 2.5 | 2.5 | 2.5 | 2.5 | 2.5 | 2.5 | 2.5 | 2.5 | 2.5 | 2.5 | 2.5 | 2.5 | 2.5 | 2.5 | 2.5 | 2.5 | 2.5 | 2.5 | 2.5 | 2.5 | 2.5 | 2.5 | 2.5 | 2.5 | 2.5 | 2.5 | 2.5 | 2.5 | 2.5 | 2.5 | 2.5 | 2.5 | 2.5 | 2.5 | 2.5 | 0 | 0 | 0 | 0 | 0 | 0 | 0 | 0 | 0 | 0 | 0 | 0 | 0 | 0 | 0 | 0 | 0 | 0 | 0 | 0 | 0 | 0 | 0 | 0
[19 empty] | Fixed capex | Input | £000s | 42.42 | 48.48 | 60.6 | 242.4 | 212.1 | 0 | 0 | 0 | 0 | 0 | 0 | 0 | 0 | 0 | 0 | 0 | 0 | 0 | 0 | 0 | 0 | 0 | 0 | 0 | 0 | 0 | 0 | 0 | 0 | 0 | 0 | 0 | 0 | 0 | 0 | 0 | 0 | 0 | 0 | 0 | 0 | 0 | 0 | 0 | 0 | 0 | 0 | 0 | 0 | 0 | 0 | 0 | 0 | 0 | 0 | 0 | 0 | 0 | 0 | 0 | 42.42 | 48.48 | 60.6 | 242.4 | 212.1 | 0 | 0 | 0 | 0 | 0 | 0 | 0 | 0 | 0 | 0 | 0 | 0 | 0 | 0 | 0 | 0 | 0 | 0 | 0 | 0 | 0 | 0 | 0 | 0 | 0 | 0 | 0 | 0 | 0 | 0 | 0 | 0 | 0 | 0 | 0 | 0 | 0 | 0 | 0
[19 empty] | Variable capex | Input | £000s | 0 | 0 | 0 | 0 | 0 | 0 | 0 | 0 | 0 | 0 | 0 | 0 | 0 | 0 | 0 | 0 | 0 | 0 | 0 | 0 | 0 | 0 | 0 | 0 | 0 | 0 | 0 | 0 | 0 | 0 | 0 | 0 | 0 | 0 | 0 | 0 | 0 | 0 | 0 | 0 | 0 | 0 | 0 | 0 | 0 | 0 | 0 | 0 | 0 | 0 | 0 | 0 | 0 | 0 | 0 | 0 | 0 | 0 | 0 | 0 | 0 | 0 | 0 | 0 | 0 | 0 | 0 | 0 | 0 | 0 | 0 | 0 | 0 | 0 | 0 | 0 | 0 | 0 | 0 | 0 | 0 | 0 | 0 | 0 | 0 | 0 | 0 | 0 | 0 | 0 | 0 | 0 | 0 | 0 | 0 | 0 | 0 | 0 | 0 | 0 | 0 | 0 | 0 | 0
[19 empty] | Financing costs | Input | £000s | 0 | 0 | 0 | 0 | 0 | 0 | 0 | 0 | 0 | 0 | 0 | 0 | 0 | 0 | 0 | 0 | 0 | 0 | 0 | 0 | 0 | 0 | 0 | 0 | 0 | 0 | 0 | 0 | 0 | 0 | 0 | 0 | 0 | 0 | 0 | 0 | 0 | 0 | 0 | 0 | 0 | 0 | 0 | 0 | 0 | 0 | 0 | 0 | 0 | 0 | 0 | 0 | 0 | 0 | 0 | 0 | 0 | 0 | 0 | 0 | 0 | 0 | 0 | 0 | 0 | 0 | 0 | 0 | 0 | 0 | 0 | 0 | 0 | 0 | 0 | 0 | 0 | 0 | 0 | 0 | 0 | 0 | 0 | 0 | 0 | 0 | 0 | 0 | 0 | 0 | 0 | 0 | 0 | 0 | 0 | 0 | 0 | 0 | 0 | 0 | 0 | 0 | 0 | 0
[19 empty] | Fixed opex | Input | £000s | 0 | 0 | 0 | 0 | 0 | 15 | 15 | 15 | 15 | 15 | 15 | 15 | 15 | 15 | 15 | 15 | 15 | 15 | 15 | 15 | 15 | 15 | 15 | 15 | 15 | 15 | 15 | 15 | 15 | 15 | 15 | 15 | 15 | 15 | 15 | 15 | 15 | 15 | 15 | 15 | 15 | 15 | 15 | 15 | 15 | 15 | 15 | 15 | 15 | 15 | 15 | 15 | 15 | 15 | 15 | 15 | 15 | 15 | 15 | 15 | 15 | 15 | 15 | 15 | 15 | 15 | 15 | 15 | 15 | 15 | 15 | 15 | 15 | 15 | 15 | 15 | 15 | 15 | 15 | 15 | 0 | 0 | 0 | 0 | 0 | 0 | 0 | 0 | 0 | 0 | 0 | 0 | 0 | 0 | 0 | 0 | 0 | 0 | 0 | 0 | 0 | 0 | 0 | 0
[19 empty] | Variable opex | Input | £000s | 0 | 0 | 0 | 0 | 0 | 66.4 | 66.4 | 66.4 | 66.4 | 66.4 | 66.4 | 66.4 | 66.4 | 66.4 | 66.4 | 66.4 | 66.4 | 66.4 | 66.4 | 66.4 | 66.4 | 66.4 | 66.4 | 66.4 | 66.4 | 66.4 | 66.4 | 66.4 | 66.4 | 66.4 | 66.4 | 66.4 | 66.4 | 66.4 | 66.4 | 66.4 | 66.4 | 66.4 | 66.4 | 66.4 | 66.4 | 66.4 | 66.4 | 66.4 | 66.4 | 66.4 | 66.4 | 66.4 | 66.4 | 66.4 | 66.4 | 66.4 | 66.4 | 66.4 | 66.4 | 66.4 | 66.4 | 66.4 | 66.4 | 66.4 | 66.4 | 66.4 | 66.4 | 66.4 | 66.4 | 66.4 | 66.4 | 66.4 | 66.4 | 66.4 | 66.4 | 66.4 | 66.4 | 66.4 | 66.4 | 66.4 | 66.4 | 66.4 | 66.4 | 66.4 | 0 | 0 | 0 | 0 | 0 | 0 | 0 | 0 | 0 | 0 | 0 | 0 | 0 | 0 | 0 | 0 | 0 | 0 | 0 | 0 | 0 | 0 | 0 | 0
[19 empty] | Opex savings | Input | £000s | 0 | 0 | 0 | 0 | 0 | 0 | 0 | 0 | 0 | 0 | 0 | 0 | 0 | 0 | 0 | 0 | 0 | 0 | 0 | 0 | 0 | 0 | 0 | 0 | 0 | 0 | 0 | 0 | 0 | 0 | 0 | 0 | 0 | 0 | 0 | 0 | 0 | 0 | 0 | 0 | 0 | 0 | 0 | 0 | 0 | 0 | 0 | 0 | 0 | 0 | 0 | 0 | 0 | 0 | 0 | 0 | 0 | 0 | 0 | 0 | 0 | 0 | 0 | 0 | 0 | 0 | 0 | 0 | 0 | 0 | 0 | 0 | 0 | 0 | 0 | 0 | 0 | 0 | 0 | 0 | 0 | 0 | 0 | 0 | 0 | 0 | 0 | 0 | 0 | 0 | 0 | 0 | 0 | 0 | 0 | 0 | 0 | 0 | 0 | 0 | 0 | 0 | 0 | 0
[19 empty] | Fixed env & social | Input | £000s | 0.8099 | 0.9256 | 1.157 | 4.628 | 4.0495 | 0 | 0 | 0 | 0 | 0 | 0 | 0 | 0 | 0 | 0 | 0 | 0 | 0 | 0 | 0 | 0 | 0 | 0 | 0 | 0 | 0 | 0 | 0 | 0 | 0 | 0 | 0 | 0 | 0 | 0 | 0 | 0 | 0 | 0 | 0 | 0 | 0 | 0 | 0 | 0 | 0 | 0 | 0 | 0 | 0 | 0 | 0 | 0 | 0 | 0 | 0 | 0 | 0 | 0 | 0 | 0.8099 | 0.9256 | 1.157 | 4.628 | 4.0495 | 0 | 0 | 0 | 0 | 0 | 0 | 0 | 0 | 0 | 0 | 0 | 0 | 0 | 0 | 0 | 0 | 0 | 0 | 0 | 0 | 0 | 0 | 0 | 0 | 0 | 0 | 0 | 0 | 0 | 0 | 0 | 0 | 0 | 0 | 0 | 0 | 0 | 0 | 0
[19 empty] | Variable env & social | Input | £000s | 0 | 0 | 0 | 0 | 0 | 0.43 | 0.43 | 0.43 | 0.43 | 0.43 | 0.43 | 0.43 | 0.43 | 0.43 | 0.43 | 0.43 | 0.43 | 0.43 | 0.43 | 0.43 | 0.43 | 0.43 | 0.43 | 0.43 | 0.43 | 0.43 | 0.43 | 0.43 | 0.43 | 0.43 | 0.43 | 0.43 | 0.43 | 0.43 | 0.43 | 0.43 | 0.43 | 0.43 | 0.43 | 0.43 | 0.43 | 0.43 | 0.43 | 0.43 | 0.43 | 0.43 | 0.43 | 0.43 | 0.43 | 0.43 | 0.43 | 0.43 | 0.43 | 0.43 | 0.43 | 0.43 | 0.43 | 0.43 | 0.43 | 0.43 | 0.43 | 0.43 | 0.43 | 0.43 | 0.43 | 0.43 | 0.43 | 0.43 | 0.43 | 0.43 | 0.43 | 0.43 | 0.43 | 0.43 | 0.43 | 0.43 | 0.43 | 0.43 | 0.43 | 0.43 | 0 | 0 | 0 | 0 | 0 | 0 | 0 | 0 | 0 | 0 | 0 | 0 | 0 | 0 | 0 | 0 | 0 | 0 | 0 | 0 | 0 | 0 | 0 | 0
[19 empty] | Fixed carbon costs | Input | £000s | 0.13653 | 0.15603 | 0.19504 | 0.78016 | 0.68264 | 0 | 0 | 0 | 0 | 0 | 0 | 0 | 0 | 0 | 0 | 0 | 0 | 0 | 0 | 0 | 0 | 0 | 0 | 0 | 0 | 0 | 0 | 0 | 0 | 0 | 0 | 0 | 0 | 0 | 0 | 0 | 0 | 0 | 0 | 0 | 0 | 0 | 0 | 0 | 0 | 0 | 0 | 0 | 0 | 0 | 0 | 0 | 0 | 0 | 0 | 0 | 0 | 0 | 0 | 0 | 0.13653 | 0.15603 | 0.19504 | 0.78016 | 0.68264 | 0 | 0 | 0 | 0 | 0 | 0 | 0 | 0 | 0 | 0 | 0 | 0 | 0 | 0 | 0 | 0 | 0 | 0 | 0 | 0 | 0 | 0 | 0 | 0 | 0 | 0 | 0 | 0 | 0 | 0 | 0 | 0 | 0 | 0 | 0 | 0 | 0 | 0 | 0
[19 empty] | Variable carbon costs | Input | £000s | 0 | 0 | 0 | 0 | 0 | 10.6436 | 9.8599 | 9.3714 | 9.205 | 8.5777 | 8.0973 | 7.6168 | 7.1364 | 6.656 | 6.1756 | 5.6952 | 5.2148 | 4.7344 | 4.254 | 3.7735 | 3.2931 | 2.8127 | 2.3323 | 1.8519 | 1.3715 | 1.3715 | 1.3715 | 1.3715 | 1.3715 | 1.3715 | 1.3715 | 1.3715 | 1.3715 | 1.3715 | 1.3715 | 1.3715 | 1.3715 | 1.3715 | 1.3715 | 1.3715 | 1.3715 | 1.3715 | 1.3715 | 1.3715 | 1.3715 | 1.3715 | 1.3715 | 1.3715 | 1.3715 | 1.3715 | 1.3715 | 1.3715 | 1.3715 | 1.3715 | 1.3715 | 1.3715 | 1.3715 | 1.3715 | 1.3715 | 1.3715 | 1.3715 | 1.3715 | 1.3715 | 1.3715 | 1.3715 | 1.3715 | 1.3715 | 1.3715 | 1.3715 | 1.3715 | 1.3715 | 1.3715 | 1.3715 | 1.3715 | 1.3715 | 1.3715 | 1.3715 | 1.3715 | 1.3715 | 1.3715 | 0 | 0 | 0 | 0 | 0 | 0 | 0 | 0 | 0 | 0 | 0 | 0 | 0 | 0 | 0 | 0 | 0 | 0 | 0 | 0 | 0 | 0 | 0 | 0
[19 empty] | Customer willingness to pay | Input | £000s | 0 | 0 | 0 | 0 | 0 | 0 | 0 | 0 | 0 | 0 | 0 | 0 | 0 | 0 | 0 | 0 | 0 | 0 | 0 | 0 | 0 | 0 | 0 | 0 | 0 | 0 | 0 | 0 | 0 | 0 | 0 | 0 | 0 | 0 | 0 | 0 | 0 | 0 | 0 | 0 | 0 | 0 | 0 | 0 | 0 | 0 | 0 | 0 | 0 | 0 | 0 | 0 | 0 | 0 | 0 | 0 | 0 | 0 | 0 | 0 | 0 | 0 | 0 | 0 | 0 | 0 | 0 | 0 | 0 | 0 | 0 | 0 | 0 | 0 | 0 | 0 | 0 | 0 | 0 | 0 | 0 | 0 | 0 | 0 | 0 | 0 | 0 | 0 | 0 | 0 | 0 | 0 | 0 | 0 | 0 | 0 | 0 | 0 | 0 | 0 | 0 | 0 | 0 | 0
[19 empty] | Total | Sum of above (excl WAFU) | £000s | 43.3664 | 49.5616 | 61.952 | 247.8082 | 216.8321 | 92.4736 | 91.6899 | 91.2014 | 91.035 | 90.4077 | 89.9273 | 89.4468 | 88.9664 | 88.486 | 88.0056 | 87.5252 | 87.0448 | 86.5644 | 86.084 | 85.6035 | 85.1231 | 84.6427 | 84.1623 | 83.6819 | 83.2015 | 83.2015 | 83.2015 | 83.2015 | 83.2015 | 83.2015 | 83.2015 | 83.2015 | 83.2015 | 83.2015 | 83.2015 | 83.2015 | 83.2015 | 83.2015 | 83.2015 | 83.2015 | 83.2015 | 83.2015 | 83.2015 | 83.2015 | 83.2015 | 83.2015 | 83.2015 | 83.2015 | 83.2015 | 83.2015 | 83.2015 | 83.2015 | 83.2015 | 83.2015 | 83.2015 | 83.2015 | 83.2015 | 83.2015 | 83.2015 | 83.2015 | 126.5679 | 132.7631 | 145.1535 | 331.0096 | 300.0336 | 83.2015 | 83.2015 | 83.2015 | 83.2015 | 83.2015 | 83.2015 | 83.2015 | 83.2015 | 83.2015 | 83.2015 | 83.2015 | 83.2015 | 83.2015 | 83.2015 | 83.2015 | 0 | 0 | 0 | 0 | 0 | 0 | 0 | 0 | 0 | 0 | 0 | 0 | 0 | 0 | 0 | 0 | 0 | 0 | 0 | 0 | 0 | 0 | 0 | 0
58.1x | Draycote Reservoir capacity increase (Size A) with transfer main from Site C to Coventry | DAM07 | Reservoir enlargement | Y | 2025-26 | Capacity | 9 | 78370.0425 | 10161.5567 | 8476.3702 | 0 | 469.2389 | 56.197 | 19163.3628 | 23.782 | 24.4524 | 3 | 3 | Gains in WAFU / Savings in demand | Input | Ml/d | 0 | 0 | 0 | 0 | 0 | 9 | 9 | 9 | 9 | 9 | 9 | 9 | 9 | 9 | 9 | 9 | 9 | 9 | 9 | 9 | 9 | 9 | 9 | 9 | 9 | 9 | 9 | 9 | 9 | 9 | 9 | 9 | 9 | 9 | 9 | 9 | 9 | 9 | 9 | 9 | 9 | 9 | 9 | 9 | 9 | 9 | 9 | 9 | 9 | 9 | 9 | 9 | 9 | 9 | 9 | 9 | 9 | 9 | 9 | 9 | 9 | 9 | 9 | 9 | 9 | 9 | 9 | 9 | 9 | 9 | 9 | 9 | 9 | 9 | 9 | 9 | 9 | 9 | 9 | 9 | 0 | 0 | 0 | 0 | 0 | 0 | 0 | 0 | 0 | 0 | 0 | 0 | 0 | 0 | 0 | 0 | 0 | 0 | 0 | 0 | 0 | 0 | 0 | 0
[19 empty] | Fixed capex | Input | £000s | 699.23 | 799.12 | 998.9 | 3995.6 | 3496.15 | 0 | 0 | 0 | 0 | 0 | 0 | 0 | 0 | 0 | 0 | 0 | 0 | 0 | 0 | 0 | 58.73 | 67.12 | 83.9 | 335.6 | 293.65 | 0 | 0 | 0 | 0 | 0 | 0 | 0 | 0 | 0 | 0 | 0 | 0 | 0 | 0 | 0 | 58.73 | 67.12 | 83.9 | 335.6 | 293.65 | 0 | 0 | 0 | 0 | 0 | 0 | 0 | 0 | 0 | 0 | 0 | 0 | 0 | 0 | 0 | 268.38 | 306.72 | 383.4 | 1533.6 | 1341.9 | 0 | 0 | 0 | 0 | 0 | 0 | 0 | 0 | 0 | 0 | 0 | 0 | 0 | 0 | 0 | 0 | 0 | 0 | 0 | 0 | 0 | 0 | 0 | 0 | 0 | 0 | 0 | 0 | 0 | 0 | 0 | 0 | 0 | 0 | 0 | 0 | 0 | 0 | 0
[19 empty] | Variable capex | Input | £000s | 0 | 0 | 0 | 0 | 0 | 0 | 0 | 0 | 0 | 0 | 0 | 0 | 0 | 0 | 0 | 0 | 0 | 0 | 0 | 0 | 0 | 0 | 0 | 0 | 0 | 0 | 0 | 0 | 0 | 0 | 0 | 0 | 0 | 0 | 0 | 0 | 0 | 0 | 0 | 0 | 0 | 0 | 0 | 0 | 0 | 0 | 0 | 0 | 0 | 0 | 0 | 0 | 0 | 0 | 0 | 0 | 0 | 0 | 0 | 0 | 0 | 0 | 0 | 0 | 0 | 0 | 0 | 0 | 0 | 0 | 0 | 0 | 0 | 0 | 0 | 0 | 0 | 0 | 0 | 0 | 0 | 0 | 0 | 0 | 0 | 0 | 0 | 0 | 0 | 0 | 0 | 0 | 0 | 0 | 0 | 0 | 0 | 0 | 0 | 0 | 0 | 0 | 0 | 0
[19 empty] | Financing costs | Input | £000s | 0 | 0 | 0 | 0 | 0 | 0 | 0 | 0 | 0 | 0 | 0 | 0 | 0 | 0 | 0 | 0 | 0 | 0 | 0 | 0 | 0 | 0 | 0 | 0 | 0 | 0 | 0 | 0 | 0 | 0 | 0 | 0 | 0 | 0 | 0 | 0 | 0 | 0 | 0 | 0 | 0 | 0 | 0 | 0 | 0 | 0 | 0 | 0 | 0 | 0 | 0 | 0 | 0 | 0 | 0 | 0 | 0 | 0 | 0 | 0 | 0 | 0 | 0 | 0 | 0 | 0 | 0 | 0 | 0 | 0 | 0 | 0 | 0 | 0 | 0 | 0 | 0 | 0 | 0 | 0 | 0 | 0 | 0 | 0 | 0 | 0 | 0 | 0 | 0 | 0 | 0 | 0 | 0 | 0 | 0 | 0 | 0 | 0 | 0 | 0 | 0 | 0 | 0 | 0
[19 empty] | Fixed opex | Input | £000s | 0 | 0 | 0 | 0 | 0 | 74.5 | 74.5 | 74.5 | 74.5 | 74.5 | 74.5 | 74.5 | 74.5 | 74.5 | 74.5 | 74.5 | 74.5 | 74.5 | 74.5 | 74.5 | 74.5 | 74.5 | 74.5 | 74.5 | 74.5 | 74.5 | 74.5 | 74.5 | 74.5 | 74.5 | 74.5 | 74.5 | 74.5 | 74.5 | 74.5 | 74.5 | 74.5 | 74.5 | 74.5 | 74.5 | 74.5 | 74.5 | 74.5 | 74.5 | 74.5 | 74.5 | 74.5 | 74.5 | 74.5 | 74.5 | 74.5 | 74.5 | 74.5 | 74.5 | 74.5 | 74.5 | 74.5 | 74.5 | 74.5 | 74.5 | 74.5 | 74.5 | 74.5 | 74.5 | 74.5 | 74.5 | 74.5 | 74.5 | 74.5 | 74.5 | 74.5 | 74.5 | 74.5 | 74.5 | 74.5 | 74.5 | 74.5 | 74.5 | 74.5 | 74.5 | 0 | 0 | 0 | 0 | 0 | 0 | 0 | 0 | 0 | 0 | 0 | 0 | 0 | 0 | 0 | 0 | 0 | 0 | 0 | 0 | 0 | 0 | 0 | 0
[19 empty] | Variable opex | Input | £000s | 0 | 0 | 0 | 0 | 0 | 280.8 | 280.8 | 280.8 | 280.8 | 280.8 | 280.8 | 280.8 | 280.8 | 280.8 | 280.8 | 280.8 | 280.8 | 280.8 | 280.8 | 280.8 | 280.8 | 280.8 | 280.8 | 280.8 | 280.8 | 280.8 | 280.8 | 280.8 | 280.8 | 280.8 | 280.8 | 280.8 | 280.8 | 280.8 | 280.8 | 280.8 | 280.8 | 280.8 | 280.8 | 280.8 | 280.8 | 280.8 | 280.8 | 280.8 | 280.8 | 280.8 | 280.8 | 280.8 | 280.8 | 280.8 | 280.8 | 280.8 | 280.8 | 280.8 | 280.8 | 280.8 | 280.8 | 280.8 | 280.8 | 280.8 | 280.8 | 280.8 | 280.8 | 280.8 | 280.8 | 280.8 | 280.8 | 280.8 | 280.8 | 280.8 | 280.8 | 280.8 | 280.8 | 280.8 | 280.8 | 280.8 | 280.8 | 280.8 | 280.8 | 280.8 | 0 | 0 | 0 | 0 | 0 | 0 | 0 | 0 | 0 | 0 | 0 | 0 | 0 | 0 | 0 | 0 | 0 | 0 | 0 | 0 | 0 | 0 | 0 | 0
[19 empty] | Opex savings | Input | £000s | 0 | 0 | 0 | 0 | 0 | 0 | 0 | 0 | 0 | 0 | 0 | 0 | 0 | 0 | 0 | 0 | 0 | 0 | 0 | 0 | 0 | 0 | 0 | 0 | 0 | 0 | 0 | 0 | 0 | 0 | 0 | 0 | 0 | 0 | 0 | 0 | 0 | 0 | 0 | 0 | 0 | 0 | 0 | 0 | 0 | 0 | 0 | 0 | 0 | 0 | 0 | 0 | 0 | 0 | 0 | 0 | 0 | 0 | 0 | 0 | 0 | 0 | 0 | 0 | 0 | 0 | 0 | 0 | 0 | 0 | 0 | 0 | 0 | 0 | 0 | 0 | 0 | 0 | 0 | 0 | 0 | 0 | 0 | 0 | 0 | 0 | 0 | 0 | 0 | 0 | 0 | 0 | 0 | 0 | 0 | 0 | 0 | 0 | 0 | 0 | 0 | 0 | 0 | 0
[19 empty] | Fixed env & social | Input | £000s | 0.5509 | 0.6296 | 0.787 | 3.148 | 2.7545 | 0 | 0 | 0 | 0 | 0 | 0 | 0 | 0 | 0 | 0 | 0 | 0 | 0 | 0 | 0 | 0.046271 | 0.052882 | 0.066102 | 0.26441 | 0.23136 | 0 | 0 | 0 | 0 | 0 | 0 | 0 | 0 | 0 | 0 | 0 | 0 | 0 | 0 | 0 | 0.046271 | 0.052882 | 0.066102 | 0.26441 | 0.23136 | 0 | 0 | 0 | 0 | 0 | 0 | 0 | 0 | 0 | 0 | 0 | 0 | 0 | 0 | 0 | 0.21145 | 0.24165 | 0.30207 | 1.2083 | 1.0572 | 0 | 0 | 0 | 0 | 0 | 0 | 0 | 0 | 0 | 0 | 0 | 0 | 0 | 0 | 0 | 0 | 0 | 0 | 0 | 0 | 0 | 0 | 0 | 0 | 0 | 0 | 0 | 0 | 0 | 0 | 0 | 0 | 0 | 0 | 0 | 0 | 0 | 0 | 0
[19 empty] | Variable env & social | Input | £000s | 0 | 0 | 0 | 0 | 0 | 2.02 | 2.02 | 2.02 | 2.02 | 2.02 | 2.02 | 2.02 | 2.02 | 2.02 | 2.02 | 2.02 | 2.02 | 2.02 | 2.02 | 2.02 | 2.02 | 2.02 | 2.02 | 2.02 | 2.02 | 2.02 | 2.02 | 2.02 | 2.02 | 2.02 | 2.02 | 2.02 | 2.02 | 2.02 | 2.02 | 2.02 | 2.02 | 2.02 | 2.02 | 2.02 | 2.02 | 2.02 | 2.02 | 2.02 | 2.02 | 2.02 | 2.02 | 2.02 | 2.02 | 2.02 | 2.02 | 2.02 | 2.02 | 2.02 | 2.02 | 2.02 | 2.02 | 2.02 | 2.02 | 2.02 | 2.02 | 2.02 | 2.02 | 2.02 | 2.02 | 2.02 | 2.02 | 2.02 | 2.02 | 2.02 | 2.02 | 2.02 | 2.02 | 2.02 | 2.02 | 2.02 | 2.02 | 2.02 | 2.02 | 2.02 | 0 | 0 | 0 | 0 | 0 | 0 | 0 | 0 | 0 | 0 | 0 | 0 | 0 | 0 | 0 | 0 | 0 | 0 | 0 | 0 | 0 | 0 | 0 | 0
[19 empty] | Fixed carbon costs | Input | £000s | 4.0617 | 4.642 | 5.8024 | 23.2098 | 20.3085 | 0 | 0 | 0 | 0 | 0 | 0 | 0 | 0 | 0 | 0 | 0 | 0 | 0 | 0 | 0 | 0.34115 | 0.38989 | 0.48736 | 1.9494 | 1.7058 | 0 | 0 | 0 | 0 | 0 | 0 | 0 | 0 | 0 | 0 | 0 | 0 | 0 | 0 | 0 | 0.34115 | 0.38989 | 0.48736 | 1.9494 | 1.7058 | 0 | 0 | 0 | 0 | 0 | 0 | 0 | 0 | 0 | 0 | 0 | 0 | 0 | 0 | 0 | 1.559 | 1.7817 | 2.2271 | 8.9084 | 7.7949 | 0 | 0 | 0 | 0 | 0 | 0 | 0 | 0 | 0 | 0 | 0 | 0 | 0 | 0 | 0 | 0 | 0 | 0 | 0 | 0 | 0 | 0 | 0 | 0 | 0 | 0 | 0 | 0 | 0 | 0 | 0 | 0 | 0 | 0 | 0 | 0 | 0 | 0 | 0
[19 empty] | Variable carbon costs | Input | £000s | 0 | 0 | 0 | 0 | 0 | 45.4947 | 42.1448 | 40.057 | 39.3456 | 36.6642 | 34.6108 | 32.5573 | 30.5038 | 28.4504 | 26.3969 | 24.3434 | 22.29 | 20.2365 | 18.1831 | 16.1296 | 14.0761 | 12.0227 | 9.9692 | 7.9157 | 5.8623 | 5.8623 | 5.8623 | 5.8623 | 5.8623 | 5.8623 | 5.8623 | 5.8623 | 5.8623 | 5.8623 | 5.8623 | 5.8623 | 5.8623 | 5.8623 | 5.8623 | 5.8623 | 5.8623 | 5.8623 | 5.8623 | 5.8623 | 5.8623 | 5.8623 | 5.8623 | 5.8623 | 5.8623 | 5.8623 | 5.8623 | 5.8623 | 5.8623 | 5.8623 | 5.8623 | 5.8623 | 5.8623 | 5.8623 | 5.8623 | 5.8623 | 5.8623 | 5.8623 | 5.8623 | 5.8623 | 5.8623 | 5.8623 | 5.8623 | 5.8623 | 5.8623 | 5.8623 | 5.8623 | 5.8623 | 5.8623 | 5.8623 | 5.8623 | 5.8623 | 5.8623 | 5.8623 | 5.8623 | 5.8623 | 0 | 0 | 0 | 0 | 0 | 0 | 0 | 0 | 0 | 0 | 0 | 0 | 0 | 0 | 0 | 0 | 0 | 0 | 0 | 0 | 0 | 0 | 0 | 0
[19 empty] | Customer willingness to pay | Input | £000s | 0 | 0 | 0 | 0 | 0 | 0 | 0 | 0 | 0 | 0 | 0 | 0 | 0 | 0 | 0 | 0 | 0 | 0 | 0 | 0 | 0 | 0 | 0 | 0 | 0 | 0 | 0 | 0 | 0 | 0 | 0 | 0 | 0 | 0 | 0 | 0 | 0 | 0 | 0 | 0 | 0 | 0 | 0 | 0 | 0 | 0 | 0 | 0 | 0 | 0 | 0 | 0 | 0 | 0 | 0 | 0 | 0 | 0 | 0 | 0 | 0 | 0 | 0 | 0 | 0 | 0 | 0 | 0 | 0 | 0 | 0 | 0 | 0 | 0 | 0 | 0 | 0 | 0 | 0 | 0 | 0 | 0 | 0 | 0 | 0 | 0 | 0 | 0 | 0 | 0 | 0 | 0 | 0 | 0 | 0 | 0 | 0 | 0 | 0 | 0 | 0 | 0 | 0 | 0
[19 empty] | Total | Sum of above (excl WAFU) | £000s | 703.8426 | 804.3916 | 1005.4894 | 4021.9578 | 3519.213 | 402.8147 | 399.4648 | 397.377 | 396.6656 | 393.9842 | 391.9308 | 389.8773 | 387.8238 | 385.7704 | 383.7169 | 381.6634 | 379.61 | 377.5565 | 375.5031 | 373.4496 | 430.5135 | 436.9054 | 451.7427 | 703.0496 | 658.7694 | 363.1823 | 363.1823 | 363.1823 | 363.1823 | 363.1823 | 363.1823 | 363.1823 | 363.1823 | 363.1823 | 363.1823 | 363.1823 | 363.1823 | 363.1823 | 363.1823 | 363.1823 | 422.2997 | 430.745 | 447.6357 | 700.9961 | 658.7694 | 363.1823 | 363.1823 | 363.1823 | 363.1823 | 363.1823 | 363.1823 | 363.1823 | 363.1823 | 363.1823 | 363.1823 | 363.1823 | 363.1823 | 363.1823 | 363.1823 | 363.1823 | 633.3327 | 671.9256 | 749.1114 | 1906.899 | 1713.9344 | 363.1823 | 363.1823 | 363.1823 | 363.1823 | 363.1823 | 363.1823 | 363.1823 | 363.1823 | 363.1823 | 363.1823 | 363.1823 | 363.1823 | 363.1823 | 363.1823 | 363.1823 | 0 | 0 | 0 | 0 | 0 | 0 | 0 | 0 | 0 | 0 | 0 | 0 | 0 | 0 | 0 | 0 | 0 | 0 | 0 | 0 | 0 | 0 | 0 | 0
58.1x | West area new raw water storage with Site U enhancement and deployment infrastructure upgrades | DAM11 | New reservoir | N | 2035-36 | Capacity | 180 | 1091243.9726 | 1434754.9583 | 250662.2285 | 0 | 7390.8848 | 1361.21 | 1694169.2816 | 154.4492 | 155.2512 | 3 | 3 | Gains in WAFU / Savings in demand | Input | Ml/d | 0 | 0 | 0 | 0 | 0 | 0 | 0 | 0 | 0 | 0 | 0 | 0 | 0 | 0 | 0 | 180 | 180 | 180 | 180 | 180 | 180 | 180 | 180 | 180 | 180 | 180 | 180 | 180 | 180 | 180 | 180 | 180 | 180 | 180 | 180 | 180 | 180 | 180 | 180 | 180 | 180 | 180 | 180 | 180 | 180 | 180 | 180 | 180 | 180 | 180 | 180 | 180 | 180 | 180 | 180 | 180 | 180 | 180 | 180 | 180 | 180 | 180 | 180 | 180 | 180 | 180 | 180 | 180 | 180 | 180 | 180 | 180 | 180 | 180 | 180 | 180 | 180 | 180 | 180 | 180 | 0 | 0 | 0 | 0 | 0 | 0 | 0 | 0 | 0 | 0 | 0 | 0 | 0 | 0 | 0 | 0 | 0 | 0 | 0 | 0 | 0 | 0 | 0 | 0
[19 empty] | Fixed capex | Input | £000s | 17102.08 | 34204.16 | 34204.16 | 51306.24 | 51306.24 | 85510.4 | 102612.48 | 171020.8 | 171020.8 | 171020.8 | 171020.8 | 171020.8 | 171020.8 | 171020.8 | 136816.64 | 0 | 0 | 0 | 0 | 0 | 507.8 | 1015.6 | 1015.6 | 1523.4 | 1523.4 | 2539 | 3046.8 | 5078 | 5078 | 5078 | 5078 | 5078 | 5078 | 5078 | 4062.4 | 0 | 0 | 0 | 0 | 0 | 507.8 | 1015.6 | 1015.6 | 1523.4 | 1523.4 | 2539 | 3046.8 | 5078 | 5078 | 5078 | 5078 | 5078 | 5078 | 5078 | 4062.4 | 0 | 0 | 0 | 0 | 0 | 12462.17 | 24924.34 | 24924.34 | 37386.51 | 37386.51 | 62310.85 | 74773.02 | 124621.7 | 124621.7 | 124621.7 | 124621.7 | 124621.7 | 124621.7 | 124621.7 | 99697.36 | 0 | 0 | 0 | 0 | 0 | 0 | 0 | 0 | 0 | 0 | 0 | 0 | 0 | 0 | 0 | 0 | 0 | 0 | 0 | 0 | 0 | 0 | 0 | 0 | 0 | 0 | 0 | 0 | 0
[19 empty] | Variable capex | Input | £000s | 0 | 0 | 0 | 0 | 0 | 0 | 0 | 0 | 0 | 0 | 0 | 0 | 0 | 0 | 0 | 0 | 0 | 0 | 0 | 0 | 0 | 0 | 0 | 0 | 0 | 0 | 0 | 0 | 0 | 0 | 0 | 0 | 0 | 0 | 0 | 0 | 0 | 0 | 0 | 0 | 0 | 0 | 0 | 0 | 0 | 0 | 0 | 0 | 0 | 0 | 0 | 0 | 0 | 0 | 0 | 0 | 0 | 0 | 0 | 0 | 0 | 0 | 0 | 0 | 0 | 0 | 0 | 0 | 0 | 0 | 0 | 0 | 0 | 0 | 0 | 0 | 0 | 0 | 0 | 0 | 0 | 0 | 0 | 0 | 0 | 0 | 0 | 0 | 0 | 0 | 0 | 0 | 0 | 0 | 0 | 0 | 0 | 0 | 0 | 0 | 0 | 0 | 0 | 0
[19 empty] | Financing costs | Input | £000s | 0 | 0 | 0 | 0 | 0 | 0 | 0 | 0 | 0 | 0 | 0 | 0 | 0 | 0 | 0 | 0 | 0 | 0 | 0 | 0 | 0 | 0 | 0 | 0 | 0 | 0 | 0 | 0 | 0 | 0 | 0 | 0 | 0 | 0 | 0 | 0 | 0 | 0 | 0 | 0 | 0 | 0 | 0 | 0 | 0 | 0 | 0 | 0 | 0 | 0 | 0 | 0 | 0 | 0 | 0 | 0 | 0 | 0 | 0 | 0 | 0 | 0 | 0 | 0 | 0 | 0 | 0 | 0 | 0 | 0 | 0 | 0 | 0 | 0 | 0 | 0 | 0 | 0 | 0 | 0 | 0 | 0 | 0 | 0 | 0 | 0 | 0 | 0 | 0 | 0 | 0 | 0 | 0 | 0 | 0 | 0 | 0 | 0 | 0 | 0 | 0 | 0 | 0 | 0
[19 empty] | Fixed opex | Input | £000s | 0 | 0 | 0 | 0 | 0 | 0 | 0 | 0 | 0 | 0 | 0 | 0 | 0 | 0 | 0 | 5787.3 | 5787.3 | 5787.3 | 5787.3 | 5787.3 | 5787.3 | 5787.3 | 5787.3 | 5787.3 | 5787.3 | 5787.3 | 5787.3 | 5787.3 | 5787.3 | 5787.3 | 5787.3 | 5787.3 | 5787.3 | 5787.3 | 5787.3 | 5787.3 | 5787.3 | 5787.3 | 5787.3 | 5787.3 | 5787.3 | 5787.3 | 5787.3 | 5787.3 | 5787.3 | 5787.3 | 5787.3 | 5787.3 | 5787.3 | 5787.3 | 5787.3 | 5787.3 | 5787.3 | 5787.3 | 5787.3 | 5787.3 | 5787.3 | 5787.3 | 5787.3 | 5787.3 | 5787.3 | 5787.3 | 5787.3 | 5787.3 | 5787.3 | 5787.3 | 5787.3 | 5787.3 | 5787.3 | 5787.3 | 5787.3 | 5787.3 | 5787.3 | 5787.3 | 5787.3 | 5787.3 | 5787.3 | 5787.3 | 5787.3 | 5787.3 | 0 | 0 | 0 | 0 | 0 | 0 | 0 | 0 | 0 | 0 | 0 | 0 | 0 | 0 | 0 | 0 | 0 | 0 | 0 | 0 | 0 | 0 | 0 | 0
[19 empty] | Variable opex | Input | £000s | 0 | 0 | 0 | 0 | 0 | 0 | 0 | 0 | 0 | 0 | 0 | 0 | 0 | 0 | 0 | 9304.2 | 9304.2 | 9304.2 | 9304.2 | 9304.2 | 9304.2 | 9304.2 | 9304.2 | 9304.2 | 9304.2 | 9304.2 | 9304.2 | 9304.2 | 9304.2 | 9304.2 | 9304.2 | 9304.2 | 9304.2 | 9304.2 | 9304.2 | 9304.2 | 9304.2 | 9304.2 | 9304.2 | 9304.2 | 9304.2 | 9304.2 | 9304.2 | 9304.2 | 9304.2 | 9304.2 | 9304.2 | 9304.2 | 9304.2 | 9304.2 | 9304.2 | 9304.2 | 9304.2 | 9304.2 | 9304.2 | 9304.2 | 9304.2 | 9304.2 | 9304.2 | 9304.2 | 9304.2 | 9304.2 | 9304.2 | 9304.2 | 9304.2 | 9304.2 | 9304.2 | 9304.2 | 9304.2 | 9304.2 | 9304.2 | 9304.2 | 9304.2 | 9304.2 | 9304.2 | 9304.2 | 9304.2 | 9304.2 | 9304.2 | 9304.2 | 0 | 0 | 0 | 0 | 0 | 0 | 0 | 0 | 0 | 0 | 0 | 0 | 0 | 0 | 0 | 0 | 0 | 0 | 0 | 0 | 0 | 0 | 0 | 0
[19 empty] | Opex savings | Input | £000s | 0 | 0 | 0 | 0 | 0 | 0 | 0 | 0 | 0 | 0 | 0 | 0 | 0 | 0 | 0 | 0 | 0 | 0 | 0 | 0 | 0 | 0 | 0 | 0 | 0 | 0 | 0 | 0 | 0 | 0 | 0 | 0 | 0 | 0 | 0 | 0 | 0 | 0 | 0 | 0 | 0 | 0 | 0 | 0 | 0 | 0 | 0 | 0 | 0 | 0 | 0 | 0 | 0 | 0 | 0 | 0 | 0 | 0 | 0 | 0 | 0 | 0 | 0 | 0 | 0 | 0 | 0 | 0 | 0 | 0 | 0 | 0 | 0 | 0 | 0 | 0 | 0 | 0 | 0 | 0 | 0 | 0 | 0 | 0 | 0 | 0 | 0 | 0 | 0 | 0 | 0 | 0 | 0 | 0 | 0 | 0 | 0 | 0 | 0 | 0 | 0 | 0 | 0 | 0
[19 empty] | Fixed env & social | Input | £000s | 6.6688 | 13.3376 | 13.3376 | 20.0064 | 20.0064 | 33.344 | 40.0128 | 66.688 | 66.688 | 66.688 | 66.688 | 66.688 | 66.688 | 66.688 | 53.3504 | 0 | 0 | 0 | 0 | 0 | 0.19801 | 0.39602 | 0.39602 | 0.59404 | 0.59404 | 0.99006 | 1.1881 | 1.9801 | 1.9801 | 1.9801 | 1.9801 | 1.9801 | 1.9801 | 1.9801 | 1.5841 | 0 | 0 | 0 | 0 | 0 | 0.19801 | 0.39602 | 0.39602 | 0.59404 | 0.59404 | 0.99006 | 1.1881 | 1.9801 | 1.9801 | 1.9801 | 1.9801 | 1.9801 | 1.9801 | 1.9801 | 1.5841 | 0 | 0 | 0 | 0 | 0 | 4.8595 | 9.719 | 9.719 | 14.5785 | 14.5785 | 24.2975 | 29.1571 | 48.5951 | 48.5951 | 48.5951 | 48.5951 | 48.5951 | 48.5951 | 48.5951 | 38.8761 | 0 | 0 | 0 | 0 | 0 | 0 | 0 | 0 | 0 | 0 | 0 | 0 | 0 | 0 | 0 | 0 | 0 | 0 | 0 | 0 | 0 | 0 | 0 | 0 | 0 | 0 | 0 | 0 | 0
[19 empty] | Variable env & social | Input | £000s | 0 | 0 | 0 | 0 | 0 | 0 | 0 | 0 | 0 | 0 | 0 | 0 | 0 | 0 | 0 | 48.27 | 48.27 | 48.27 | 48.27 | 48.27 | 48.27 | 48.27 | 48.27 | 48.27 | 48.27 | 48.27 | 48.27 | 48.27 | 48.27 | 48.27 | 48.27 | 48.27 | 48.27 | 48.27 | 48.27 | 48.27 | 48.27 | 48.27 | 48.27 | 48.27 | 48.27 | 48.27 | 48.27 | 48.27 | 48.27 | 48.27 | 48.27 | 48.27 | 48.27 | 48.27 | 48.27 | 48.27 | 48.27 | 48.27 | 48.27 | 48.27 | 48.27 | 48.27 | 48.27 | 48.27 | 48.27 | 48.27 | 48.27 | 48.27 | 48.27 | 48.27 | 48.27 | 48.27 | 48.27 | 48.27 | 48.27 | 48.27 | 48.27 | 48.27 | 48.27 | 48.27 | 48.27 | 48.27 | 48.27 | 48.27 | 0 | 0 | 0 | 0 | 0 | 0 | 0 | 0 | 0 | 0 | 0 | 0 | 0 | 0 | 0 | 0 | 0 | 0 | 0 | 0 | 0 | 0 | 0 | 0
[19 empty] | Fixed carbon costs | Input | £000s | 28.9147 | 57.8294 | 57.8294 | 86.744 | 86.744 | 144.5734 | 173.4881 | 289.1468 | 289.1468 | 289.1468 | 289.1468 | 289.1468 | 289.1468 | 289.1468 | 231.3174 | 0 | 0 | 0 | 0 | 0 | 0.85854 | 1.7171 | 1.7171 | 2.5756 | 2.5756 | 4.2927 | 5.1513 | 8.5854 | 8.5854 | 8.5854 | 8.5854 | 8.5854 | 8.5854 | 8.5854 | 6.8683 | 0 | 0 | 0 | 0 | 0 | 0.85854 | 1.7171 | 1.7171 | 2.5756 | 2.5756 | 4.2927 | 5.1513 | 8.5854 | 8.5854 | 8.5854 | 8.5854 | 8.5854 | 8.5854 | 8.5854 | 6.8683 | 0 | 0 | 0 | 0 | 0 | 21.0699 | 42.1399 | 42.1399 | 63.2098 | 63.2098 | 105.3497 | 126.4196 | 210.6993 | 210.6993 | 210.6993 | 210.6993 | 210.6993 | 210.6993 | 210.6993 | 168.5595 | 0 | 0 | 0 | 0 | 0 | 0 | 0 | 0 | 0 | 0 | 0 | 0 | 0 | 0 | 0 | 0 | 0 | 0 | 0 | 0 | 0 | 0 | 0 | 0 | 0 | 0 | 0 | 0 | 0
[19 empty] | Variable carbon costs | Input | £000s | 0 | 0 | 0 | 0 | 0 | 0 | 0 | 0 | 0 | 0 | 0 | 0 | 0 | 0 | 0 | 817.5925 | 748.6254 | 679.6583 | 610.6912 | 541.7241 | 472.757 | 403.7899 | 334.8228 | 265.8557 | 196.8886 | 196.8886 | 196.8886 | 196.8886 | 196.8886 | 196.8886 | 196.8886 | 196.8886 | 196.8886 | 196.8886 | 196.8886 | 196.8886 | 196.8886 | 196.8886 | 196.8886 | 196.8886 | 196.8886 | 196.8886 | 196.8886 | 196.8886 | 196.8886 | 196.8886 | 196.8886 | 196.8886 | 196.8886 | 196.8886 | 196.8886 | 196.8886 | 196.8886 | 196.8886 | 196.8886 | 196.8886 | 196.8886 | 196.8886 | 196.8886 | 196.8886 | 196.8886 | 196.8886 | 196.8886 | 196.8886 | 196.8886 | 196.8886 | 196.8886 | 196.8886 | 196.8886 | 196.8886 | 196.8886 | 196.8886 | 196.8886 | 196.8886 | 196.8886 | 196.8886 | 196.8886 | 196.8886 | 196.8886 | 196.8886 | 0 | 0 | 0 | 0 | 0 | 0 | 0 | 0 | 0 | 0 | 0 | 0 | 0 | 0 | 0 | 0 | 0 | 0 | 0 | 0 | 0 | 0 | 0 | 0
[19 empty] | Customer willingness to pay | Input | £000s | 0 | 0 | 0 | 0 | 0 | 0 | 0 | 0 | 0 | 0 | 0 | 0 | 0 | 0 | 0 | 0 | 0 | 0 | 0 | 0 | 0 | 0 | 0 | 0 | 0 | 0 | 0 | 0 | 0 | 0 | 0 | 0 | 0 | 0 | 0 | 0 | 0 | 0 | 0 | 0 | 0 | 0 | 0 | 0 | 0 | 0 | 0 | 0 | 0 | 0 | 0 | 0 | 0 | 0 | 0 | 0 | 0 | 0 | 0 | 0 | 0 | 0 | 0 | 0 | 0 | 0 | 0 | 0 | 0 | 0 | 0 | 0 | 0 | 0 | 0 | 0 | 0 | 0 | 0 | 0 | 0 | 0 | 0 | 0 | 0 | 0 | 0 | 0 | 0 | 0 | 0 | 0 | 0 | 0 | 0 | 0 | 0 | 0 | 0 | 0 | 0 | 0 | 0 | 0
[19 empty] | Total | Sum of above (excl WAFU) | £000s | 17137.6635 | 34275.327 | 34275.327 | 51412.9904 | 51412.9904 | 85688.3174 | 102825.9809 | 171376.6348 | 171376.6348 | 171376.6348 | 171376.6348 | 171376.6348 | 171376.6348 | 171376.6348 | 137101.3078 | 15957.3625 | 15888.3954 | 15819.4283 | 15750.4612 | 15681.4941 | 16121.3836 | 16561.273 | 16492.3059 | 16932.1954 | 16863.2283 | 17880.9414 | 18389.7979 | 20425.2241 | 20425.2241 | 20425.2241 | 20425.2241 | 20425.2241 | 20425.2241 | 20425.2241 | 19407.511 | 15336.6586 | 15336.6586 | 15336.6586 | 15336.6586 | 15336.6586 | 15845.5151 | 16354.3717 | 16354.3717 | 16863.2283 | 16863.2283 | 17880.9414 | 18389.7979 | 20425.2241 | 20425.2241 | 20425.2241 | 20425.2241 | 20425.2241 | 20425.2241 | 20425.2241 | 19407.511 | 15336.6586 | 15336.6586 | 15336.6586 | 15336.6586 | 15336.6586 | 27824.758 | 40312.8575 | 40312.8575 | 52800.9569 | 52800.9569 | 77777.1558 | 90265.2552 | 140217.653 | 140217.653 | 140217.653 | 140217.653 | 140217.653 | 140217.653 | 140217.653 | 115241.4541 | 15336.6586 | 15336.6586 | 15336.6586 | 15336.6586 | 15336.6586 | 0 | 0 | 0 | 0 | 0 | 0 | 0 | 0 | 0 | 0 | 0 | 0 | 0 | 0 | 0 | 0 | 0 | 0 | 0 | 0 | 0 | 0 | 0 | 0
58.1x | New source and treatment at Linacre reservoir | LIN01 | SW new | N | 2030-31 | Capacity | 5 | 36358.2542 | 41455.0864 | 7707.9499 | 0 | 495.7807 | 53.8698 | 49712.6868 | 135.2184 | 136.7301 | 3 | 3 | Gains in WAFU / Savings in demand | Input | Ml/d | 0 | 0 | 0 | 0 | 0 | 0 | 0 | 0 | 0 | 0 | 5 | 5 | 5 | 5 | 5 | 5 | 5 | 5 | 5 | 5 | 5 | 5 | 5 | 5 | 5 | 5 | 5 | 5 | 5 | 5 | 5 | 5 | 5 | 5 | 5 | 5 | 5 | 5 | 5 | 5 | 5 | 5 | 5 | 5 | 5 | 5 | 5 | 5 | 5 | 5 | 5 | 5 | 5 | 5 | 5 | 5 | 5 | 5 | 5 | 5 | 5 | 5 | 5 | 5 | 5 | 5 | 5 | 5 | 5 | 5 | 5 | 5 | 5 | 5 | 5 | 5 | 5 | 5 | 5 | 5 | 0 | 0 | 0 | 0 | 0 | 0 | 0 | 0 | 0 | 0 | 0 | 0 | 0 | 0 | 0 | 0 | 0 | 0 | 0 | 0 | 0 | 0 | 0 | 0
[19 empty] | Fixed capex | Input | £000s | 691.46 | 1037.19 | 2074.38 | 2420.11 | 3111.57 | 3457.3 | 4494.49 | 6914.6 | 6914.6 | 3457.3 | 0 | 0 | 0 | 0 | 0 | 0 | 0 | 0 | 0 | 0 | 287.36 | 431.04 | 862.08 | 1005.76 | 1293.12 | 1436.8 | 1867.84 | 2873.6 | 2873.6 | 1436.8 | 0 | 0 | 0 | 0 | 0 | 0 | 0 | 0 | 0 | 0 | 287.36 | 431.04 | 862.08 | 1005.76 | 1293.12 | 1436.8 | 1867.84 | 2873.6 | 2873.6 | 1436.8 | 0 | 0 | 0 | 0 | 0 | 0 | 0 | 0 | 0 | 0 | 644.92 | 967.38 | 1934.76 | 2257.22 | 2902.14 | 3224.6 | 4191.98 | 6449.2 | 6449.2 | 3224.6 | 0 | 0 | 0 | 0 | 0 | 0 | 0 | 0 | 0 | 0 | 0 | 0 | 0 | 0 | 0 | 0 | 0 | 0 | 0 | 0 | 0 | 0 | 0 | 0 | 0 | 0 | 0 | 0 | 0 | 0 | 0 | 0 | 0 | 0
[19 empty] | Variable capex | Input | £000s | 0 | 0 | 0 | 0 | 0 | 0 | 0 | 0 | 0 | 0 | 0 | 0 | 0 | 0 | 0 | 0 | 0 | 0 | 0 | 0 | 0 | 0 | 0 | 0 | 0 | 0 | 0 | 0 | 0 | 0 | 0 | 0 | 0 | 0 | 0 | 0 | 0 | 0 | 0 | 0 | 0 | 0 | 0 | 0 | 0 | 0 | 0 | 0 | 0 | 0 | 0 | 0 | 0 | 0 | 0 | 0 | 0 | 0 | 0 | 0 | 0 | 0 | 0 | 0 | 0 | 0 | 0 | 0 | 0 | 0 | 0 | 0 | 0 | 0 | 0 | 0 | 0 | 0 | 0 | 0 | 0 | 0 | 0 | 0 | 0 | 0 | 0 | 0 | 0 | 0 | 0 | 0 | 0 | 0 | 0 | 0 | 0 | 0 | 0 | 0 | 0 | 0 | 0 | 0
[19 empty] | Financing costs | Input | £000s | 0 | 0 | 0 | 0 | 0 | 0 | 0 | 0 | 0 | 0 | 0 | 0 | 0 | 0 | 0 | 0 | 0 | 0 | 0 | 0 | 0 | 0 | 0 | 0 | 0 | 0 | 0 | 0 | 0 | 0 | 0 | 0 | 0 | 0 | 0 | 0 | 0 | 0 | 0 | 0 | 0 | 0 | 0 | 0 | 0 | 0 | 0 | 0 | 0 | 0 | 0 | 0 | 0 | 0 | 0 | 0 | 0 | 0 | 0 | 0 | 0 | 0 | 0 | 0 | 0 | 0 | 0 | 0 | 0 | 0 | 0 | 0 | 0 | 0 | 0 | 0 | 0 | 0 | 0 | 0 | 0 | 0 | 0 | 0 | 0 | 0 | 0 | 0 | 0 | 0 | 0 | 0 | 0 | 0 | 0 | 0 | 0 | 0 | 0 | 0 | 0 | 0 | 0 | 0
[19 empty] | Fixed opex | Input | £000s | 0 | 0 | 0 | 0 | 0 | 0 | 0 | 0 | 0 | 0 | 82 | 82 | 82 | 82 | 82 | 82 | 82 | 82 | 82 | 82 | 82 | 82 | 82 | 82 | 82 | 82 | 82 | 82 | 82 | 82 | 82 | 82 | 82 | 82 | 82 | 82 | 82 | 82 | 82 | 82 | 82 | 82 | 82 | 82 | 82 | 82 | 82 | 82 | 82 | 82 | 82 | 82 | 82 | 82 | 82 | 82 | 82 | 82 | 82 | 82 | 82 | 82 | 82 | 82 | 82 | 82 | 82 | 82 | 82 | 82 | 82 | 82 | 82 | 82 | 82 | 82 | 82 | 82 | 82 | 82 | 0 | 0 | 0 | 0 | 0 | 0 | 0 | 0 | 0 | 0 | 0 | 0 | 0 | 0 | 0 | 0 | 0 | 0 | 0 | 0 | 0 | 0 | 0 | 0
[19 empty] | Variable opex | Input | £000s | 0 | 0 | 0 | 0 | 0 | 0 | 0 | 0 | 0 | 0 | 304.9 | 304.9 | 304.9 | 304.9 | 304.9 | 304.9 | 304.9 | 304.9 | 304.9 | 304.9 | 304.9 | 304.9 | 304.9 | 304.9 | 304.9 | 304.9 | 304.9 | 304.9 | 304.9 | 304.9 | 304.9 | 304.9 | 304.9 | 304.9 | 304.9 | 304.9 | 304.9 | 304.9 | 304.9 | 304.9 | 304.9 | 304.9 | 304.9 | 304.9 | 304.9 | 304.9 | 304.9 | 304.9 | 304.9 | 304.9 | 304.9 | 304.9 | 304.9 | 304.9 | 304.9 | 304.9 | 304.9 | 304.9 | 304.9 | 304.9 | 304.9 | 304.9 | 304.9 | 304.9 | 304.9 | 304.9 | 304.9 | 304.9 | 304.9 | 304.9 | 304.9 | 304.9 | 304.9 | 304.9 | 304.9 | 304.9 | 304.9 | 304.9 | 304.9 | 304.9 | 0 | 0 | 0 | 0 | 0 | 0 | 0 | 0 | 0 | 0 | 0 | 0 | 0 | 0 | 0 | 0 | 0 | 0 | 0 | 0 | 0 | 0 | 0 | 0
[19 empty] | Opex savings | Input | £000s | 0 | 0 | 0 | 0 | 0 | 0 | 0 | 0 | 0 | 0 | 0 | 0 | 0 | 0 | 0 | 0 | 0 | 0 | 0 | 0 | 0 | 0 | 0 | 0 | 0 | 0 | 0 | 0 | 0 | 0 | 0 | 0 | 0 | 0 | 0 | 0 | 0 | 0 | 0 | 0 | 0 | 0 | 0 | 0 | 0 | 0 | 0 | 0 | 0 | 0 | 0 | 0 | 0 | 0 | 0 | 0 | 0 | 0 | 0 | 0 | 0 | 0 | 0 | 0 | 0 | 0 | 0 | 0 | 0 | 0 | 0 | 0 | 0 | 0 | 0 | 0 | 0 | 0 | 0 | 0 | 0 | 0 | 0 | 0 | 0 | 0 | 0 | 0 | 0 | 0 | 0 | 0 | 0 | 0 | 0 | 0 | 0 | 0 | 0 | 0 | 0 | 0 | 0 | 0
[19 empty] | Fixed env & social | Input | £000s | 0.1276 | 0.1914 | 0.3828 | 0.4466 | 0.5742 | 0.638 | 0.8294 | 1.276 | 1.276 | 0.638 | 0 | 0 | 0 | 0 | 0 | 0 | 0 | 0 | 0 | 0 | 0.053029 | 0.079543 | 0.15909 | 0.1856 | 0.23863 | 0.26514 | 0.34469 | 0.53029 | 0.53029 | 0.26514 | 0 | 0 | 0 | 0 | 0 | 0 | 0 | 0 | 0 | 0 | 0.053029 | 0.079543 | 0.15909 | 0.1856 | 0.23863 | 0.26514 | 0.34469 | 0.53029 | 0.53029 | 0.26514 | 0 | 0 | 0 | 0 | 0 | 0 | 0 | 0 | 0 | 0 | 0.11901 | 0.17852 | 0.35703 | 0.41654 | 0.53555 | 0.59506 | 0.77358 | 1.1901 | 1.1901 | 0.59506 | 0 | 0 | 0 | 0 | 0 | 0 | 0 | 0 | 0 | 0 | 0 | 0 | 0 | 0 | 0 | 0 | 0 | 0 | 0 | 0 | 0 | 0 | 0 | 0 | 0 | 0 | 0 | 0 | 0 | 0 | 0 | 0 | 0 | 0
[19 empty] | Variable env & social | Input | £000s | 0 | 0 | 0 | 0 | 0 | 0 | 0 | 0 | 0 | 0 | 2.32 | 2.32 | 2.32 | 2.32 | 2.32 | 2.32 | 2.32 | 2.32 | 2.32 | 2.32 | 2.32 | 2.32 | 2.32 | 2.32 | 2.32 | 2.32 | 2.32 | 2.32 | 2.32 | 2.32 | 2.32 | 2.32 | 2.32 | 2.32 | 2.32 | 2.32 | 2.32 | 2.32 | 2.32 | 2.32 | 2.32 | 2.32 | 2.32 | 2.32 | 2.32 | 2.32 | 2.32 | 2.32 | 2.32 | 2.32 | 2.32 | 2.32 | 2.32 | 2.32 | 2.32 | 2.32 | 2.32 | 2.32 | 2.32 | 2.32 | 2.32 | 2.32 | 2.32 | 2.32 | 2.32 | 2.32 | 2.32 | 2.32 | 2.32 | 2.32 | 2.32 | 2.32 | 2.32 | 2.32 | 2.32 | 2.32 | 2.32 | 2.32 | 2.32 | 2.32 | 0 | 0 | 0 | 0 | 0 | 0 | 0 | 0 | 0 | 0 | 0 | 0 | 0 | 0 | 0 | 0 | 0 | 0 | 0 | 0 | 0 | 0 | 0 | 0
[19 empty] | Fixed carbon costs | Input | £000s | 4.4079 | 6.6119 | 13.2237 | 15.4277 | 19.8356 | 22.0395 | 28.6514 | 44.079 | 44.079 | 22.0395 | 0 | 0 | 0 | 0 | 0 | 0 | 0 | 0 | 0 | 0 | 1.8319 | 2.7478 | 5.4956 | 6.4115 | 8.2434 | 9.1593 | 11.9071 | 18.3186 | 18.3186 | 9.1593 | 0 | 0 | 0 | 0 | 0 | 0 | 0 | 0 | 0 | 0 | 1.8319 | 2.7478 | 5.4956 | 6.4115 | 8.2434 | 9.1593 | 11.9071 | 18.3186 | 18.3186 | 9.1593 | 0 | 0 | 0 | 0 | 0 | 0 | 0 | 0 | 0 | 0 | 4.1112 | 6.1668 | 12.3337 | 14.3893 | 18.5005 | 20.5561 | 26.7229 | 41.1122 | 41.1122 | 20.5561 | 0 | 0 | 0 | 0 | 0 | 0 | 0 | 0 | 0 | 0 | 0 | 0 | 0 | 0 | 0 | 0 | 0 | 0 | 0 | 0 | 0 | 0 | 0 | 0 | 0 | 0 | 0 | 0 | 0 | 0 | 0 | 0 | 0 | 0
[19 empty] | Variable carbon costs | Input | £000s | 0 | 0 | 0 | 0 | 0 | 0 | 0 | 0 | 0 | 0 | 32.1342 | 30.2277 | 28.3211 | 26.4146 | 24.5081 | 22.6016 | 20.695 | 18.7885 | 16.882 | 14.9754 | 13.0689 | 11.1624 | 9.2559 | 7.3493 | 5.4428 | 5.4428 | 5.4428 | 5.4428 | 5.4428 | 5.4428 | 5.4428 | 5.4428 | 5.4428 | 5.4428 | 5.4428 | 5.4428 | 5.4428 | 5.4428 | 5.4428 | 5.4428 | 5.4428 | 5.4428 | 5.4428 | 5.4428 | 5.4428 | 5.4428 | 5.4428 | 5.4428 | 5.4428 | 5.4428 | 5.4428 | 5.4428 | 5.4428 | 5.4428 | 5.4428 | 5.4428 | 5.4428 | 5.4428 | 5.4428 | 5.4428 | 5.4428 | 5.4428 | 5.4428 | 5.4428 | 5.4428 | 5.4428 | 5.4428 | 5.4428 | 5.4428 | 5.4428 | 5.4428 | 5.4428 | 5.4428 | 5.4428 | 5.4428 | 5.4428 | 5.4428 | 5.4428 | 5.4428 | 5.4428 | 0 | 0 | 0 | 0 | 0 | 0 | 0 | 0 | 0 | 0 | 0 | 0 | 0 | 0 | 0 | 0 | 0 | 0 | 0 | 0 | 0 | 0 | 0 | 0
[19 empty] | Customer willingness to pay | Input | £000s | 0 | 0 | 0 | 0 | 0 | 0 | 0 | 0 | 0 | 0 | 0 | 0 | 0 | 0 | 0 | 0 | 0 | 0 | 0 | 0 | 0 | 0 | 0 | 0 | 0 | 0 | 0 | 0 | 0 | 0 | 0 | 0 | 0 | 0 | 0 | 0 | 0 | 0 | 0 | 0 | 0 | 0 | 0 | 0 | 0 | 0 | 0 | 0 | 0 | 0 | 0 | 0 | 0 | 0 | 0 | 0 | 0 | 0 | 0 | 0 | 0 | 0 | 0 | 0 | 0 | 0 | 0 | 0 | 0 | 0 | 0 | 0 | 0 | 0 | 0 | 0 | 0 | 0 | 0 | 0 | 0 | 0 | 0 | 0 | 0 | 0 | 0 | 0 | 0 | 0 | 0 | 0 | 0 | 0 | 0 | 0 | 0 | 0 | 0 | 0 | 0 | 0 | 0 | 0
[19 empty] | Total | Sum of above (excl WAFU) | £000s | 695.9955 | 1043.9933 | 2087.9865 | 2435.9843 | 3131.9798 | 3479.9775 | 4523.9708 | 6959.955 | 6959.955 | 3479.9775 | 421.3542 | 419.4477 | 417.5411 | 415.6346 | 413.7281 | 411.8216 | 409.915 | 408.0085 | 406.102 | 404.1954 | 691.5338 | 834.2497 | 1266.2105 | 1408.9264 | 1696.2648 | 1840.8872 | 2274.7545 | 3287.1116 | 3287.1116 | 1840.8872 | 394.6628 | 394.6628 | 394.6628 | 394.6628 | 394.6628 | 394.6628 | 394.6628 | 394.6628 | 394.6628 | 394.6628 | 683.9077 | 828.5301 | 1262.3974 | 1407.0199 | 1696.2648 | 1840.8872 | 2274.7545 | 3287.1116 | 3287.1116 | 1840.8872 | 394.6628 | 394.6628 | 394.6628 | 394.6628 | 394.6628 | 394.6628 | 394.6628 | 394.6628 | 394.6628 | 394.6628 | 1043.813 | 1368.3881 | 2342.1135 | 2666.6886 | 3315.8388 | 3640.414 | 4614.1393 | 6886.1651 | 6886.1651 | 3640.414 | 394.6628 | 394.6628 | 394.6628 | 394.6628 | 394.6628 | 394.6628 | 394.6628 | 394.6628 | 394.6628 | 394.6628 | 0 | 0 | 0 | 0 | 0 | 0 | 0 | 0 | 0 | 0 | 0 | 0 | 0 | 0 | 0 | 0 | 0 | 0 | 0 | 0 | 0 | 0 | 0 | 0
58.1x | Site Q enhancements with new supported abstractions from the River Derwent | MEL41 | SW enhancement | N | 2025-26 | Capacity | 15 | 130616.7376 | 37095.1123 | 12920.9178 | 0 | 664.0652 | 104.6116 | 50784.7069 | 38.2922 | 38.8807 | 3 | 3 | Gains in WAFU / Savings in demand | Input | Ml/d | 0 | 0 | 0 | 0 | 0 | 15 | 15 | 15 | 15 | 15 | 15 | 15 | 15 | 15 | 15 | 15 | 15 | 15 | 15 | 15 | 15 | 15 | 15 | 15 | 15 | 15 | 15 | 15 | 15 | 15 | 15 | 15 | 15 | 15 | 15 | 15 | 15 | 15 | 15 | 15 | 15 | 15 | 15 | 15 | 15 | 15 | 15 | 15 | 15 | 15 | 15 | 15 | 15 | 15 | 15 | 15 | 15 | 15 | 15 | 15 | 15 | 15 | 15 | 15 | 15 | 15 | 15 | 15 | 15 | 15 | 15 | 15 | 15 | 15 | 15 | 15 | 15 | 15 | 15 | 15 | 0 | 0 | 0 | 0 | 0 | 0 | 0 | 0 | 0 | 0 | 0 | 0 | 0 | 0 | 0 | 0 | 0 | 0 | 0 | 0 | 0 | 0 | 0 | 0
[19 empty] | Fixed capex | Input | £000s | 2428.58 | 2775.52 | 3469.4 | 13877.6 | 12142.9 | 0 | 0 | 0 | 0 | 0 | 0 | 0 | 0 | 0 | 0 | 0 | 0 | 0 | 0 | 0 | 395.43 | 451.92 | 564.9 | 2259.6 | 1977.15 | 0 | 0 | 0 | 0 | 0 | 0 | 0 | 0 | 0 | 0 | 0 | 0 | 0 | 0 | 0 | 395.43 | 451.92 | 564.9 | 2259.6 | 1977.15 | 0 | 0 | 0 | 0 | 0 | 0 | 0 | 0 | 0 | 0 | 0 | 0 | 0 | 0 | 0 | 873.46 | 998.24 | 1247.8 | 4991.2 | 4367.3 | 0 | 0 | 0 | 0 | 0 | 0 | 0 | 0 | 0 | 0 | 0 | 0 | 0 | 0 | 0 | 0 | 0 | 0 | 0 | 0 | 0 | 0 | 0 | 0 | 0 | 0 | 0 | 0 | 0 | 0 | 0 | 0 | 0 | 0 | 0 | 0 | 0 | 0 | 0
[19 empty] | Variable capex | Input | £000s | 0 | 0 | 0 | 0 | 0 | 0 | 0 | 0 | 0 | 0 | 0 | 0 | 0 | 0 | 0 | 0 | 0 | 0 | 0 | 0 | 0 | 0 | 0 | 0 | 0 | 0 | 0 | 0 | 0 | 0 | 0 | 0 | 0 | 0 | 0 | 0 | 0 | 0 | 0 | 0 | 0 | 0 | 0 | 0 | 0 | 0 | 0 | 0 | 0 | 0 | 0 | 0 | 0 | 0 | 0 | 0 | 0 | 0 | 0 | 0 | 0 | 0 | 0 | 0 | 0 | 0 | 0 | 0 | 0 | 0 | 0 | 0 | 0 | 0 | 0 | 0 | 0 | 0 | 0 | 0 | 0 | 0 | 0 | 0 | 0 | 0 | 0 | 0 | 0 | 0 | 0 | 0 | 0 | 0 | 0 | 0 | 0 | 0 | 0 | 0 | 0 | 0 | 0 | 0
[19 empty] | Financing costs | Input | £000s | 0 | 0 | 0 | 0 | 0 | 0 | 0 | 0 | 0 | 0 | 0 | 0 | 0 | 0 | 0 | 0 | 0 | 0 | 0 | 0 | 0 | 0 | 0 | 0 | 0 | 0 | 0 | 0 | 0 | 0 | 0 | 0 | 0 | 0 | 0 | 0 | 0 | 0 | 0 | 0 | 0 | 0 | 0 | 0 | 0 | 0 | 0 | 0 | 0 | 0 | 0 | 0 | 0 | 0 | 0 | 0 | 0 | 0 | 0 | 0 | 0 | 0 | 0 | 0 | 0 | 0 | 0 | 0 | 0 | 0 | 0 | 0 | 0 | 0 | 0 | 0 | 0 | 0 | 0 | 0 | 0 | 0 | 0 | 0 | 0 | 0 | 0 | 0 | 0 | 0 | 0 | 0 | 0 | 0 | 0 | 0 | 0 | 0 | 0 | 0 | 0 | 0 | 0 | 0
[19 empty] | Fixed opex | Input | £000s | 0 | 0 | 0 | 0 | 0 | 71.4 | 71.4 | 71.4 | 71.4 | 71.4 | 71.4 | 71.4 | 71.4 | 71.4 | 71.4 | 71.4 | 71.4 | 71.4 | 71.4 | 71.4 | 71.4 | 71.4 | 71.4 | 71.4 | 71.4 | 71.4 | 71.4 | 71.4 | 71.4 | 71.4 | 71.4 | 71.4 | 71.4 | 71.4 | 71.4 | 71.4 | 71.4 | 71.4 | 71.4 | 71.4 | 71.4 | 71.4 | 71.4 | 71.4 | 71.4 | 71.4 | 71.4 | 71.4 | 71.4 | 71.4 | 71.4 | 71.4 | 71.4 | 71.4 | 71.4 | 71.4 | 71.4 | 71.4 | 71.4 | 71.4 | 71.4 | 71.4 | 71.4 | 71.4 | 71.4 | 71.4 | 71.4 | 71.4 | 71.4 | 71.4 | 71.4 | 71.4 | 71.4 | 71.4 | 71.4 | 71.4 | 71.4 | 71.4 | 71.4 | 71.4 | 0 | 0 | 0 | 0 | 0 | 0 | 0 | 0 | 0 | 0 | 0 | 0 | 0 | 0 | 0 | 0 | 0 | 0 | 0 | 0 | 0 | 0 | 0 | 0
[19 empty] | Variable opex | Input | £000s | 0 | 0 | 0 | 0 | 0 | 470.2 | 470.2 | 470.2 | 470.2 | 470.2 | 470.2 | 470.2 | 470.2 | 470.2 | 470.2 | 470.2 | 470.2 | 470.2 | 470.2 | 470.2 | 470.2 | 470.2 | 470.2 | 470.2 | 470.2 | 470.2 | 470.2 | 470.2 | 470.2 | 470.2 | 470.2 | 470.2 | 470.2 | 470.2 | 470.2 | 470.2 | 470.2 | 470.2 | 470.2 | 470.2 | 470.2 | 470.2 | 470.2 | 470.2 | 470.2 | 470.2 | 470.2 | 470.2 | 470.2 | 470.2 | 470.2 | 470.2 | 470.2 | 470.2 | 470.2 | 470.2 | 470.2 | 470.2 | 470.2 | 470.2 | 470.2 | 470.2 | 470.2 | 470.2 | 470.2 | 470.2 | 470.2 | 470.2 | 470.2 | 470.2 | 470.2 | 470.2 | 470.2 | 470.2 | 470.2 | 470.2 | 470.2 | 470.2 | 470.2 | 470.2 | 0 | 0 | 0 | 0 | 0 | 0 | 0 | 0 | 0 | 0 | 0 | 0 | 0 | 0 | 0 | 0 | 0 | 0 | 0 | 0 | 0 | 0 | 0 | 0
[19 empty] | Opex savings | Input | £000s | 0 | 0 | 0 | 0 | 0 | 0 | 0 | 0 | 0 | 0 | 0 | 0 | 0 | 0 | 0 | 0 | 0 | 0 | 0 | 0 | 0 | 0 | 0 | 0 | 0 | 0 | 0 | 0 | 0 | 0 | 0 | 0 | 0 | 0 | 0 | 0 | 0 | 0 | 0 | 0 | 0 | 0 | 0 | 0 | 0 | 0 | 0 | 0 | 0 | 0 | 0 | 0 | 0 | 0 | 0 | 0 | 0 | 0 | 0 | 0 | 0 | 0 | 0 | 0 | 0 | 0 | 0 | 0 | 0 | 0 | 0 | 0 | 0 | 0 | 0 | 0 | 0 | 0 | 0 | 0 | 0 | 0 | 0 | 0 | 0 | 0 | 0 | 0 | 0 | 0 | 0 | 0 | 0 | 0 | 0 | 0 | 0 | 0 | 0 | 0 | 0 | 0 | 0 | 0
[19 empty] | Fixed env & social | Input | £000s | 0.8043 | 0.9192 | 1.149 | 4.596 | 4.0215 | 0 | 0 | 0 | 0 | 0 | 0 | 0 | 0 | 0 | 0 | 0 | 0 | 0 | 0 | 0 | 0.13096 | 0.14967 | 0.18708 | 0.74834 | 0.65479 | 0 | 0 | 0 | 0 | 0 | 0 | 0 | 0 | 0 | 0 | 0 | 0 | 0 | 0 | 0 | 0.13096 | 0.14967 | 0.18708 | 0.74834 | 0.65479 | 0 | 0 | 0 | 0 | 0 | 0 | 0 | 0 | 0 | 0 | 0 | 0 | 0 | 0 | 0 | 0.28927 | 0.3306 | 0.41325 | 1.653 | 1.4464 | 0 | 0 | 0 | 0 | 0 | 0 | 0 | 0 | 0 | 0 | 0 | 0 | 0 | 0 | 0 | 0 | 0 | 0 | 0 | 0 | 0 | 0 | 0 | 0 | 0 | 0 | 0 | 0 | 0 | 0 | 0 | 0 | 0 | 0 | 0 | 0 | 0 | 0 | 0
[19 empty] | Variable env & social | Input | £000s | 0 | 0 | 0 | 0 | 0 | 3.87 | 3.87 | 3.87 | 3.87 | 3.87 | 3.87 | 3.87 | 3.87 | 3.87 | 3.87 | 3.87 | 3.87 | 3.87 | 3.87 | 3.87 | 3.87 | 3.87 | 3.87 | 3.87 | 3.87 | 3.87 | 3.87 | 3.87 | 3.87 | 3.87 | 3.87 | 3.87 | 3.87 | 3.87 | 3.87 | 3.87 | 3.87 | 3.87 | 3.87 | 3.87 | 3.87 | 3.87 | 3.87 | 3.87 | 3.87 | 3.87 | 3.87 | 3.87 | 3.87 | 3.87 | 3.87 | 3.87 | 3.87 | 3.87 | 3.87 | 3.87 | 3.87 | 3.87 | 3.87 | 3.87 | 3.87 | 3.87 | 3.87 | 3.87 | 3.87 | 3.87 | 3.87 | 3.87 | 3.87 | 3.87 | 3.87 | 3.87 | 3.87 | 3.87 | 3.87 | 3.87 | 3.87 | 3.87 | 3.87 | 3.87 | 0 | 0 | 0 | 0 | 0 | 0 | 0 | 0 | 0 | 0 | 0 | 0 | 0 | 0 | 0 | 0 | 0 | 0 | 0 | 0 | 0 | 0 | 0 | 0
[19 empty] | Fixed carbon costs | Input | £000s | 6.3486 | 7.2555 | 9.0694 | 36.2774 | 31.7428 | 0 | 0 | 0 | 0 | 0 | 0 | 0 | 0 | 0 | 0 | 0 | 0 | 0 | 0 | 0 | 1.0337 | 1.1814 | 1.4767 | 5.9068 | 5.1685 | 0 | 0 | 0 | 0 | 0 | 0 | 0 | 0 | 0 | 0 | 0 | 0 | 0 | 0 | 0 | 1.0337 | 1.1814 | 1.4767 | 5.9068 | 5.1685 | 0 | 0 | 0 | 0 | 0 | 0 | 0 | 0 | 0 | 0 | 0 | 0 | 0 | 0 | 0 | 2.2833 | 2.6095 | 3.2619 | 13.0475 | 11.4166 | 0 | 0 | 0 | 0 | 0 | 0 | 0 | 0 | 0 | 0 | 0 | 0 | 0 | 0 | 0 | 0 | 0 | 0 | 0 | 0 | 0 | 0 | 0 | 0 | 0 | 0 | 0 | 0 | 0 | 0 | 0 | 0 | 0 | 0 | 0 | 0 | 0 | 0 | 0
[19 empty] | Variable carbon costs | Input | £000s | 0 | 0 | 0 | 0 | 0 | 62.8939 | 58.2628 | 55.3765 | 54.393 | 50.6862 | 47.8474 | 45.0086 | 42.1698 | 39.331 | 36.4922 | 33.6534 | 30.8146 | 27.9758 | 25.137 | 22.2982 | 19.4594 | 16.6206 | 13.7818 | 10.943 | 8.1042 | 8.1042 | 8.1042 | 8.1042 | 8.1042 | 8.1042 | 8.1042 | 8.1042 | 8.1042 | 8.1042 | 8.1042 | 8.1042 | 8.1042 | 8.1042 | 8.1042 | 8.1042 | 8.1042 | 8.1042 | 8.1042 | 8.1042 | 8.1042 | 8.1042 | 8.1042 | 8.1042 | 8.1042 | 8.1042 | 8.1042 | 8.1042 | 8.1042 | 8.1042 | 8.1042 | 8.1042 | 8.1042 | 8.1042 | 8.1042 | 8.1042 | 8.1042 | 8.1042 | 8.1042 | 8.1042 | 8.1042 | 8.1042 | 8.1042 | 8.1042 | 8.1042 | 8.1042 | 8.1042 | 8.1042 | 8.1042 | 8.1042 | 8.1042 | 8.1042 | 8.1042 | 8.1042 | 8.1042 | 8.1042 | 0 | 0 | 0 | 0 | 0 | 0 | 0 | 0 | 0 | 0 | 0 | 0 | 0 | 0 | 0 | 0 | 0 | 0 | 0 | 0 | 0 | 0 | 0 | 0
[19 empty] | Customer willingness to pay | Input | £000s | 0 | 0 | 0 | 0 | 0 | 0 | 0 | 0 | 0 | 0 | 0 | 0 | 0 | 0 | 0 | 0 | 0 | 0 | 0 | 0 | 0 | 0 | 0 | 0 | 0 | 0 | 0 | 0 | 0 | 0 | 0 | 0 | 0 | 0 | 0 | 0 | 0 | 0 | 0 | 0 | 0 | 0 | 0 | 0 | 0 | 0 | 0 | 0 | 0 | 0 | 0 | 0 | 0 | 0 | 0 | 0 | 0 | 0 | 0 | 0 | 0 | 0 | 0 | 0 | 0 | 0 | 0 | 0 | 0 | 0 | 0 | 0 | 0 | 0 | 0 | 0 | 0 | 0 | 0 | 0 | 0 | 0 | 0 | 0 | 0 | 0 | 0 | 0 | 0 | 0 | 0 | 0 | 0 | 0 | 0 | 0 | 0 | 0 | 0 | 0 | 0 | 0 | 0 | 0
[19 empty] | Total | Sum of above (excl WAFU) | £000s | 2435.7329 | 2783.6947 | 3479.6184 | 13918.4734 | 12178.6643 | 608.3639 | 603.7328 | 600.8465 | 599.863 | 596.1562 | 593.3174 | 590.4786 | 587.6398 | 584.801 | 581.9622 | 579.1234 | 576.2846 | 573.4458 | 570.607 | 567.7682 | 961.5241 | 1015.3417 | 1125.8156 | 2822.6682 | 2536.5475 | 553.5742 | 553.5742 | 553.5742 | 553.5742 | 553.5742 | 553.5742 | 553.5742 | 553.5742 | 553.5742 | 553.5742 | 553.5742 | 553.5742 | 553.5742 | 553.5742 | 553.5742 | 950.1689 | 1006.8253 | 1120.138 | 2819.8294 | 2536.5475 | 553.5742 | 553.5742 | 553.5742 | 553.5742 | 553.5742 | 553.5742 | 553.5742 | 553.5742 | 553.5742 | 553.5742 | 553.5742 | 553.5742 | 553.5742 | 553.5742 | 553.5742 | 1429.6068 | 1554.7543 | 1805.0494 | 5559.4747 | 4933.7372 | 553.5742 | 553.5742 | 553.5742 | 553.5742 | 553.5742 | 553.5742 | 553.5742 | 553.5742 | 553.5742 | 553.5742 | 553.5742 | 553.5742 | 553.5742 | 553.5742 | 553.5742 | 0 | 0 | 0 | 0 | 0 | 0 | 0 | 0 | 0 | 0 | 0 | 0 | 0 | 0 | 0 | 0 | 0 | 0 | 0 | 0 | 0 | 0 | 0 | 0
58.1x | Site Q enhancements supported by raw water augmentation of the River Trent | MEL47 | Effluent reuse | N | 2025-26 | Capacity | 20 | 174155.6501 | 63355.6489 | 18706.2254 | 0 | 979.0093 | 361.1465 | 83402.0301 | 47.1198 | 47.8894 | 3 | 3 | Gains in WAFU / Savings in demand | Input | Ml/d | 0 | 0 | 0 | 0 | 0 | 20 | 20 | 20 | 20 | 20 | 20 | 20 | 20 | 20 | 20 | 20 | 20 | 20 | 20 | 20 | 20 | 20 | 20 | 20 | 20 | 20 | 20 | 20 | 20 | 20 | 20 | 20 | 20 | 20 | 20 | 20 | 20 | 20 | 20 | 20 | 20 | 20 | 20 | 20 | 20 | 20 | 20 | 20 | 20 | 20 | 20 | 20 | 20 | 20 | 20 | 20 | 20 | 20 | 20 | 20 | 20 | 20 | 20 | 20 | 20 | 20 | 20 | 20 | 20 | 20 | 20 | 20 | 20 | 20 | 20 | 20 | 20 | 20 | 20 | 20 | 0 | 0 | 0 | 0 | 0 | 0 | 0 | 0 | 0 | 0 | 0 | 0 | 0 | 0 | 0 | 0 | 0 | 0 | 0 | 0 | 0 | 0 | 0 | 0
[19 empty] | Fixed capex | Input | £000s | 3935.82 | 4498.08 | 5622.6 | 22490.4 | 19679.1 | 0 | 0 | 0 | 0 | 0 | 0 | 0 | 0 | 0 | 0 | 0 | 0 | 0 | 0 | 0 | 719.11 | 821.84 | 1027.3 | 4109.2 | 3595.55 | 0 | 0 | 0 | 0 | 0 | 0 | 0 | 0 | 0 | 0 | 0 | 0 | 0 | 0 | 0 | 719.11 | 821.84 | 1027.3 | 4109.2 | 3595.55 | 0 | 0 | 0 | 0 | 0 | 0 | 0 | 0 | 0 | 0 | 0 | 0 | 0 | 0 | 0 | 2683.59 | 3066.96 | 3833.7 | 15334.8 | 13417.95 | 0 | 0 | 0 | 0 | 0 | 0 | 0 | 0 | 0 | 0 | 0 | 0 | 0 | 0 | 0 | 0 | 0 | 0 | 0 | 0 | 0 | 0 | 0 | 0 | 0 | 0 | 0 | 0 | 0 | 0 | 0 | 0 | 0 | 0 | 0 | 0 | 0 | 0 | 0
[19 empty] | Variable capex | Input | £000s | 0 | 0 | 0 | 0 | 0 | 0 | 0 | 0 | 0 | 0 | 0 | 0 | 0 | 0 | 0 | 0 | 0 | 0 | 0 | 0 | 0 | 0 | 0 | 0 | 0 | 0 | 0 | 0 | 0 | 0 | 0 | 0 | 0 | 0 | 0 | 0 | 0 | 0 | 0 | 0 | 0 | 0 | 0 | 0 | 0 | 0 | 0 | 0 | 0 | 0 | 0 | 0 | 0 | 0 | 0 | 0 | 0 | 0 | 0 | 0 | 0 | 0 | 0 | 0 | 0 | 0 | 0 | 0 | 0 | 0 | 0 | 0 | 0 | 0 | 0 | 0 | 0 | 0 | 0 | 0 | 0 | 0 | 0 | 0 | 0 | 0 | 0 | 0 | 0 | 0 | 0 | 0 | 0 | 0 | 0 | 0 | 0 | 0 | 0 | 0 | 0 | 0 | 0 | 0
[19 empty] | Financing costs | Input | £000s | 0 | 0 | 0 | 0 | 0 | 0 | 0 | 0 | 0 | 0 | 0 | 0 | 0 | 0 | 0 | 0 | 0 | 0 | 0 | 0 | 0 | 0 | 0 | 0 | 0 | 0 | 0 | 0 | 0 | 0 | 0 | 0 | 0 | 0 | 0 | 0 | 0 | 0 | 0 | 0 | 0 | 0 | 0 | 0 | 0 | 0 | 0 | 0 | 0 | 0 | 0 | 0 | 0 | 0 | 0 | 0 | 0 | 0 | 0 | 0 | 0 | 0 | 0 | 0 | 0 | 0 | 0 | 0 | 0 | 0 | 0 | 0 | 0 | 0 | 0 | 0 | 0 | 0 | 0 | 0 | 0 | 0 | 0 | 0 | 0 | 0 | 0 | 0 | 0 | 0 | 0 | 0 | 0 | 0 | 0 | 0 | 0 | 0 | 0 | 0 | 0 | 0 | 0 | 0
[19 empty] | Fixed opex | Input | £000s | 0 | 0 | 0 | 0 | 0 | 100.7 | 100.7 | 100.7 | 100.7 | 100.7 | 100.7 | 100.7 | 100.7 | 100.7 | 100.7 | 100.7 | 100.7 | 100.7 | 100.7 | 100.7 | 100.7 | 100.7 | 100.7 | 100.7 | 100.7 | 100.7 | 100.7 | 100.7 | 100.7 | 100.7 | 100.7 | 100.7 | 100.7 | 100.7 | 100.7 | 100.7 | 100.7 | 100.7 | 100.7 | 100.7 | 100.7 | 100.7 | 100.7 | 100.7 | 100.7 | 100.7 | 100.7 | 100.7 | 100.7 | 100.7 | 100.7 | 100.7 | 100.7 | 100.7 | 100.7 | 100.7 | 100.7 | 100.7 | 100.7 | 100.7 | 100.7 | 100.7 | 100.7 | 100.7 | 100.7 | 100.7 | 100.7 | 100.7 | 100.7 | 100.7 | 100.7 | 100.7 | 100.7 | 100.7 | 100.7 | 100.7 | 100.7 | 100.7 | 100.7 | 100.7 | 0 | 0 | 0 | 0 | 0 | 0 | 0 | 0 | 0 | 0 | 0 | 0 | 0 | 0 | 0 | 0 | 0 | 0 | 0 | 0 | 0 | 0 | 0 | 0
[19 empty] | Variable opex | Input | £000s | 0 | 0 | 0 | 0 | 0 | 683.4 | 683.4 | 683.4 | 683.4 | 683.4 | 683.4 | 683.4 | 683.4 | 683.4 | 683.4 | 683.4 | 683.4 | 683.4 | 683.4 | 683.4 | 683.4 | 683.4 | 683.4 | 683.4 | 683.4 | 683.4 | 683.4 | 683.4 | 683.4 | 683.4 | 683.4 | 683.4 | 683.4 | 683.4 | 683.4 | 683.4 | 683.4 | 683.4 | 683.4 | 683.4 | 683.4 | 683.4 | 683.4 | 683.4 | 683.4 | 683.4 | 683.4 | 683.4 | 683.4 | 683.4 | 683.4 | 683.4 | 683.4 | 683.4 | 683.4 | 683.4 | 683.4 | 683.4 | 683.4 | 683.4 | 683.4 | 683.4 | 683.4 | 683.4 | 683.4 | 683.4 | 683.4 | 683.4 | 683.4 | 683.4 | 683.4 | 683.4 | 683.4 | 683.4 | 683.4 | 683.4 | 683.4 | 683.4 | 683.4 | 683.4 | 0 | 0 | 0 | 0 | 0 | 0 | 0 | 0 | 0 | 0 | 0 | 0 | 0 | 0 | 0 | 0 | 0 | 0 | 0 | 0 | 0 | 0 | 0 | 0
[19 empty] | Opex savings | Input | £000s | 0 | 0 | 0 | 0 | 0 | 0 | 0 | 0 | 0 | 0 | 0 | 0 | 0 | 0 | 0 | 0 | 0 | 0 | 0 | 0 | 0 | 0 | 0 | 0 | 0 | 0 | 0 | 0 | 0 | 0 | 0 | 0 | 0 | 0 | 0 | 0 | 0 | 0 | 0 | 0 | 0 | 0 | 0 | 0 | 0 | 0 | 0 | 0 | 0 | 0 | 0 | 0 | 0 | 0 | 0 | 0 | 0 | 0 | 0 | 0 | 0 | 0 | 0 | 0 | 0 | 0 | 0 | 0 | 0 | 0 | 0 | 0 | 0 | 0 | 0 | 0 | 0 | 0 | 0 | 0 | 0 | 0 | 0 | 0 | 0 | 0 | 0 | 0 | 0 | 0 | 0 | 0 | 0 | 0 | 0 | 0 | 0 | 0 | 0 | 0 | 0 | 0 | 0 | 0
[19 empty] | Fixed env & social | Input | £000s | 1.9089 | 2.1816 | 2.727 | 10.908 | 9.5445 | 0 | 0 | 0 | 0 | 0 | 0 | 0 | 0 | 0 | 0 | 0 | 0 | 0 | 0 | 0 | 0.34877 | 0.3986 | 0.49825 | 1.993 | 1.7439 | 0 | 0 | 0 | 0 | 0 | 0 | 0 | 0 | 0 | 0 | 0 | 0 | 0 | 0 | 0 | 0.34877 | 0.3986 | 0.49825 | 1.993 | 1.7439 | 0 | 0 | 0 | 0 | 0 | 0 | 0 | 0 | 0 | 0 | 0 | 0 | 0 | 0 | 0 | 1.3016 | 1.4875 | 1.8594 | 7.4375 | 6.5078 | 0 | 0 | 0 | 0 | 0 | 0 | 0 | 0 | 0 | 0 | 0 | 0 | 0 | 0 | 0 | 0 | 0 | 0 | 0 | 0 | 0 | 0 | 0 | 0 | 0 | 0 | 0 | 0 | 0 | 0 | 0 | 0 | 0 | 0 | 0 | 0 | 0 | 0 | 0
[19 empty] | Variable env & social | Input | £000s | 0 | 0 | 0 | 0 | 0 | 13.85 | 13.85 | 13.85 | 13.85 | 13.85 | 13.85 | 13.85 | 13.85 | 13.85 | 13.85 | 13.85 | 13.85 | 13.85 | 13.85 | 13.85 | 13.85 | 13.85 | 13.85 | 13.85 | 13.85 | 13.85 | 13.85 | 13.85 | 13.85 | 13.85 | 13.85 | 13.85 | 13.85 | 13.85 | 13.85 | 13.85 | 13.85 | 13.85 | 13.85 | 13.85 | 13.85 | 13.85 | 13.85 | 13.85 | 13.85 | 13.85 | 13.85 | 13.85 | 13.85 | 13.85 | 13.85 | 13.85 | 13.85 | 13.85 | 13.85 | 13.85 | 13.85 | 13.85 | 13.85 | 13.85 | 13.85 | 13.85 | 13.85 | 13.85 | 13.85 | 13.85 | 13.85 | 13.85 | 13.85 | 13.85 | 13.85 | 13.85 | 13.85 | 13.85 | 13.85 | 13.85 | 13.85 | 13.85 | 13.85 | 13.85 | 0 | 0 | 0 | 0 | 0 | 0 | 0 | 0 | 0 | 0 | 0 | 0 | 0 | 0 | 0 | 0 | 0 | 0 | 0 | 0 | 0 | 0 | 0 | 0
[19 empty] | Fixed carbon costs | Input | £000s | 6.9629 | 7.9576 | 9.947 | 39.7882 | 34.8146 | 0 | 0 | 0 | 0 | 0 | 0 | 0 | 0 | 0 | 0 | 0 | 0 | 0 | 0 | 0 | 1.2722 | 1.4539 | 1.8174 | 7.2697 | 6.361 | 0 | 0 | 0 | 0 | 0 | 0 | 0 | 0 | 0 | 0 | 0 | 0 | 0 | 0 | 0 | 1.2722 | 1.4539 | 1.8174 | 7.2697 | 6.361 | 0 | 0 | 0 | 0 | 0 | 0 | 0 | 0 | 0 | 0 | 0 | 0 | 0 | 0 | 0 | 4.7476 | 5.4258 | 6.7823 | 27.1291 | 23.7379 | 0 | 0 | 0 | 0 | 0 | 0 | 0 | 0 | 0 | 0 | 0 | 0 | 0 | 0 | 0 | 0 | 0 | 0 | 0 | 0 | 0 | 0 | 0 | 0 | 0 | 0 | 0 | 0 | 0 | 0 | 0 | 0 | 0 | 0 | 0 | 0 | 0 | 0 | 0
[19 empty] | Variable carbon costs | Input | £000s | 0 | 0 | 0 | 0 | 0 | 96.1467 | 89.0672 | 84.6548 | 83.1513 | 77.4847 | 73.145 | 68.8053 | 64.4656 | 60.1259 | 55.7862 | 51.4464 | 47.1067 | 42.767 | 38.4273 | 34.0876 | 29.7479 | 25.4082 | 21.0685 | 16.7288 | 12.3891 | 12.3891 | 12.3891 | 12.3891 | 12.3891 | 12.3891 | 12.3891 | 12.3891 | 12.3891 | 12.3891 | 12.3891 | 12.3891 | 12.3891 | 12.3891 | 12.3891 | 12.3891 | 12.3891 | 12.3891 | 12.3891 | 12.3891 | 12.3891 | 12.3891 | 12.3891 | 12.3891 | 12.3891 | 12.3891 | 12.3891 | 12.3891 | 12.3891 | 12.3891 | 12.3891 | 12.3891 | 12.3891 | 12.3891 | 12.3891 | 12.3891 | 12.3891 | 12.3891 | 12.3891 | 12.3891 | 12.3891 | 12.3891 | 12.3891 | 12.3891 | 12.3891 | 12.3891 | 12.3891 | 12.3891 | 12.3891 | 12.3891 | 12.3891 | 12.3891 | 12.3891 | 12.3891 | 12.3891 | 12.3891 | 0 | 0 | 0 | 0 | 0 | 0 | 0 | 0 | 0 | 0 | 0 | 0 | 0 | 0 | 0 | 0 | 0 | 0 | 0 | 0 | 0 | 0 | 0 | 0
[19 empty] | Customer willingness to pay | Input | £000s | 0 | 0 | 0 | 0 | 0 | 0 | 0 | 0 | 0 | 0 | 0 | 0 | 0 | 0 | 0 | 0 | 0 | 0 | 0 | 0 | 0 | 0 | 0 | 0 | 0 | 0 | 0 | 0 | 0 | 0 | 0 | 0 | 0 | 0 | 0 | 0 | 0 | 0 | 0 | 0 | 0 | 0 | 0 | 0 | 0 | 0 | 0 | 0 | 0 | 0 | 0 | 0 | 0 | 0 | 0 | 0 | 0 | 0 | 0 | 0 | 0 | 0 | 0 | 0 | 0 | 0 | 0 | 0 | 0 | 0 | 0 | 0 | 0 | 0 | 0 | 0 | 0 | 0 | 0 | 0 | 0 | 0 | 0 | 0 | 0 | 0 | 0 | 0 | 0 | 0 | 0 | 0 | 0 | 0 | 0 | 0 | 0 | 0 | 0 | 0 | 0 | 0 | 0 | 0
[19 empty] | Total | Sum of above (excl WAFU) | £000s | 3944.6918 | 4508.2192 | 5635.274 | 22541.0962 | 19723.4591 | 894.0967 | 887.0172 | 882.6048 | 881.1013 | 875.4347 | 871.095 | 866.7553 | 862.4156 | 858.0759 | 853.7362 | 849.3964 | 845.0567 | 840.717 | 836.3773 | 832.0376 | 1548.4289 | 1647.0507 | 1848.6342 | 4933.1414 | 4413.9939 | 810.3391 | 810.3391 | 810.3391 | 810.3391 | 810.3391 | 810.3391 | 810.3391 | 810.3391 | 810.3391 | 810.3391 | 810.3391 | 810.3391 | 810.3391 | 810.3391 | 810.3391 | 1531.07 | 1634.0316 | 1839.9547 | 4928.8017 | 4413.9939 | 810.3391 | 810.3391 | 810.3391 | 810.3391 | 810.3391 | 810.3391 | 810.3391 | 810.3391 | 810.3391 | 810.3391 | 810.3391 | 810.3391 | 810.3391 | 810.3391 | 810.3391 | 3499.9782 | 3884.2124 | 4652.6807 | 16179.7056 | 14258.5348 | 810.3391 | 810.3391 | 810.3391 | 810.3391 | 810.3391 | 810.3391 | 810.3391 | 810.3391 | 810.3391 | 810.3391 | 810.3391 | 810.3391 | 810.3391 | 810.3391 | 810.3391 | 0 | 0 | 0 | 0 | 0 | 0 | 0 | 0 | 0 | 0 | 0 | 0 | 0 | 0 | 0 | 0 | 0 | 0 | 0 | 0 | 0 | 0 | 0 | 0
58.1x | East Midlands raw water storage (Site CQ) including new WTW | WTW05 | New reservoir | Y | 2030-31 | Capacity | 45 | 327224.2878 | 184241.6055 | 76238.7765 | 0 | 4105.2928 | 416.6064 | 265002.2812 | 79.603 | 80.9849 | 3 | 3 | Gains in WAFU / Savings in demand | Input | Ml/d | 0 | 0 | 0 | 0 | 0 | 0 | 0 | 0 | 0 | 0 | 45 | 45 | 45 | 45 | 45 | 45 | 45 | 45 | 45 | 45 | 45 | 45 | 45 | 45 | 45 | 45 | 45 | 45 | 45 | 45 | 45 | 45 | 45 | 45 | 45 | 45 | 45 | 45 | 45 | 45 | 45 | 45 | 45 | 45 | 45 | 45 | 45 | 45 | 45 | 45 | 45 | 45 | 45 | 45 | 45 | 45 | 45 | 45 | 45 | 45 | 45 | 45 | 45 | 45 | 45 | 45 | 45 | 45 | 45 | 45 | 45 | 45 | 45 | 45 | 45 | 45 | 45 | 45 | 45 | 45 | 0 | 0 | 0 | 0 | 0 | 0 | 0 | 0 | 0 | 0 | 0 | 0 | 0 | 0 | 0 | 0 | 0 | 0 | 0 | 0 | 0 | 0 | 0 | 0
[19 empty] | Fixed capex | Input | £000s | 3244.14 | 4866.21 | 9732.42 | 11354.49 | 14598.63 | 16220.7 | 21086.91 | 32441.4 | 32441.4 | 16220.7 | 0 | 0 | 0 | 0 | 0 | 0 | 0 | 0 | 0 | 0 | 1101.44 | 1652.16 | 3304.32 | 3855.04 | 4956.48 | 5507.2 | 7159.36 | 11014.4 | 11014.4 | 5507.2 | 0 | 0 | 0 | 0 | 0 | 0 | 0 | 0 | 0 | 0 | 1101.44 | 1652.16 | 3304.32 | 3855.04 | 4956.48 | 5507.2 | 7159.36 | 11014.4 | 11014.4 | 5507.2 | 0 | 0 | 0 | 0 | 0 | 0 | 0 | 0 | 0 | 0 | 2637.94 | 3956.91 | 7913.82 | 9232.79 | 11870.73 | 13189.7 | 17146.61 | 26379.4 | 26379.4 | 13189.7 | 0 | 0 | 0 | 0 | 0 | 0 | 0 | 0 | 0 | 0 | 0 | 0 | 0 | 0 | 0 | 0 | 0 | 0 | 0 | 0 | 0 | 0 | 0 | 0 | 0 | 0 | 0 | 0 | 0 | 0 | 0 | 0 | 0 | 0
[19 empty] | Variable capex | Input | £000s | 0 | 0 | 0 | 0 | 0 | 0 | 0 | 0 | 0 | 0 | 0 | 0 | 0 | 0 | 0 | 0 | 0 | 0 | 0 | 0 | 0 | 0 | 0 | 0 | 0 | 0 | 0 | 0 | 0 | 0 | 0 | 0 | 0 | 0 | 0 | 0 | 0 | 0 | 0 | 0 | 0 | 0 | 0 | 0 | 0 | 0 | 0 | 0 | 0 | 0 | 0 | 0 | 0 | 0 | 0 | 0 | 0 | 0 | 0 | 0 | 0 | 0 | 0 | 0 | 0 | 0 | 0 | 0 | 0 | 0 | 0 | 0 | 0 | 0 | 0 | 0 | 0 | 0 | 0 | 0 | 0 | 0 | 0 | 0 | 0 | 0 | 0 | 0 | 0 | 0 | 0 | 0 | 0 | 0 | 0 | 0 | 0 | 0 | 0 | 0 | 0 | 0 | 0 | 0
[19 empty] | Financing costs | Input | £000s | 0 | 0 | 0 | 0 | 0 | 0 | 0 | 0 | 0 | 0 | 0 | 0 | 0 | 0 | 0 | 0 | 0 | 0 | 0 | 0 | 0 | 0 | 0 | 0 | 0 | 0 | 0 | 0 | 0 | 0 | 0 | 0 | 0 | 0 | 0 | 0 | 0 | 0 | 0 | 0 | 0 | 0 | 0 | 0 | 0 | 0 | 0 | 0 | 0 | 0 | 0 | 0 | 0 | 0 | 0 | 0 | 0 | 0 | 0 | 0 | 0 | 0 | 0 | 0 | 0 | 0 | 0 | 0 | 0 | 0 | 0 | 0 | 0 | 0 | 0 | 0 | 0 | 0 | 0 | 0 | 0 | 0 | 0 | 0 | 0 | 0 | 0 | 0 | 0 | 0 | 0 | 0 | 0 | 0 | 0 | 0 | 0 | 0 | 0 | 0 | 0 | 0 | 0 | 0
[19 empty] | Fixed opex | Input | £000s | 0 | 0 | 0 | 0 | 0 | 0 | 0 | 0 | 0 | 0 | 730.6 | 730.6 | 730.6 | 730.6 | 730.6 | 730.6 | 730.6 | 730.6 | 730.6 | 730.6 | 730.6 | 730.6 | 730.6 | 730.6 | 730.6 | 730.6 | 730.6 | 730.6 | 730.6 | 730.6 | 730.6 | 730.6 | 730.6 | 730.6 | 730.6 | 730.6 | 730.6 | 730.6 | 730.6 | 730.6 | 730.6 | 730.6 | 730.6 | 730.6 | 730.6 | 730.6 | 730.6 | 730.6 | 730.6 | 730.6 | 730.6 | 730.6 | 730.6 | 730.6 | 730.6 | 730.6 | 730.6 | 730.6 | 730.6 | 730.6 | 730.6 | 730.6 | 730.6 | 730.6 | 730.6 | 730.6 | 730.6 | 730.6 | 730.6 | 730.6 | 730.6 | 730.6 | 730.6 | 730.6 | 730.6 | 730.6 | 730.6 | 730.6 | 730.6 | 730.6 | 0 | 0 | 0 | 0 | 0 | 0 | 0 | 0 | 0 | 0 | 0 | 0 | 0 | 0 | 0 | 0 | 0 | 0 | 0 | 0 | 0 | 0 | 0 | 0
[19 empty] | Variable opex | Input | £000s | 0 | 0 | 0 | 0 | 0 | 0 | 0 | 0 | 0 | 0 | 3096.2 | 3096.2 | 3096.2 | 3096.2 | 3096.2 | 3096.2 | 3096.2 | 3096.2 | 3096.2 | 3096.2 | 3096.2 | 3096.2 | 3096.2 | 3096.2 | 3096.2 | 3096.2 | 3096.2 | 3096.2 | 3096.2 | 3096.2 | 3096.2 | 3096.2 | 3096.2 | 3096.2 | 3096.2 | 3096.2 | 3096.2 | 3096.2 | 3096.2 | 3096.2 | 3096.2 | 3096.2 | 3096.2 | 3096.2 | 3096.2 | 3096.2 | 3096.2 | 3096.2 | 3096.2 | 3096.2 | 3096.2 | 3096.2 | 3096.2 | 3096.2 | 3096.2 | 3096.2 | 3096.2 | 3096.2 | 3096.2 | 3096.2 | 3096.2 | 3096.2 | 3096.2 | 3096.2 | 3096.2 | 3096.2 | 3096.2 | 3096.2 | 3096.2 | 3096.2 | 3096.2 | 3096.2 | 3096.2 | 3096.2 | 3096.2 | 3096.2 | 3096.2 | 3096.2 | 3096.2 | 3096.2 | 0 | 0 | 0 | 0 | 0 | 0 | 0 | 0 | 0 | 0 | 0 | 0 | 0 | 0 | 0 | 0 | 0 | 0 | 0 | 0 | 0 | 0 | 0 | 0
[19 empty] | Opex savings | Input | £000s | 0 | 0 | 0 | 0 | 0 | 0 | 0 | 0 | 0 | 0 | 0 | 0 | 0 | 0 | 0 | 0 | 0 | 0 | 0 | 0 | 0 | 0 | 0 | 0 | 0 | 0 | 0 | 0 | 0 | 0 | 0 | 0 | 0 | 0 | 0 | 0 | 0 | 0 | 0 | 0 | 0 | 0 | 0 | 0 | 0 | 0 | 0 | 0 | 0 | 0 | 0 | 0 | 0 | 0 | 0 | 0 | 0 | 0 | 0 | 0 | 0 | 0 | 0 | 0 | 0 | 0 | 0 | 0 | 0 | 0 | 0 | 0 | 0 | 0 | 0 | 0 | 0 | 0 | 0 | 0 | 0 | 0 | 0 | 0 | 0 | 0 | 0 | 0 | 0 | 0 | 0 | 0 | 0 | 0 | 0 | 0 | 0 | 0 | 0 | 0 | 0 | 0 | 0 | 0
[19 empty] | Fixed env & social | Input | £000s | 3.74 | 5.61 | 11.22 | 13.09 | 16.83 | 18.7 | 24.31 | 37.4 | 37.4 | 18.7 | 0 | 0 | 0 | 0 | 0 | 0 | 0 | 0 | 0 | 0 | 1.2698 | 1.9047 | 3.8094 | 4.4443 | 5.7141 | 6.349 | 8.2537 | 12.6979 | 12.6979 | 6.349 | 0 | 0 | 0 | 0 | 0 | 0 | 0 | 0 | 0 | 0 | 1.2698 | 1.9047 | 3.8094 | 4.4443 | 5.7141 | 6.349 | 8.2537 | 12.6979 | 12.6979 | 6.349 | 0 | 0 | 0 | 0 | 0 | 0 | 0 | 0 | 0 | 0 | 3.0411 | 4.5617 | 9.1234 | 10.644 | 13.6851 | 15.2057 | 19.7674 | 30.4114 | 30.4114 | 15.2057 | 0 | 0 | 0 | 0 | 0 | 0 | 0 | 0 | 0 | 0 | 0 | 0 | 0 | 0 | 0 | 0 | 0 | 0 | 0 | 0 | 0 | 0 | 0 | 0 | 0 | 0 | 0 | 0 | 0 | 0 | 0 | 0 | 0 | 0
[19 empty] | Variable env & social | Input | £000s | 0 | 0 | 0 | 0 | 0 | 0 | 0 | 0 | 0 | 0 | 10.25 | 10.25 | 10.25 | 10.25 | 10.25 | 10.25 | 10.25 | 10.25 | 10.25 | 10.25 | 10.25 | 10.25 | 10.25 | 10.25 | 10.25 | 10.25 | 10.25 | 10.25 | 10.25 | 10.25 | 10.25 | 10.25 | 10.25 | 10.25 | 10.25 | 10.25 | 10.25 | 10.25 | 10.25 | 10.25 | 10.25 | 10.25 | 10.25 | 10.25 | 10.25 | 10.25 | 10.25 | 10.25 | 10.25 | 10.25 | 10.25 | 10.25 | 10.25 | 10.25 | 10.25 | 10.25 | 10.25 | 10.25 | 10.25 | 10.25 | 10.25 | 10.25 | 10.25 | 10.25 | 10.25 | 10.25 | 10.25 | 10.25 | 10.25 | 10.25 | 10.25 | 10.25 | 10.25 | 10.25 | 10.25 | 10.25 | 10.25 | 10.25 | 10.25 | 10.25 | 0 | 0 | 0 | 0 | 0 | 0 | 0 | 0 | 0 | 0 | 0 | 0 | 0 | 0 | 0 | 0 | 0 | 0 | 0 | 0 | 0 | 0 | 0 | 0
[19 empty] | Fixed carbon costs | Input | £000s | 30.2995 | 45.4492 | 90.8984 | 106.0481 | 136.3476 | 151.4973 | 196.9465 | 302.9946 | 302.9946 | 151.4973 | 0 | 0 | 0 | 0 | 0 | 0 | 0 | 0 | 0 | 0 | 10.2872 | 15.4308 | 30.8615 | 36.0051 | 46.2923 | 51.4359 | 66.8666 | 102.8718 | 102.8718 | 51.4359 | 0 | 0 | 0 | 0 | 0 | 0 | 0 | 0 | 0 | 0 | 10.2872 | 15.4308 | 30.8615 | 36.0051 | 46.2923 | 51.4359 | 66.8666 | 102.8718 | 102.8718 | 51.4359 | 0 | 0 | 0 | 0 | 0 | 0 | 0 | 0 | 0 | 0 | 24.6377 | 36.9566 | 73.9131 | 86.232 | 110.8697 | 123.1885 | 160.1451 | 246.3771 | 246.3771 | 123.1885 | 0 | 0 | 0 | 0 | 0 | 0 | 0 | 0 | 0 | 0 | 0 | 0 | 0 | 0 | 0 | 0 | 0 | 0 | 0 | 0 | 0 | 0 | 0 | 0 | 0 | 0 | 0 | 0 | 0 | 0 | 0 | 0 | 0 | 0
[19 empty] | Variable carbon costs | Input | £000s | 0 | 0 | 0 | 0 | 0 | 0 | 0 | 0 | 0 | 0 | 330.9726 | 311.3359 | 291.6992 | 272.0626 | 252.4259 | 232.7892 | 213.1525 | 193.5159 | 173.8792 | 154.2425 | 134.6058 | 114.9692 | 95.3325 | 75.6958 | 56.0591 | 56.0591 | 56.0591 | 56.0591 | 56.0591 | 56.0591 | 56.0591 | 56.0591 | 56.0591 | 56.0591 | 56.0591 | 56.0591 | 56.0591 | 56.0591 | 56.0591 | 56.0591 | 56.0591 | 56.0591 | 56.0591 | 56.0591 | 56.0591 | 56.0591 | 56.0591 | 56.0591 | 56.0591 | 56.0591 | 56.0591 | 56.0591 | 56.0591 | 56.0591 | 56.0591 | 56.0591 | 56.0591 | 56.0591 | 56.0591 | 56.0591 | 56.0591 | 56.0591 | 56.0591 | 56.0591 | 56.0591 | 56.0591 | 56.0591 | 56.0591 | 56.0591 | 56.0591 | 56.0591 | 56.0591 | 56.0591 | 56.0591 | 56.0591 | 56.0591 | 56.0591 | 56.0591 | 56.0591 | 56.0591 | 0 | 0 | 0 | 0 | 0 | 0 | 0 | 0 | 0 | 0 | 0 | 0 | 0 | 0 | 0 | 0 | 0 | 0 | 0 | 0 | 0 | 0 | 0 | 0
[19 empty] | Customer willingness to pay | Input | £000s | 0 | 0 | 0 | 0 | 0 | 0 | 0 | 0 | 0 | 0 | 0 | 0 | 0 | 0 | 0 | 0 | 0 | 0 | 0 | 0 | 0 | 0 | 0 | 0 | 0 | 0 | 0 | 0 | 0 | 0 | 0 | 0 | 0 | 0 | 0 | 0 | 0 | 0 | 0 | 0 | 0 | 0 | 0 | 0 | 0 | 0 | 0 | 0 | 0 | 0 | 0 | 0 | 0 | 0 | 0 | 0 | 0 | 0 | 0 | 0 | 0 | 0 | 0 | 0 | 0 | 0 | 0 | 0 | 0 | 0 | 0 | 0 | 0 | 0 | 0 | 0 | 0 | 0 | 0 | 0 | 0 | 0 | 0 | 0 | 0 | 0 | 0 | 0 | 0 | 0 | 0 | 0 | 0 | 0 | 0 | 0 | 0 | 0 | 0 | 0 | 0 | 0 | 0 | 0
[19 empty] | Total | Sum of above (excl WAFU) | £000s | 3278.1795 | 4917.2692 | 9834.5384 | 11473.6281 | 14751.8076 | 16390.8973 | 21308.1665 | 32781.7946 | 32781.7946 | 16390.8973 | 4168.0226 | 4148.3859 | 4128.7492 | 4109.1126 | 4089.4759 | 4069.8392 | 4050.2025 | 4030.5659 | 4010.9292 | 3991.2925 | 5084.6528 | 5621.5146 | 7271.3734 | 7808.2352 | 8901.5955 | 9458.094 | 11127.5894 | 15023.0788 | 15023.0788 | 9458.094 | 3893.1091 | 3893.1091 | 3893.1091 | 3893.1091 | 3893.1091 | 3893.1091 | 3893.1091 | 3893.1091 | 3893.1091 | 3893.1091 | 5006.1061 | 5562.6046 | 7232.1001 | 7788.5985 | 8901.5955 | 9458.094 | 11127.5894 | 15023.0788 | 15023.0788 | 9458.094 | 3893.1091 | 3893.1091 | 3893.1091 | 3893.1091 | 3893.1091 | 3893.1091 | 3893.1091 | 3893.1091 | 3893.1091 | 3893.1091 | 6558.728 | 7891.5374 | 11889.9657 | 13222.7751 | 15888.394 | 17221.2034 | 21219.6317 | 30549.2976 | 30549.2976 | 17221.2034 | 3893.1091 | 3893.1091 | 3893.1091 | 3893.1091 | 3893.1091 | 3893.1091 | 3893.1091 | 3893.1091 | 3893.1091 | 3893.1091 | 0 | 0 | 0 | 0 | 0 | 0 | 0 | 0 | 0 | 0 | 0 | 0 | 0 | 0 | 0 | 0 | 0 | 0 | 0 | 0 | 0 | 0 | 0 | 0
58.1x | East Midlands raw water storage (Site CHQ) including new WTW | WTW06 | New reservoir | N | 2030-31 | Capacity | 45 | 327224.2878 | 306160.1365 | 77087.4678 | 0 | 3685.0966 | 360.0263 | 387292.7272 | 117.1208 | 118.357 | 3 | 3 | Gains in WAFU / Savings in demand | Input | Ml/d | 0 | 0 | 0 | 0 | 0 | 0 | 0 | 0 | 0 | 0 | 45 | 45 | 45 | 45 | 45 | 45 | 45 | 45 | 45 | 45 | 45 | 45 | 45 | 45 | 45 | 45 | 45 | 45 | 45 | 45 | 45 | 45 | 45 | 45 | 45 | 45 | 45 | 45 | 45 | 45 | 45 | 45 | 45 | 45 | 45 | 45 | 45 | 45 | 45 | 45 | 45 | 45 | 45 | 45 | 45 | 45 | 45 | 45 | 45 | 45 | 45 | 45 | 45 | 45 | 45 | 45 | 45 | 45 | 45 | 45 | 45 | 45 | 45 | 45 | 45 | 45 | 45 | 45 | 45 | 45 | 0 | 0 | 0 | 0 | 0 | 0 | 0 | 0 | 0 | 0 | 0 | 0 | 0 | 0 | 0 | 0 | 0 | 0 | 0 | 0 | 0 | 0 | 0 | 0
[19 empty] | Fixed capex | Input | £000s | 5898.92 | 8848.38 | 17696.76 | 20646.22 | 26545.14 | 29494.6 | 38342.98 | 58989.2 | 58989.2 | 29494.6 | 0 | 0 | 0 | 0 | 0 | 0 | 0 | 0 | 0 | 0 | 1226.2 | 1839.3 | 3678.6 | 4291.7 | 5517.9 | 6131 | 7970.3 | 12262 | 12262 | 6131 | 0 | 0 | 0 | 0 | 0 | 0 | 0 | 0 | 0 | 0 | 1226.2 | 1839.3 | 3678.6 | 4291.7 | 5517.9 | 6131 | 7970.3 | 12262 | 12262 | 6131 | 0 | 0 | 0 | 0 | 0 | 0 | 0 | 0 | 0 | 0 | 4126.48 | 6189.72 | 12379.44 | 14442.68 | 18569.16 | 20632.4 | 26822.12 | 41264.8 | 41264.8 | 20632.4 | 0 | 0 | 0 | 0 | 0 | 0 | 0 | 0 | 0 | 0 | 0 | 0 | 0 | 0 | 0 | 0 | 0 | 0 | 0 | 0 | 0 | 0 | 0 | 0 | 0 | 0 | 0 | 0 | 0 | 0 | 0 | 0 | 0 | 0
[19 empty] | Variable capex | Input | £000s | 0 | 0 | 0 | 0 | 0 | 0 | 0 | 0 | 0 | 0 | 0 | 0 | 0 | 0 | 0 | 0 | 0 | 0 | 0 | 0 | 0 | 0 | 0 | 0 | 0 | 0 | 0 | 0 | 0 | 0 | 0 | 0 | 0 | 0 | 0 | 0 | 0 | 0 | 0 | 0 | 0 | 0 | 0 | 0 | 0 | 0 | 0 | 0 | 0 | 0 | 0 | 0 | 0 | 0 | 0 | 0 | 0 | 0 | 0 | 0 | 0 | 0 | 0 | 0 | 0 | 0 | 0 | 0 | 0 | 0 | 0 | 0 | 0 | 0 | 0 | 0 | 0 | 0 | 0 | 0 | 0 | 0 | 0 | 0 | 0 | 0 | 0 | 0 | 0 | 0 | 0 | 0 | 0 | 0 | 0 | 0 | 0 | 0 | 0 | 0 | 0 | 0 | 0 | 0
[19 empty] | Financing costs | Input | £000s | 0 | 0 | 0 | 0 | 0 | 0 | 0 | 0 | 0 | 0 | 0 | 0 | 0 | 0 | 0 | 0 | 0 | 0 | 0 | 0 | 0 | 0 | 0 | 0 | 0 | 0 | 0 | 0 | 0 | 0 | 0 | 0 | 0 | 0 | 0 | 0 | 0 | 0 | 0 | 0 | 0 | 0 | 0 | 0 | 0 | 0 | 0 | 0 | 0 | 0 | 0 | 0 | 0 | 0 | 0 | 0 | 0 | 0 | 0 | 0 | 0 | 0 | 0 | 0 | 0 | 0 | 0 | 0 | 0 | 0 | 0 | 0 | 0 | 0 | 0 | 0 | 0 | 0 | 0 | 0 | 0 | 0 | 0 | 0 | 0 | 0 | 0 | 0 | 0 | 0 | 0 | 0 | 0 | 0 | 0 | 0 | 0 | 0 | 0 | 0 | 0 | 0 | 0 | 0
[19 empty] | Fixed opex | Input | £000s | 0 | 0 | 0 | 0 | 0 | 0 | 0 | 0 | 0 | 0 | 735.1 | 735.1 | 735.1 | 735.1 | 735.1 | 735.1 | 735.1 | 735.1 | 735.1 | 735.1 | 735.1 | 735.1 | 735.1 | 735.1 | 735.1 | 735.1 | 735.1 | 735.1 | 735.1 | 735.1 | 735.1 | 735.1 | 735.1 | 735.1 | 735.1 | 735.1 | 735.1 | 735.1 | 735.1 | 735.1 | 735.1 | 735.1 | 735.1 | 735.1 | 735.1 | 735.1 | 735.1 | 735.1 | 735.1 | 735.1 | 735.1 | 735.1 | 735.1 | 735.1 | 735.1 | 735.1 | 735.1 | 735.1 | 735.1 | 735.1 | 735.1 | 735.1 | 735.1 | 735.1 | 735.1 | 735.1 | 735.1 | 735.1 | 735.1 | 735.1 | 735.1 | 735.1 | 735.1 | 735.1 | 735.1 | 735.1 | 735.1 | 735.1 | 735.1 | 735.1 | 0 | 0 | 0 | 0 | 0 | 0 | 0 | 0 | 0 | 0 | 0 | 0 | 0 | 0 | 0 | 0 | 0 | 0 | 0 | 0 | 0 | 0 | 0 | 0
[19 empty] | Variable opex | Input | £000s | 0 | 0 | 0 | 0 | 0 | 0 | 0 | 0 | 0 | 0 | 3134.3 | 3134.3 | 3134.3 | 3134.3 | 3134.3 | 3134.3 | 3134.3 | 3134.3 | 3134.3 | 3134.3 | 3134.3 | 3134.3 | 3134.3 | 3134.3 | 3134.3 | 3134.3 | 3134.3 | 3134.3 | 3134.3 | 3134.3 | 3134.3 | 3134.3 | 3134.3 | 3134.3 | 3134.3 | 3134.3 | 3134.3 | 3134.3 | 3134.3 | 3134.3 | 3134.3 | 3134.3 | 3134.3 | 3134.3 | 3134.3 | 3134.3 | 3134.3 | 3134.3 | 3134.3 | 3134.3 | 3134.3 | 3134.3 | 3134.3 | 3134.3 | 3134.3 | 3134.3 | 3134.3 | 3134.3 | 3134.3 | 3134.3 | 3134.3 | 3134.3 | 3134.3 | 3134.3 | 3134.3 | 3134.3 | 3134.3 | 3134.3 | 3134.3 | 3134.3 | 3134.3 | 3134.3 | 3134.3 | 3134.3 | 3134.3 | 3134.3 | 3134.3 | 3134.3 | 3134.3 | 3134.3 | 0 | 0 | 0 | 0 | 0 | 0 | 0 | 0 | 0 | 0 | 0 | 0 | 0 | 0 | 0 | 0 | 0 | 0 | 0 | 0 | 0 | 0 | 0 | 0
[19 empty] | Opex savings | Input | £000s | 0 | 0 | 0 | 0 | 0 | 0 | 0 | 0 | 0 | 0 | 0 | 0 | 0 | 0 | 0 | 0 | 0 | 0 | 0 | 0 | 0 | 0 | 0 | 0 | 0 | 0 | 0 | 0 | 0 | 0 | 0 | 0 | 0 | 0 | 0 | 0 | 0 | 0 | 0 | 0 | 0 | 0 | 0 | 0 | 0 | 0 | 0 | 0 | 0 | 0 | 0 | 0 | 0 | 0 | 0 | 0 | 0 | 0 | 0 | 0 | 0 | 0 | 0 | 0 | 0 | 0 | 0 | 0 | 0 | 0 | 0 | 0 | 0 | 0 | 0 | 0 | 0 | 0 | 0 | 0 | 0 | 0 | 0 | 0 | 0 | 0 | 0 | 0 | 0 | 0 | 0 | 0 | 0 | 0 | 0 | 0 | 0 | 0 | 0 | 0 | 0 | 0 | 0 | 0
[19 empty] | Fixed env & social | Input | £000s | 3.152 | 4.728 | 9.456 | 11.032 | 14.184 | 15.76 | 20.488 | 31.52 | 31.52 | 15.76 | 0 | 0 | 0 | 0 | 0 | 0 | 0 | 0 | 0 | 0 | 0.6552 | 0.9828 | 1.9656 | 2.2932 | 2.9484 | 3.276 | 4.2588 | 6.552 | 6.552 | 3.276 | 0 | 0 | 0 | 0 | 0 | 0 | 0 | 0 | 0 | 0 | 0.6552 | 0.9828 | 1.9656 | 2.2932 | 2.9484 | 3.276 | 4.2588 | 6.552 | 6.552 | 3.276 | 0 | 0 | 0 | 0 | 0 | 0 | 0 | 0 | 0 | 0 | 2.2049 | 3.3074 | 6.6148 | 7.7172 | 9.9222 | 11.0246 | 14.332 | 22.0492 | 22.0492 | 11.0246 | 0 | 0 | 0 | 0 | 0 | 0 | 0 | 0 | 0 | 0 | 0 | 0 | 0 | 0 | 0 | 0 | 0 | 0 | 0 | 0 | 0 | 0 | 0 | 0 | 0 | 0 | 0 | 0 | 0 | 0 | 0 | 0 | 0 | 0
[19 empty] | Variable env & social | Input | £000s | 0 | 0 | 0 | 0 | 0 | 0 | 0 | 0 | 0 | 0 | 9.86 | 9.86 | 9.86 | 9.86 | 9.86 | 9.86 | 9.86 | 9.86 | 9.86 | 9.86 | 9.86 | 9.86 | 9.86 | 9.86 | 9.86 | 9.86 | 9.86 | 9.86 | 9.86 | 9.86 | 9.86 | 9.86 | 9.86 | 9.86 | 9.86 | 9.86 | 9.86 | 9.86 | 9.86 | 9.86 | 9.86 | 9.86 | 9.86 | 9.86 | 9.86 | 9.86 | 9.86 | 9.86 | 9.86 | 9.86 | 9.86 | 9.86 | 9.86 | 9.86 | 9.86 | 9.86 | 9.86 | 9.86 | 9.86 | 9.86 | 9.86 | 9.86 | 9.86 | 9.86 | 9.86 | 9.86 | 9.86 | 9.86 | 9.86 | 9.86 | 9.86 | 9.86 | 9.86 | 9.86 | 9.86 | 9.86 | 9.86 | 9.86 | 9.86 | 9.86 | 0 | 0 | 0 | 0 | 0 | 0 | 0 | 0 | 0 | 0 | 0 | 0 | 0 | 0 | 0 | 0 | 0 | 0 | 0 | 0 | 0 | 0 | 0 | 0
[19 empty] | Fixed carbon costs | Input | £000s | 36.1117 | 54.1675 | 108.335 | 126.3908 | 162.5025 | 180.5583 | 234.7258 | 361.1166 | 361.1166 | 180.5583 | 0 | 0 | 0 | 0 | 0 | 0 | 0 | 0 | 0 | 0 | 7.5065 | 11.2597 | 22.5194 | 26.2727 | 33.7792 | 37.5324 | 48.7921 | 75.0648 | 75.0648 | 37.5324 | 0 | 0 | 0 | 0 | 0 | 0 | 0 | 0 | 0 | 0 | 7.5065 | 11.2597 | 22.5194 | 26.2727 | 33.7792 | 37.5324 | 48.7921 | 75.0648 | 75.0648 | 37.5324 | 0 | 0 | 0 | 0 | 0 | 0 | 0 | 0 | 0 | 0 | 25.2612 | 37.8919 | 75.7837 | 88.4143 | 113.6756 | 126.3062 | 164.1981 | 252.6124 | 252.6124 | 126.3062 | 0 | 0 | 0 | 0 | 0 | 0 | 0 | 0 | 0 | 0 | 0 | 0 | 0 | 0 | 0 | 0 | 0 | 0 | 0 | 0 | 0 | 0 | 0 | 0 | 0 | 0 | 0 | 0 | 0 | 0 | 0 | 0 | 0 | 0
[19 empty] | Variable carbon costs | Input | £000s | 0 | 0 | 0 | 0 | 0 | 0 | 0 | 0 | 0 | 0 | 251.3486 | 236.436 | 221.5235 | 206.6109 | 191.6983 | 176.7858 | 161.8732 | 146.9606 | 132.0481 | 117.1355 | 102.2229 | 87.3104 | 72.3978 | 57.4852 | 42.5727 | 42.5727 | 42.5727 | 42.5727 | 42.5727 | 42.5727 | 42.5727 | 42.5727 | 42.5727 | 42.5727 | 42.5727 | 42.5727 | 42.5727 | 42.5727 | 42.5727 | 42.5727 | 42.5727 | 42.5727 | 42.5727 | 42.5727 | 42.5727 | 42.5727 | 42.5727 | 42.5727 | 42.5727 | 42.5727 | 42.5727 | 42.5727 | 42.5727 | 42.5727 | 42.5727 | 42.5727 | 42.5727 | 42.5727 | 42.5727 | 42.5727 | 42.5727 | 42.5727 | 42.5727 | 42.5727 | 42.5727 | 42.5727 | 42.5727 | 42.5727 | 42.5727 | 42.5727 | 42.5727 | 42.5727 | 42.5727 | 42.5727 | 42.5727 | 42.5727 | 42.5727 | 42.5727 | 42.5727 | 42.5727 | 0 | 0 | 0 | 0 | 0 | 0 | 0 | 0 | 0 | 0 | 0 | 0 | 0 | 0 | 0 | 0 | 0 | 0 | 0 | 0 | 0 | 0 | 0 | 0
[19 empty] | Customer willingness to pay | Input | £000s | 0 | 0 | 0 | 0 | 0 | 0 | 0 | 0 | 0 | 0 | 0 | 0 | 0 | 0 | 0 | 0 | 0 | 0 | 0 | 0 | 0 | 0 | 0 | 0 | 0 | 0 | 0 | 0 | 0 | 0 | 0 | 0 | 0 | 0 | 0 | 0 | 0 | 0 | 0 | 0 | 0 | 0 | 0 | 0 | 0 | 0 | 0 | 0 | 0 | 0 | 0 | 0 | 0 | 0 | 0 | 0 | 0 | 0 | 0 | 0 | 0 | 0 | 0 | 0 | 0 | 0 | 0 | 0 | 0 | 0 | 0 | 0 | 0 | 0 | 0 | 0 | 0 | 0 | 0 | 0 | 0 | 0 | 0 | 0 | 0 | 0 | 0 | 0 | 0 | 0 | 0 | 0 | 0 | 0 | 0 | 0 | 0 | 0 | 0 | 0 | 0 | 0 | 0 | 0
[19 empty] | Total | Sum of above (excl WAFU) | £000s | 5938.1837 | 8907.2755 | 17814.551 | 20783.6428 | 26721.8265 | 29690.9183 | 38598.1938 | 59381.8366 | 59381.8366 | 29690.9183 | 4130.6086 | 4115.696 | 4100.7835 | 4085.8709 | 4070.9583 | 4056.0458 | 4041.1332 | 4026.2206 | 4011.3081 | 3996.3955 | 5215.8446 | 5818.1129 | 7654.7428 | 8257.0111 | 9476.4602 | 10093.6411 | 11945.1836 | 16265.4495 | 16265.4495 | 10093.6411 | 3921.8327 | 3921.8327 | 3921.8327 | 3921.8327 | 3921.8327 | 3921.8327 | 3921.8327 | 3921.8327 | 3921.8327 | 3921.8327 | 5156.1944 | 5773.3752 | 7624.9177 | 8242.0986 | 9476.4602 | 10093.6411 | 11945.1836 | 16265.4495 | 16265.4495 | 10093.6411 | 3921.8327 | 3921.8327 | 3921.8327 | 3921.8327 | 3921.8327 | 3921.8327 | 3921.8327 | 3921.8327 | 3921.8327 | 3921.8327 | 8075.7788 | 10152.7519 | 16383.6712 | 18460.6442 | 22614.5904 | 24691.5635 | 30922.4827 | 45461.2943 | 45461.2943 | 24691.5635 | 3921.8327 | 3921.8327 | 3921.8327 | 3921.8327 | 3921.8327 | 3921.8327 | 3921.8327 | 3921.8327 | 3921.8327 | 3921.8327 | 0 | 0 | 0 | 0 | 0 | 0 | 0 | 0 | 0 | 0 | 0 | 0 | 0 | 0 | 0 | 0 | 0 | 0 | 0 | 0 | 0 | 0 | 0 | 0
58.1x | East Midlands existing raw water storage (Site ER) including new WTW and infrastructure | WTW07 | New reservoir | N | 2030-31 | Capacity | 18 | 130889.7151 | 95840.6826 | 61077.8826 | 0 | 801.5466 | 132.2662 | 157852.378 | 119.8861 | 120.5995 | 1 | 3 | Gains in WAFU / Savings in demand | Input | Ml/d | 0 | 0 | 0 | 0 | 0 | 0 | 0 | 0 | 0 | 0 | 18 | 18 | 18 | 18 | 18 | 18 | 18 | 18 | 18 | 18 | 18 | 18 | 18 | 18 | 18 | 18 | 18 | 18 | 18 | 18 | 18 | 18 | 18 | 18 | 18 | 18 | 18 | 18 | 18 | 18 | 18 | 18 | 18 | 18 | 18 | 18 | 18 | 18 | 18 | 18 | 18 | 18 | 18 | 18 | 18 | 18 | 18 | 18 | 18 | 18 | 18 | 18 | 18 | 18 | 18 | 18 | 18 | 18 | 18 | 18 | 18 | 18 | 18 | 18 | 18 | 18 | 18 | 18 | 18 | 18 | 0 | 0 | 0 | 0 | 0 | 0 | 0 | 0 | 0 | 0 | 0 | 0 | 0 | 0 | 0 | 0 | 0 | 0 | 0 | 0 | 0 | 0 | 0 | 0
[19 empty] | Fixed capex | Input | £000s | 1807.88 | 2711.82 | 5423.64 | 6327.58 | 8135.46 | 9039.4 | 11751.22 | 18078.8 | 18078.8 | 9039.4 | 0 | 0 | 0 | 0 | 0 | 0 | 0 | 0 | 0 | 0 | 482.42 | 723.63 | 1447.26 | 1688.47 | 2170.89 | 2412.1 | 3135.73 | 4824.2 | 4824.2 | 2412.1 | 0 | 0 | 0 | 0 | 0 | 0 | 0 | 0 | 0 | 0 | 482.42 | 723.63 | 1447.26 | 1688.47 | 2170.89 | 2412.1 | 3135.73 | 4824.2 | 4824.2 | 2412.1 | 0 | 0 | 0 | 0 | 0 | 0 | 0 | 0 | 0 | 0 | 1042.42 | 1563.63 | 3127.26 | 3648.47 | 4690.89 | 5212.1 | 6775.73 | 10424.2 | 10424.2 | 5212.1 | 0 | 0 | 0 | 0 | 0 | 0 | 0 | 0 | 0 | 0 | 0 | 0 | 0 | 0 | 0 | 0 | 0 | 0 | 0 | 0 | 0 | 0 | 0 | 0 | 0 | 0 | 0 | 0 | 0 | 0 | 0 | 0 | 0 | 0
[19 empty] | Variable capex | Input | £000s | 0 | 0 | 0 | 0 | 0 | 0 | 0 | 0 | 0 | 0 | 0 | 0 | 0 | 0 | 0 | 0 | 0 | 0 | 0 | 0 | 0 | 0 | 0 | 0 | 0 | 0 | 0 | 0 | 0 | 0 | 0 | 0 | 0 | 0 | 0 | 0 | 0 | 0 | 0 | 0 | 0 | 0 | 0 | 0 | 0 | 0 | 0 | 0 | 0 | 0 | 0 | 0 | 0 | 0 | 0 | 0 | 0 | 0 | 0 | 0 | 0 | 0 | 0 | 0 | 0 | 0 | 0 | 0 | 0 | 0 | 0 | 0 | 0 | 0 | 0 | 0 | 0 | 0 | 0 | 0 | 0 | 0 | 0 | 0 | 0 | 0 | 0 | 0 | 0 | 0 | 0 | 0 | 0 | 0 | 0 | 0 | 0 | 0 | 0 | 0 | 0 | 0 | 0 | 0
[19 empty] | Financing costs | Input | £000s | 0 | 0 | 0 | 0 | 0 | 0 | 0 | 0 | 0 | 0 | 0 | 0 | 0 | 0 | 0 | 0 | 0 | 0 | 0 | 0 | 0 | 0 | 0 | 0 | 0 | 0 | 0 | 0 | 0 | 0 | 0 | 0 | 0 | 0 | 0 | 0 | 0 | 0 | 0 | 0 | 0 | 0 | 0 | 0 | 0 | 0 | 0 | 0 | 0 | 0 | 0 | 0 | 0 | 0 | 0 | 0 | 0 | 0 | 0 | 0 | 0 | 0 | 0 | 0 | 0 | 0 | 0 | 0 | 0 | 0 | 0 | 0 | 0 | 0 | 0 | 0 | 0 | 0 | 0 | 0 | 0 | 0 | 0 | 0 | 0 | 0 | 0 | 0 | 0 | 0 | 0 | 0 | 0 | 0 | 0 | 0 | 0 | 0 | 0 | 0 | 0 | 0 | 0 | 0
[19 empty] | Fixed opex | Input | £000s | 0 | 0 | 0 | 0 | 0 | 0 | 0 | 0 | 0 | 0 | 507.3 | 507.3 | 507.3 | 507.3 | 507.3 | 507.3 | 507.3 | 507.3 | 507.3 | 507.3 | 507.3 | 507.3 | 507.3 | 507.3 | 507.3 | 507.3 | 507.3 | 507.3 | 507.3 | 507.3 | 507.3 | 507.3 | 507.3 | 507.3 | 507.3 | 507.3 | 507.3 | 507.3 | 507.3 | 507.3 | 507.3 | 507.3 | 507.3 | 507.3 | 507.3 | 507.3 | 507.3 | 507.3 | 507.3 | 507.3 | 507.3 | 507.3 | 507.3 | 507.3 | 507.3 | 507.3 | 507.3 | 507.3 | 507.3 | 507.3 | 507.3 | 507.3 | 507.3 | 507.3 | 507.3 | 507.3 | 507.3 | 507.3 | 507.3 | 507.3 | 507.3 | 507.3 | 507.3 | 507.3 | 507.3 | 507.3 | 507.3 | 507.3 | 507.3 | 507.3 | 0 | 0 | 0 | 0 | 0 | 0 | 0 | 0 | 0 | 0 | 0 | 0 | 0 | 0 | 0 | 0 | 0 | 0 | 0 | 0 | 0 | 0 | 0 | 0
[19 empty] | Variable opex | Input | £000s | 0 | 0 | 0 | 0 | 0 | 0 | 0 | 0 | 0 | 0 | 2558.5 | 2558.5 | 2558.5 | 2558.5 | 2558.5 | 2558.5 | 2558.5 | 2558.5 | 2558.5 | 2558.5 | 2558.5 | 2558.5 | 2558.5 | 2558.5 | 2558.5 | 2558.5 | 2558.5 | 2558.5 | 2558.5 | 2558.5 | 2558.5 | 2558.5 | 2558.5 | 2558.5 | 2558.5 | 2558.5 | 2558.5 | 2558.5 | 2558.5 | 2558.5 | 2558.5 | 2558.5 | 2558.5 | 2558.5 | 2558.5 | 2558.5 | 2558.5 | 2558.5 | 2558.5 | 2558.5 | 2558.5 | 2558.5 | 2558.5 | 2558.5 | 2558.5 | 2558.5 | 2558.5 | 2558.5 | 2558.5 | 2558.5 | 2558.5 | 2558.5 | 2558.5 | 2558.5 | 2558.5 | 2558.5 | 2558.5 | 2558.5 | 2558.5 | 2558.5 | 2558.5 | 2558.5 | 2558.5 | 2558.5 | 2558.5 | 2558.5 | 2558.5 | 2558.5 | 2558.5 | 2558.5 | 0 | 0 | 0 | 0 | 0 | 0 | 0 | 0 | 0 | 0 | 0 | 0 | 0 | 0 | 0 | 0 | 0 | 0 | 0 | 0 | 0 | 0 | 0 | 0
[19 empty] | Opex savings | Input | £000s | 0 | 0 | 0 | 0 | 0 | 0 | 0 | 0 | 0 | 0 | 0 | 0 | 0 | 0 | 0 | 0 | 0 | 0 | 0 | 0 | 0 | 0 | 0 | 0 | 0 | 0 | 0 | 0 | 0 | 0 | 0 | 0 | 0 | 0 | 0 | 0 | 0 | 0 | 0 | 0 | 0 | 0 | 0 | 0 | 0 | 0 | 0 | 0 | 0 | 0 | 0 | 0 | 0 | 0 | 0 | 0 | 0 | 0 | 0 | 0 | 0 | 0 | 0 | 0 | 0 | 0 | 0 | 0 | 0 | 0 | 0 | 0 | 0 | 0 | 0 | 0 | 0 | 0 | 0 | 0 | 0 | 0 | 0 | 0 | 0 | 0 | 0 | 0 | 0 | 0 | 0 | 0 | 0 | 0 | 0 | 0 | 0 | 0 | 0 | 0 | 0 | 0 | 0 | 0
[19 empty] | Fixed env & social | Input | £000s | 0.1124 | 0.1686 | 0.3372 | 0.3934 | 0.5058 | 0.562 | 0.7306 | 1.124 | 1.124 | 0.562 | 0 | 0 | 0 | 0 | 0 | 0 | 0 | 0 | 0 | 0 | 0.029993 | 0.04499 | 0.089979 | 0.10498 | 0.13497 | 0.14997 | 0.19496 | 0.29993 | 0.29993 | 0.14997 | 0 | 0 | 0 | 0 | 0 | 0 | 0 | 0 | 0 | 0 | 0.029993 | 0.04499 | 0.089979 | 0.10498 | 0.13497 | 0.14997 | 0.19496 | 0.29993 | 0.29993 | 0.14997 | 0 | 0 | 0 | 0 | 0 | 0 | 0 | 0 | 0 | 0 | 0.06481 | 0.097214 | 0.19443 | 0.22683 | 0.29164 | 0.32405 | 0.42126 | 0.6481 | 0.6481 | 0.32405 | 0 | 0 | 0 | 0 | 0 | 0 | 0 | 0 | 0 | 0 | 0 | 0 | 0 | 0 | 0 | 0 | 0 | 0 | 0 | 0 | 0 | 0 | 0 | 0 | 0 | 0 | 0 | 0 | 0 | 0 | 0 | 0 | 0 | 0
[19 empty] | Variable env & social | Input | £000s | 0 | 0 | 0 | 0 | 0 | 0 | 0 | 0 | 0 | 0 | 6.34 | 6.34 | 6.34 | 6.34 | 6.34 | 6.34 | 6.34 | 6.34 | 6.34 | 6.34 | 6.34 | 6.34 | 6.34 | 6.34 | 6.34 | 6.34 | 6.34 | 6.34 | 6.34 | 6.34 | 6.34 | 6.34 | 6.34 | 6.34 | 6.34 | 6.34 | 6.34 | 6.34 | 6.34 | 6.34 | 6.34 | 6.34 | 6.34 | 6.34 | 6.34 | 6.34 | 6.34 | 6.34 | 6.34 | 6.34 | 6.34 | 6.34 | 6.34 | 6.34 | 6.34 | 6.34 | 6.34 | 6.34 | 6.34 | 6.34 | 6.34 | 6.34 | 6.34 | 6.34 | 6.34 | 6.34 | 6.34 | 6.34 | 6.34 | 6.34 | 6.34 | 6.34 | 6.34 | 6.34 | 6.34 | 6.34 | 6.34 | 6.34 | 6.34 | 6.34 | 0 | 0 | 0 | 0 | 0 | 0 | 0 | 0 | 0 | 0 | 0 | 0 | 0 | 0 | 0 | 0 | 0 | 0 | 0 | 0 | 0 | 0 | 0 | 0
[19 empty] | Fixed carbon costs | Input | £000s | 0.019504 | 0.029256 | 0.058512 | 0.068264 | 0.087768 | 0.09752 | 0.12678 | 0.19504 | 0.19504 | 0.09752 | 0 | 0 | 0 | 0 | 0 | 0 | 0 | 0 | 0 | 0 | 0.0052045 | 0.0078068 | 0.015614 | 0.018216 | 0.02342 | 0.026023 | 0.033829 | 0.052045 | 0.052045 | 0.026023 | 0 | 0 | 0 | 0 | 0 | 0 | 0 | 0 | 0 | 0 | 0.0052045 | 0.0078068 | 0.015614 | 0.018216 | 0.02342 | 0.026023 | 0.033829 | 0.052045 | 0.052045 | 0.026023 | 0 | 0 | 0 | 0 | 0 | 0 | 0 | 0 | 0 | 0 | 0.011246 | 0.016869 | 0.033738 | 0.039361 | 0.050607 | 0.05623 | 0.073099 | 0.11246 | 0.11246 | 0.05623 | 0 | 0 | 0 | 0 | 0 | 0 | 0 | 0 | 0 | 0 | 0 | 0 | 0 | 0 | 0 | 0 | 0 | 0 | 0 | 0 | 0 | 0 | 0 | 0 | 0 | 0 | 0 | 0 | 0 | 0 | 0 | 0 | 0 | 0
[19 empty] | Variable carbon costs | Input | £000s | 0 | 0 | 0 | 0 | 0 | 0 | 0 | 0 | 0 | 0 | 111.1115 | 104.5192 | 97.9269 | 91.3347 | 84.7424 | 78.1501 | 71.5579 | 64.9656 | 58.3733 | 51.7811 | 45.1888 | 38.5965 | 32.0043 | 25.412 | 18.8197 | 18.8197 | 18.8197 | 18.8197 | 18.8197 | 18.8197 | 18.8197 | 18.8197 | 18.8197 | 18.8197 | 18.8197 | 18.8197 | 18.8197 | 18.8197 | 18.8197 | 18.8197 | 18.8197 | 18.8197 | 18.8197 | 18.8197 | 18.8197 | 18.8197 | 18.8197 | 18.8197 | 18.8197 | 18.8197 | 18.8197 | 18.8197 | 18.8197 | 18.8197 | 18.8197 | 18.8197 | 18.8197 | 18.8197 | 18.8197 | 18.8197 | 18.8197 | 18.8197 | 18.8197 | 18.8197 | 18.8197 | 18.8197 | 18.8197 | 18.8197 | 18.8197 | 18.8197 | 18.8197 | 18.8197 | 18.8197 | 18.8197 | 18.8197 | 18.8197 | 18.8197 | 18.8197 | 18.8197 | 18.8197 | 0 | 0 | 0 | 0 | 0 | 0 | 0 | 0 | 0 | 0 | 0 | 0 | 0 | 0 | 0 | 0 | 0 | 0 | 0 | 0 | 0 | 0 | 0 | 0
[19 empty] | Customer willingness to pay | Input | £000s | 0 | 0 | 0 | 0 | 0 | 0 | 0 | 0 | 0 | 0 | 0 | 0 | 0 | 0 | 0 | 0 | 0 | 0 | 0 | 0 | 0 | 0 | 0 | 0 | 0 | 0 | 0 | 0 | 0 | 0 | 0 | 0 | 0 | 0 | 0 | 0 | 0 | 0 | 0 | 0 | 0 | 0 | 0 | 0 | 0 | 0 | 0 | 0 | 0 | 0 | 0 | 0 | 0 | 0 | 0 | 0 | 0 | 0 | 0 | 0 | 0 | 0 | 0 | 0 | 0 | 0 | 0 | 0 | 0 | 0 | 0 | 0 | 0 | 0 | 0 | 0 | 0 | 0 | 0 | 0 | 0 | 0 | 0 | 0 | 0 | 0 | 0 | 0 | 0 | 0 | 0 | 0 | 0 | 0 | 0 | 0 | 0 | 0 | 0 | 0 | 0 | 0 | 0 | 0
[19 empty] | Total | Sum of above (excl WAFU) | £000s | 1808.0119 | 2712.0179 | 5424.0357 | 6328.0417 | 8136.0536 | 9040.0595 | 11752.0774 | 18080.119 | 18080.119 | 9040.0595 | 3183.2515 | 3176.6592 | 3170.0669 | 3163.4747 | 3156.8824 | 3150.2901 | 3143.6979 | 3137.1056 | 3130.5133 | 3123.9211 | 3599.784 | 3834.4193 | 4551.5099 | 4786.1452 | 5262.0081 | 5503.2357 | 6226.9185 | 7915.5117 | 7915.5117 | 5503.2357 | 3090.9597 | 3090.9597 | 3090.9597 | 3090.9597 | 3090.9597 | 3090.9597 | 3090.9597 | 3090.9597 | 3090.9597 | 3090.9597 | 3573.4149 | 3814.6425 | 4538.3253 | 4779.5529 | 5262.0081 | 5503.2357 | 6226.9185 | 7915.5117 | 7915.5117 | 5503.2357 | 3090.9597 | 3090.9597 | 3090.9597 | 3090.9597 | 3090.9597 | 3090.9597 | 3090.9597 | 3090.9597 | 3090.9597 | 3090.9597 | 4133.4558 | 4654.7038 | 6218.4479 | 6739.6959 | 7782.192 | 8303.44 | 9867.1841 | 13515.9203 | 13515.9203 | 8303.44 | 3090.9597 | 3090.9597 | 3090.9597 | 3090.9597 | 3090.9597 | 3090.9597 | 3090.9597 | 3090.9597 | 3090.9597 | 3090.9597 | 0 | 0 | 0 | 0 | 0 | 0 | 0 | 0 | 0 | 0 | 0 | 0 | 0 | 0 | 0 | 0 | 0 | 0 | 0 | 0 | 0 | 0 | 0 | 0
58.1x | New WTW on the River Severn near Ombersley, Shropshire | WTW08 | SW new | N | 2030-31 | Capacity | 15 | 109074.7626 | 80104.302 | 17109.2979 | 0 | 587.9253 | 56.1378 | 97857.663 | 89.1257 | 89.7161 | 3 | 3 | Gains in WAFU / Savings in demand | Input | Ml/d | 0 | 0 | 0 | 0 | 0 | 0 | 0 | 0 | 0 | 0 | 15 | 15 | 15 | 15 | 15 | 15 | 15 | 15 | 15 | 15 | 15 | 15 | 15 | 15 | 15 | 15 | 15 | 15 | 15 | 15 | 15 | 15 | 15 | 15 | 15 | 15 | 15 | 15 | 15 | 15 | 15 | 15 | 15 | 15 | 15 | 15 | 15 | 15 | 15 | 15 | 15 | 15 | 15 | 15 | 15 | 15 | 15 | 15 | 15 | 15 | 15 | 15 | 15 | 15 | 15 | 15 | 15 | 15 | 15 | 15 | 15 | 15 | 15 | 15 | 15 | 15 | 15 | 15 | 15 | 15 | 0 | 0 | 0 | 0 | 0 | 0 | 0 | 0 | 0 | 0 | 0 | 0 | 0 | 0 | 0 | 0 | 0 | 0 | 0 | 0 | 0 | 0 | 0 | 0
[19 empty] | Fixed capex | Input | £000s | 1365.36 | 2048.04 | 4096.08 | 4778.76 | 6144.12 | 6826.8 | 8874.84 | 13653.6 | 13653.6 | 6826.8 | 0 | 0 | 0 | 0 | 0 | 0 | 0 | 0 | 0 | 0 | 525.4 | 788.1 | 1576.2 | 1838.9 | 2364.3 | 2627 | 3415.1 | 5254 | 5254 | 2627 | 0 | 0 | 0 | 0 | 0 | 0 | 0 | 0 | 0 | 0 | 525.4 | 788.1 | 1576.2 | 1838.9 | 2364.3 | 2627 | 3415.1 | 5254 | 5254 | 2627 | 0 | 0 | 0 | 0 | 0 | 0 | 0 | 0 | 0 | 0 | 1206.3 | 1809.45 | 3618.9 | 4222.05 | 5428.35 | 6031.5 | 7840.95 | 12063 | 12063 | 6031.5 | 0 | 0 | 0 | 0 | 0 | 0 | 0 | 0 | 0 | 0 | 0 | 0 | 0 | 0 | 0 | 0 | 0 | 0 | 0 | 0 | 0 | 0 | 0 | 0 | 0 | 0 | 0 | 0 | 0 | 0 | 0 | 0 | 0 | 0
[19 empty] | Variable capex | Input | £000s | 0 | 0 | 0 | 0 | 0 | 0 | 0 | 0 | 0 | 0 | 0 | 0 | 0 | 0 | 0 | 0 | 0 | 0 | 0 | 0 | 0 | 0 | 0 | 0 | 0 | 0 | 0 | 0 | 0 | 0 | 0 | 0 | 0 | 0 | 0 | 0 | 0 | 0 | 0 | 0 | 0 | 0 | 0 | 0 | 0 | 0 | 0 | 0 | 0 | 0 | 0 | 0 | 0 | 0 | 0 | 0 | 0 | 0 | 0 | 0 | 0 | 0 | 0 | 0 | 0 | 0 | 0 | 0 | 0 | 0 | 0 | 0 | 0 | 0 | 0 | 0 | 0 | 0 | 0 | 0 | 0 | 0 | 0 | 0 | 0 | 0 | 0 | 0 | 0 | 0 | 0 | 0 | 0 | 0 | 0 | 0 | 0 | 0 | 0 | 0 | 0 | 0 | 0 | 0
[19 empty] | Financing costs | Input | £000s | 0 | 0 | 0 | 0 | 0 | 0 | 0 | 0 | 0 | 0 | 0 | 0 | 0 | 0 | 0 | 0 | 0 | 0 | 0 | 0 | 0 | 0 | 0 | 0 | 0 | 0 | 0 | 0 | 0 | 0 | 0 | 0 | 0 | 0 | 0 | 0 | 0 | 0 | 0 | 0 | 0 | 0 | 0 | 0 | 0 | 0 | 0 | 0 | 0 | 0 | 0 | 0 | 0 | 0 | 0 | 0 | 0 | 0 | 0 | 0 | 0 | 0 | 0 | 0 | 0 | 0 | 0 | 0 | 0 | 0 | 0 | 0 | 0 | 0 | 0 | 0 | 0 | 0 | 0 | 0 | 0 | 0 | 0 | 0 | 0 | 0 | 0 | 0 | 0 | 0 | 0 | 0 | 0 | 0 | 0 | 0 | 0 | 0 | 0 | 0 | 0 | 0 | 0 | 0
[19 empty] | Fixed opex | Input | £000s | 0 | 0 | 0 | 0 | 0 | 0 | 0 | 0 | 0 | 0 | 239.3 | 239.3 | 239.3 | 239.3 | 239.3 | 239.3 | 239.3 | 239.3 | 239.3 | 239.3 | 239.3 | 239.3 | 239.3 | 239.3 | 239.3 | 239.3 | 239.3 | 239.3 | 239.3 | 239.3 | 239.3 | 239.3 | 239.3 | 239.3 | 239.3 | 239.3 | 239.3 | 239.3 | 239.3 | 239.3 | 239.3 | 239.3 | 239.3 | 239.3 | 239.3 | 239.3 | 239.3 | 239.3 | 239.3 | 239.3 | 239.3 | 239.3 | 239.3 | 239.3 | 239.3 | 239.3 | 239.3 | 239.3 | 239.3 | 239.3 | 239.3 | 239.3 | 239.3 | 239.3 | 239.3 | 239.3 | 239.3 | 239.3 | 239.3 | 239.3 | 239.3 | 239.3 | 239.3 | 239.3 | 239.3 | 239.3 | 239.3 | 239.3 | 239.3 | 239.3 | 0 | 0 | 0 | 0 | 0 | 0 | 0 | 0 | 0 | 0 | 0 | 0 | 0 | 0 | 0 | 0 | 0 | 0 | 0 | 0 | 0 | 0 | 0 | 0
[19 empty] | Variable opex | Input | £000s | 0 | 0 | 0 | 0 | 0 | 0 | 0 | 0 | 0 | 0 | 619.5 | 619.5 | 619.5 | 619.5 | 619.5 | 619.5 | 619.5 | 619.5 | 619.5 | 619.5 | 619.5 | 619.5 | 619.5 | 619.5 | 619.5 | 619.5 | 619.5 | 619.5 | 619.5 | 619.5 | 619.5 | 619.5 | 619.5 | 619.5 | 619.5 | 619.5 | 619.5 | 619.5 | 619.5 | 619.5 | 619.5 | 619.5 | 619.5 | 619.5 | 619.5 | 619.5 | 619.5 | 619.5 | 619.5 | 619.5 | 619.5 | 619.5 | 619.5 | 619.5 | 619.5 | 619.5 | 619.5 | 619.5 | 619.5 | 619.5 | 619.5 | 619.5 | 619.5 | 619.5 | 619.5 | 619.5 | 619.5 | 619.5 | 619.5 | 619.5 | 619.5 | 619.5 | 619.5 | 619.5 | 619.5 | 619.5 | 619.5 | 619.5 | 619.5 | 619.5 | 0 | 0 | 0 | 0 | 0 | 0 | 0 | 0 | 0 | 0 | 0 | 0 | 0 | 0 | 0 | 0 | 0 | 0 | 0 | 0 | 0 | 0 | 0 | 0
[19 empty] | Opex savings | Input | £000s | 0 | 0 | 0 | 0 | 0 | 0 | 0 | 0 | 0 | 0 | 0 | 0 | 0 | 0 | 0 | 0 | 0 | 0 | 0 | 0 | 0 | 0 | 0 | 0 | 0 | 0 | 0 | 0 | 0 | 0 | 0 | 0 | 0 | 0 | 0 | 0 | 0 | 0 | 0 | 0 | 0 | 0 | 0 | 0 | 0 | 0 | 0 | 0 | 0 | 0 | 0 | 0 | 0 | 0 | 0 | 0 | 0 | 0 | 0 | 0 | 0 | 0 | 0 | 0 | 0 | 0 | 0 | 0 | 0 | 0 | 0 | 0 | 0 | 0 | 0 | 0 | 0 | 0 | 0 | 0 | 0 | 0 | 0 | 0 | 0 | 0 | 0 | 0 | 0 | 0 | 0 | 0 | 0 | 0 | 0 | 0 | 0 | 0 | 0 | 0 | 0 | 0 | 0 | 0
[19 empty] | Fixed env & social | Input | £000s | 0.0502 | 0.0753 | 0.1506 | 0.1757 | 0.2259 | 0.251 | 0.3263 | 0.502 | 0.502 | 0.251 | 0 | 0 | 0 | 0 | 0 | 0 | 0 | 0 | 0 | 0 | 0.019317 | 0.028976 | 0.057952 | 0.067611 | 0.086928 | 0.096587 | 0.12556 | 0.19317 | 0.19317 | 0.096587 | 0 | 0 | 0 | 0 | 0 | 0 | 0 | 0 | 0 | 0 | 0.019317 | 0.028976 | 0.057952 | 0.067611 | 0.086928 | 0.096587 | 0.12556 | 0.19317 | 0.19317 | 0.096587 | 0 | 0 | 0 | 0 | 0 | 0 | 0 | 0 | 0 | 0 | 0.044352 | 0.066528 | 0.13306 | 0.15523 | 0.19958 | 0.22176 | 0.28829 | 0.44352 | 0.44352 | 0.22176 | 0 | 0 | 0 | 0 | 0 | 0 | 0 | 0 | 0 | 0 | 0 | 0 | 0 | 0 | 0 | 0 | 0 | 0 | 0 | 0 | 0 | 0 | 0 | 0 | 0 | 0 | 0 | 0 | 0 | 0 | 0 | 0 | 0 | 0
[19 empty] | Variable env & social | Input | £000s | 0 | 0 | 0 | 0 | 0 | 0 | 0 | 0 | 0 | 0 | 2.67 | 2.67 | 2.67 | 2.67 | 2.67 | 2.67 | 2.67 | 2.67 | 2.67 | 2.67 | 2.67 | 2.67 | 2.67 | 2.67 | 2.67 | 2.67 | 2.67 | 2.67 | 2.67 | 2.67 | 2.67 | 2.67 | 2.67 | 2.67 | 2.67 | 2.67 | 2.67 | 2.67 | 2.67 | 2.67 | 2.67 | 2.67 | 2.67 | 2.67 | 2.67 | 2.67 | 2.67 | 2.67 | 2.67 | 2.67 | 2.67 | 2.67 | 2.67 | 2.67 | 2.67 | 2.67 | 2.67 | 2.67 | 2.67 | 2.67 | 2.67 | 2.67 | 2.67 | 2.67 | 2.67 | 2.67 | 2.67 | 2.67 | 2.67 | 2.67 | 2.67 | 2.67 | 2.67 | 2.67 | 2.67 | 2.67 | 2.67 | 2.67 | 2.67 | 2.67 | 0 | 0 | 0 | 0 | 0 | 0 | 0 | 0 | 0 | 0 | 0 | 0 | 0 | 0 | 0 | 0 | 0 | 0 | 0 | 0 | 0 | 0 | 0 | 0
[19 empty] | Fixed carbon costs | Input | £000s | 4.1836 | 6.2754 | 12.5508 | 14.6426 | 18.8262 | 20.918 | 27.1935 | 41.8361 | 41.8361 | 20.918 | 0 | 0 | 0 | 0 | 0 | 0 | 0 | 0 | 0 | 0 | 1.6099 | 2.4148 | 4.8296 | 5.6346 | 7.2445 | 8.0494 | 10.4642 | 16.0988 | 16.0988 | 8.0494 | 0 | 0 | 0 | 0 | 0 | 0 | 0 | 0 | 0 | 0 | 1.6099 | 2.4148 | 4.8296 | 5.6346 | 7.2445 | 8.0494 | 10.4642 | 16.0988 | 16.0988 | 8.0494 | 0 | 0 | 0 | 0 | 0 | 0 | 0 | 0 | 0 | 0 | 3.6962 | 5.5443 | 11.0887 | 12.9368 | 16.633 | 18.4812 | 24.0255 | 36.9623 | 36.9623 | 18.4812 | 0 | 0 | 0 | 0 | 0 | 0 | 0 | 0 | 0 | 0 | 0 | 0 | 0 | 0 | 0 | 0 | 0 | 0 | 0 | 0 | 0 | 0 | 0 | 0 | 0 | 0 | 0 | 0 | 0 | 0 | 0 | 0 | 0 | 0
[19 empty] | Variable carbon costs | Input | £000s | 0 | 0 | 0 | 0 | 0 | 0 | 0 | 0 | 0 | 0 | 47.536 | 44.7156 | 41.8953 | 39.075 | 36.2547 | 33.4344 | 30.6141 | 27.7937 | 24.9734 | 22.1531 | 19.3328 | 16.5125 | 13.6921 | 10.8718 | 8.0515 | 8.0515 | 8.0515 | 8.0515 | 8.0515 | 8.0515 | 8.0515 | 8.0515 | 8.0515 | 8.0515 | 8.0515 | 8.0515 | 8.0515 | 8.0515 | 8.0515 | 8.0515 | 8.0515 | 8.0515 | 8.0515 | 8.0515 | 8.0515 | 8.0515 | 8.0515 | 8.0515 | 8.0515 | 8.0515 | 8.0515 | 8.0515 | 8.0515 | 8.0515 | 8.0515 | 8.0515 | 8.0515 | 8.0515 | 8.0515 | 8.0515 | 8.0515 | 8.0515 | 8.0515 | 8.0515 | 8.0515 | 8.0515 | 8.0515 | 8.0515 | 8.0515 | 8.0515 | 8.0515 | 8.0515 | 8.0515 | 8.0515 | 8.0515 | 8.0515 | 8.0515 | 8.0515 | 8.0515 | 8.0515 | 0 | 0 | 0 | 0 | 0 | 0 | 0 | 0 | 0 | 0 | 0 | 0 | 0 | 0 | 0 | 0 | 0 | 0 | 0 | 0 | 0 | 0 | 0 | 0
[19 empty] | Customer willingness to pay | Input | £000s | 0 | 0 | 0 | 0 | 0 | 0 | 0 | 0 | 0 | 0 | 0 | 0 | 0 | 0 | 0 | 0 | 0 | 0 | 0 | 0 | 0 | 0 | 0 | 0 | 0 | 0 | 0 | 0 | 0 | 0 | 0 | 0 | 0 | 0 | 0 | 0 | 0 | 0 | 0 | 0 | 0 | 0 | 0 | 0 | 0 | 0 | 0 | 0 | 0 | 0 | 0 | 0 | 0 | 0 | 0 | 0 | 0 | 0 | 0 | 0 | 0 | 0 | 0 | 0 | 0 | 0 | 0 | 0 | 0 | 0 | 0 | 0 | 0 | 0 | 0 | 0 | 0 | 0 | 0 | 0 | 0 | 0 | 0 | 0 | 0 | 0 | 0 | 0 | 0 | 0 | 0 | 0 | 0 | 0 | 0 | 0 | 0 | 0 | 0 | 0 | 0 | 0 | 0 | 0
[19 empty] | Total | Sum of above (excl WAFU) | £000s | 1369.5938 | 2054.3907 | 4108.7814 | 4793.5783 | 6163.1721 | 6847.969 | 8902.3598 | 13695.9381 | 13695.9381 | 6847.969 | 909.006 | 906.1856 | 903.3653 | 900.545 | 897.7247 | 894.9044 | 892.0841 | 889.2637 | 886.4434 | 883.6231 | 1407.832 | 1668.5263 | 2456.2497 | 2716.944 | 3241.1529 | 3504.6675 | 4295.2113 | 6139.8135 | 6139.8135 | 3504.6675 | 869.5215 | 869.5215 | 869.5215 | 869.5215 | 869.5215 | 869.5215 | 869.5215 | 869.5215 | 869.5215 | 869.5215 | 1396.5507 | 1660.0653 | 2450.6091 | 2714.1237 | 3241.1529 | 3504.6675 | 4295.2113 | 6139.8135 | 6139.8135 | 3504.6675 | 869.5215 | 869.5215 | 869.5215 | 869.5215 | 869.5215 | 869.5215 | 869.5215 | 869.5215 | 869.5215 | 869.5215 | 2079.5621 | 2684.5824 | 4499.6432 | 5104.6635 | 6314.7041 | 6919.7244 | 8734.7853 | 12969.9273 | 12969.9273 | 6919.7244 | 869.5215 | 869.5215 | 869.5215 | 869.5215 | 869.5215 | 869.5215 | 869.5215 | 869.5215 | 869.5215 | 869.5215 | 0 | 0 | 0 | 0 | 0 | 0 | 0 | 0 | 0 | 0 | 0 | 0 | 0 | 0 | 0 | 0 | 0 | 0 | 0 | 0 | 0 | 0 | 0 | 0
58.1x | New WTW on the River Severn near Ombersley with raw water imports into the River Severn | DAM12 | SW new | N | 2030-31 | Capacity | 30 | 218149.5252 | 80141.0851 | 82350.9477 | 0 | 856.4065 | 95.1852 | 163443.6245 | 74.4865 | 74.9228 | 3 | 3 | Gains in WAFU / Savings in demand | Input | Ml/d | 0 | 0 | 0 | 0 | 0 | 0 | 0 | 0 | 0 | 0 | 30 | 30 | 30 | 30 | 30 | 30 | 30 | 30 | 30 | 30 | 30 | 30 | 30 | 30 | 30 | 30 | 30 | 30 | 30 | 30 | 30 | 30 | 30 | 30 | 30 | 30 | 30 | 30 | 30 | 30 | 30 | 30 | 30 | 30 | 30 | 30 | 30 | 30 | 30 | 30 | 30 | 30 | 30 | 30 | 30 | 30 | 30 | 30 | 30 | 30 | 30 | 30 | 30 | 30 | 30 | 30 | 30 | 30 | 30 | 30 | 30 | 30 | 30 | 30 | 30 | 30 | 30 | 30 | 30 | 30 | 0 | 0 | 0 | 0 | 0 | 0 | 0 | 0 | 0 | 0 | 0 | 0 | 0 | 0 | 0 | 0 | 0 | 0 | 0 | 0 | 0 | 0 | 0 | 0
[19 empty] | Fixed capex | Input | £000s | 1366.14 | 2049.21 | 4098.42 | 4781.49 | 6147.63 | 6830.7 | 8879.91 | 13661.4 | 13661.4 | 6830.7 | 0 | 0 | 0 | 0 | 0 | 0 | 0 | 0 | 0 | 0 | 525.4 | 788.1 | 1576.2 | 1838.9 | 2364.3 | 2627 | 3415.1 | 5254 | 5254 | 2627 | 0 | 0 | 0 | 0 | 0 | 0 | 0 | 0 | 0 | 0 | 525.4 | 788.1 | 1576.2 | 1838.9 | 2364.3 | 2627 | 3415.1 | 5254 | 5254 | 2627 | 0 | 0 | 0 | 0 | 0 | 0 | 0 | 0 | 0 | 0 | 1207.08 | 1810.62 | 3621.24 | 4224.78 | 5431.86 | 6035.4 | 7846.02 | 12070.8 | 12070.8 | 6035.4 | 0 | 0 | 0 | 0 | 0 | 0 | 0 | 0 | 0 | 0 | 0 | 0 | 0 | 0 | 0 | 0 | 0 | 0 | 0 | 0 | 0 | 0 | 0 | 0 | 0 | 0 | 0 | 0 | 0 | 0 | 0 | 0 | 0 | 0
[19 empty] | Variable capex | Input | £000s | 0 | 0 | 0 | 0 | 0 | 0 | 0 | 0 | 0 | 0 | 0 | 0 | 0 | 0 | 0 | 0 | 0 | 0 | 0 | 0 | 0 | 0 | 0 | 0 | 0 | 0 | 0 | 0 | 0 | 0 | 0 | 0 | 0 | 0 | 0 | 0 | 0 | 0 | 0 | 0 | 0 | 0 | 0 | 0 | 0 | 0 | 0 | 0 | 0 | 0 | 0 | 0 | 0 | 0 | 0 | 0 | 0 | 0 | 0 | 0 | 0 | 0 | 0 | 0 | 0 | 0 | 0 | 0 | 0 | 0 | 0 | 0 | 0 | 0 | 0 | 0 | 0 | 0 | 0 | 0 | 0 | 0 | 0 | 0 | 0 | 0 | 0 | 0 | 0 | 0 | 0 | 0 | 0 | 0 | 0 | 0 | 0 | 0 | 0 | 0 | 0 | 0 | 0 | 0
[19 empty] | Financing costs | Input | £000s | 0 | 0 | 0 | 0 | 0 | 0 | 0 | 0 | 0 | 0 | 0 | 0 | 0 | 0 | 0 | 0 | 0 | 0 | 0 | 0 | 0 | 0 | 0 | 0 | 0 | 0 | 0 | 0 | 0 | 0 | 0 | 0 | 0 | 0 | 0 | 0 | 0 | 0 | 0 | 0 | 0 | 0 | 0 | 0 | 0 | 0 | 0 | 0 | 0 | 0 | 0 | 0 | 0 | 0 | 0 | 0 | 0 | 0 | 0 | 0 | 0 | 0 | 0 | 0 | 0 | 0 | 0 | 0 | 0 | 0 | 0 | 0 | 0 | 0 | 0 | 0 | 0 | 0 | 0 | 0 | 0 | 0 | 0 | 0 | 0 | 0 | 0 | 0 | 0 | 0 | 0 | 0 | 0 | 0 | 0 | 0 | 0 | 0 | 0 | 0 | 0 | 0 | 0 | 0
[19 empty] | Fixed opex | Input | £000s | 0 | 0 | 0 | 0 | 0 | 0 | 0 | 0 | 0 | 0 | 475.3 | 475.3 | 475.3 | 475.3 | 475.3 | 475.3 | 475.3 | 475.3 | 475.3 | 475.3 | 475.3 | 475.3 | 475.3 | 475.3 | 475.3 | 475.3 | 475.3 | 475.3 | 475.3 | 475.3 | 475.3 | 475.3 | 475.3 | 475.3 | 475.3 | 475.3 | 475.3 | 475.3 | 475.3 | 475.3 | 475.3 | 475.3 | 475.3 | 475.3 | 475.3 | 475.3 | 475.3 | 475.3 | 475.3 | 475.3 | 475.3 | 475.3 | 475.3 | 475.3 | 475.3 | 475.3 | 475.3 | 475.3 | 475.3 | 475.3 | 475.3 | 475.3 | 475.3 | 475.3 | 475.3 | 475.3 | 475.3 | 475.3 | 475.3 | 475.3 | 475.3 | 475.3 | 475.3 | 475.3 | 475.3 | 475.3 | 475.3 | 475.3 | 475.3 | 475.3 | 0 | 0 | 0 | 0 | 0 | 0 | 0 | 0 | 0 | 0 | 0 | 0 | 0 | 0 | 0 | 0 | 0 | 0 | 0 | 0 | 0 | 0 | 0 | 0
[19 empty] | Variable opex | Input | £000s | 0 | 0 | 0 | 0 | 0 | 0 | 0 | 0 | 0 | 0 | 3658.3 | 3658.3 | 3658.3 | 3658.3 | 3658.3 | 3658.3 | 3658.3 | 3658.3 | 3658.3 | 3658.3 | 3658.3 | 3658.3 | 3658.3 | 3658.3 | 3658.3 | 3658.3 | 3658.3 | 3658.3 | 3658.3 | 3658.3 | 3658.3 | 3658.3 | 3658.3 | 3658.3 | 3658.3 | 3658.3 | 3658.3 | 3658.3 | 3658.3 | 3658.3 | 3658.3 | 3658.3 | 3658.3 | 3658.3 | 3658.3 | 3658.3 | 3658.3 | 3658.3 | 3658.3 | 3658.3 | 3658.3 | 3658.3 | 3658.3 | 3658.3 | 3658.3 | 3658.3 | 3658.3 | 3658.3 | 3658.3 | 3658.3 | 3658.3 | 3658.3 | 3658.3 | 3658.3 | 3658.3 | 3658.3 | 3658.3 | 3658.3 | 3658.3 | 3658.3 | 3658.3 | 3658.3 | 3658.3 | 3658.3 | 3658.3 | 3658.3 | 3658.3 | 3658.3 | 3658.3 | 3658.3 | 0 | 0 | 0 | 0 | 0 | 0 | 0 | 0 | 0 | 0 | 0 | 0 | 0 | 0 | 0 | 0 | 0 | 0 | 0 | 0 | 0 | 0 | 0 | 0
[19 empty] | Opex savings | Input | £000s | 0 | 0 | 0 | 0 | 0 | 0 | 0 | 0 | 0 | 0 | 0 | 0 | 0 | 0 | 0 | 0 | 0 | 0 | 0 | 0 | 0 | 0 | 0 | 0 | 0 | 0 | 0 | 0 | 0 | 0 | 0 | 0 | 0 | 0 | 0 | 0 | 0 | 0 | 0 | 0 | 0 | 0 | 0 | 0 | 0 | 0 | 0 | 0 | 0 | 0 | 0 | 0 | 0 | 0 | 0 | 0 | 0 | 0 | 0 | 0 | 0 | 0 | 0 | 0 | 0 | 0 | 0 | 0 | 0 | 0 | 0 | 0 | 0 | 0 | 0 | 0 | 0 | 0 | 0 | 0 | 0 | 0 | 0 | 0 | 0 | 0 | 0 | 0 | 0 | 0 | 0 | 0 | 0 | 0 | 0 | 0 | 0 | 0 | 0 | 0 | 0 | 0 | 0 | 0
[19 empty] | Fixed env & social | Input | £000s | 0.0502 | 0.0753 | 0.1506 | 0.1757 | 0.2259 | 0.251 | 0.3263 | 0.502 | 0.502 | 0.251 | 0 | 0 | 0 | 0 | 0 | 0 | 0 | 0 | 0 | 0 | 0.019306 | 0.028959 | 0.057919 | 0.067572 | 0.086878 | 0.096531 | 0.12549 | 0.19306 | 0.19306 | 0.096531 | 0 | 0 | 0 | 0 | 0 | 0 | 0 | 0 | 0 | 0 | 0.019306 | 0.028959 | 0.057919 | 0.067572 | 0.086878 | 0.096531 | 0.12549 | 0.19306 | 0.19306 | 0.096531 | 0 | 0 | 0 | 0 | 0 | 0 | 0 | 0 | 0 | 0 | 0.044355 | 0.066533 | 0.13307 | 0.15524 | 0.1996 | 0.22178 | 0.28831 | 0.44355 | 0.44355 | 0.22178 | 0 | 0 | 0 | 0 | 0 | 0 | 0 | 0 | 0 | 0 | 0 | 0 | 0 | 0 | 0 | 0 | 0 | 0 | 0 | 0 | 0 | 0 | 0 | 0 | 0 | 0 | 0 | 0 | 0 | 0 | 0 | 0 | 0 | 0
[19 empty] | Variable env & social | Input | £000s | 0 | 0 | 0 | 0 | 0 | 0 | 0 | 0 | 0 | 0 | 4.63 | 4.63 | 4.63 | 4.63 | 4.63 | 4.63 | 4.63 | 4.63 | 4.63 | 4.63 | 4.63 | 4.63 | 4.63 | 4.63 | 4.63 | 4.63 | 4.63 | 4.63 | 4.63 | 4.63 | 4.63 | 4.63 | 4.63 | 4.63 | 4.63 | 4.63 | 4.63 | 4.63 | 4.63 | 4.63 | 4.63 | 4.63 | 4.63 | 4.63 | 4.63 | 4.63 | 4.63 | 4.63 | 4.63 | 4.63 | 4.63 | 4.63 | 4.63 | 4.63 | 4.63 | 4.63 | 4.63 | 4.63 | 4.63 | 4.63 | 4.63 | 4.63 | 4.63 | 4.63 | 4.63 | 4.63 | 4.63 | 4.63 | 4.63 | 4.63 | 4.63 | 4.63 | 4.63 | 4.63 | 4.63 | 4.63 | 4.63 | 4.63 | 4.63 | 4.63 | 0 | 0 | 0 | 0 | 0 | 0 | 0 | 0 | 0 | 0 | 0 | 0 | 0 | 0 | 0 | 0 | 0 | 0 | 0 | 0 | 0 | 0 | 0 | 0
[19 empty] | Fixed carbon costs | Input | £000s | 4.1836 | 6.2754 | 12.5508 | 14.6426 | 18.8262 | 20.918 | 27.1935 | 41.8361 | 41.8361 | 20.918 | 0 | 0 | 0 | 0 | 0 | 0 | 0 | 0 | 0 | 0 | 1.609 | 2.4134 | 4.8269 | 5.6314 | 7.2403 | 8.0448 | 10.4583 | 16.0896 | 16.0896 | 8.0448 | 0 | 0 | 0 | 0 | 0 | 0 | 0 | 0 | 0 | 0 | 1.609 | 2.4134 | 4.8269 | 5.6314 | 7.2403 | 8.0448 | 10.4583 | 16.0896 | 16.0896 | 8.0448 | 0 | 0 | 0 | 0 | 0 | 0 | 0 | 0 | 0 | 0 | 3.6965 | 5.5448 | 11.0895 | 12.9378 | 16.6343 | 18.4825 | 24.0273 | 36.9651 | 36.9651 | 18.4825 | 0 | 0 | 0 | 0 | 0 | 0 | 0 | 0 | 0 | 0 | 0 | 0 | 0 | 0 | 0 | 0 | 0 | 0 | 0 | 0 | 0 | 0 | 0 | 0 | 0 | 0 | 0 | 0 | 0 | 0 | 0 | 0 | 0 | 0
[19 empty] | Variable carbon costs | Input | £000s | 0 | 0 | 0 | 0 | 0 | 0 | 0 | 0 | 0 | 0 | 84.8051 | 79.7736 | 74.7421 | 69.7106 | 64.6791 | 59.6476 | 54.6161 | 49.5846 | 44.5531 | 39.5215 | 34.49 | 29.4585 | 24.427 | 19.3955 | 14.364 | 14.364 | 14.364 | 14.364 | 14.364 | 14.364 | 14.364 | 14.364 | 14.364 | 14.364 | 14.364 | 14.364 | 14.364 | 14.364 | 14.364 | 14.364 | 14.364 | 14.364 | 14.364 | 14.364 | 14.364 | 14.364 | 14.364 | 14.364 | 14.364 | 14.364 | 14.364 | 14.364 | 14.364 | 14.364 | 14.364 | 14.364 | 14.364 | 14.364 | 14.364 | 14.364 | 14.364 | 14.364 | 14.364 | 14.364 | 14.364 | 14.364 | 14.364 | 14.364 | 14.364 | 14.364 | 14.364 | 14.364 | 14.364 | 14.364 | 14.364 | 14.364 | 14.364 | 14.364 | 14.364 | 14.364 | 0 | 0 | 0 | 0 | 0 | 0 | 0 | 0 | 0 | 0 | 0 | 0 | 0 | 0 | 0 | 0 | 0 | 0 | 0 | 0 | 0 | 0 | 0 | 0
[19 empty] | Customer willingness to pay | Input | £000s | 0 | 0 | 0 | 0 | 0 | 0 | 0 | 0 | 0 | 0 | 0 | 0 | 0 | 0 | 0 | 0 | 0 | 0 | 0 | 0 | 0 | 0 | 0 | 0 | 0 | 0 | 0 | 0 | 0 | 0 | 0 | 0 | 0 | 0 | 0 | 0 | 0 | 0 | 0 | 0 | 0 | 0 | 0 | 0 | 0 | 0 | 0 | 0 | 0 | 0 | 0 | 0 | 0 | 0 | 0 | 0 | 0 | 0 | 0 | 0 | 0 | 0 | 0 | 0 | 0 | 0 | 0 | 0 | 0 | 0 | 0 | 0 | 0 | 0 | 0 | 0 | 0 | 0 | 0 | 0 | 0 | 0 | 0 | 0 | 0 | 0 | 0 | 0 | 0 | 0 | 0 | 0 | 0 | 0 | 0 | 0 | 0 | 0 | 0 | 0 | 0 | 0 | 0 | 0
[19 empty] | Total | Sum of above (excl WAFU) | £000s | 1370.3738 | 2055.5607 | 4111.1214 | 4796.3083 | 6166.6821 | 6851.869 | 8907.4298 | 13703.7381 | 13703.7381 | 6851.869 | 4223.0351 | 4218.0036 | 4212.9721 | 4207.9406 | 4202.9091 | 4197.8776 | 4192.8461 | 4187.8146 | 4182.7831 | 4177.7515 | 4699.7483 | 4958.2309 | 5743.7418 | 6002.2245 | 6524.2212 | 6787.7354 | 7578.2778 | 9422.8767 | 9422.8767 | 6787.7354 | 4152.594 | 4152.594 | 4152.594 | 4152.594 | 4152.594 | 4152.594 | 4152.594 | 4152.594 | 4152.594 | 4152.594 | 4679.6223 | 4943.1364 | 5733.6788 | 5997.193 | 6524.2212 | 6787.7354 | 7578.2778 | 9422.8767 | 9422.8767 | 6787.7354 | 4152.594 | 4152.594 | 4152.594 | 4152.594 | 4152.594 | 4152.594 | 4152.594 | 4152.594 | 4152.594 | 4152.594 | 5363.4149 | 5968.8253 | 7785.0566 | 8390.4671 | 9601.2879 | 10206.6984 | 12022.9297 | 16260.8027 | 16260.8027 | 10206.6984 | 4152.594 | 4152.594 | 4152.594 | 4152.594 | 4152.594 | 4152.594 | 4152.594 | 4152.594 | 4152.594 | 4152.594 | 0 | 0 | 0 | 0 | 0 | 0 | 0 | 0 | 0 | 0 | 0 | 0 | 0 | 0 | 0 | 0 | 0 | 0 | 0 | 0 | 0 | 0 | 0 | 0
58.1x | Site P expansion | WTW30 | SW enhancement | N | 2025-26 | Capacity | 15 | 130616.7376 | 99735.0317 | 21464.0875 | 0 | 1154.4994 | 99.0745 | 122452.693 | 92.7899 | 93.7496 | 3 | 3 | Gains in WAFU / Savings in demand | Input | Ml/d | 0 | 0 | 0 | 0 | 0 | 15 | 15 | 15 | 15 | 15 | 15 | 15 | 15 | 15 | 15 | 15 | 15 | 15 | 15 | 15 | 15 | 15 | 15 | 15 | 15 | 15 | 15 | 15 | 15 | 15 | 15 | 15 | 15 | 15 | 15 | 15 | 15 | 15 | 15 | 15 | 15 | 15 | 15 | 15 | 15 | 15 | 15 | 15 | 15 | 15 | 15 | 15 | 15 | 15 | 15 | 15 | 15 | 15 | 15 | 15 | 15 | 15 | 15 | 15 | 15 | 15 | 15 | 15 | 15 | 15 | 15 | 15 | 15 | 15 | 15 | 15 | 15 | 15 | 15 | 15 | 0 | 0 | 0 | 0 | 0 | 0 | 0 | 0 | 0 | 0 | 0 | 0 | 0 | 0 | 0 | 0 | 0 | 0 | 0 | 0 | 0 | 0 | 0 | 0
[19 empty] | Fixed capex | Input | £000s | 5326.02 | 6086.88 | 7608.6 | 30434.4 | 26630.1 | 0 | 0 | 0 | 0 | 0 | 0 | 0 | 0 | 0 | 0 | 0 | 0 | 0 | 0 | 0 | 2202.83 | 2517.52 | 3146.9 | 12587.6 | 11014.15 | 0 | 0 | 0 | 0 | 0 | 0 | 0 | 0 | 0 | 0 | 0 | 0 | 0 | 0 | 0 | 2202.83 | 2517.52 | 3146.9 | 12587.6 | 11014.15 | 0 | 0 | 0 | 0 | 0 | 0 | 0 | 0 | 0 | 0 | 0 | 0 | 0 | 0 | 0 | 4508.35 | 5152.4 | 6440.5 | 25762 | 22541.75 | 0 | 0 | 0 | 0 | 0 | 0 | 0 | 0 | 0 | 0 | 0 | 0 | 0 | 0 | 0 | 0 | 0 | 0 | 0 | 0 | 0 | 0 | 0 | 0 | 0 | 0 | 0 | 0 | 0 | 0 | 0 | 0 | 0 | 0 | 0 | 0 | 0 | 0 | 0
[19 empty] | Variable capex | Input | £000s | 0 | 0 | 0 | 0 | 0 | 0 | 0 | 0 | 0 | 0 | 0 | 0 | 0 | 0 | 0 | 0 | 0 | 0 | 0 | 0 | 0 | 0 | 0 | 0 | 0 | 0 | 0 | 0 | 0 | 0 | 0 | 0 | 0 | 0 | 0 | 0 | 0 | 0 | 0 | 0 | 0 | 0 | 0 | 0 | 0 | 0 | 0 | 0 | 0 | 0 | 0 | 0 | 0 | 0 | 0 | 0 | 0 | 0 | 0 | 0 | 0 | 0 | 0 | 0 | 0 | 0 | 0 | 0 | 0 | 0 | 0 | 0 | 0 | 0 | 0 | 0 | 0 | 0 | 0 | 0 | 0 | 0 | 0 | 0 | 0 | 0 | 0 | 0 | 0 | 0 | 0 | 0 | 0 | 0 | 0 | 0 | 0 | 0 | 0 | 0 | 0 | 0 | 0 | 0
[19 empty] | Financing costs | Input | £000s | 0 | 0 | 0 | 0 | 0 | 0 | 0 | 0 | 0 | 0 | 0 | 0 | 0 | 0 | 0 | 0 | 0 | 0 | 0 | 0 | 0 | 0 | 0 | 0 | 0 | 0 | 0 | 0 | 0 | 0 | 0 | 0 | 0 | 0 | 0 | 0 | 0 | 0 | 0 | 0 | 0 | 0 | 0 | 0 | 0 | 0 | 0 | 0 | 0 | 0 | 0 | 0 | 0 | 0 | 0 | 0 | 0 | 0 | 0 | 0 | 0 | 0 | 0 | 0 | 0 | 0 | 0 | 0 | 0 | 0 | 0 | 0 | 0 | 0 | 0 | 0 | 0 | 0 | 0 | 0 | 0 | 0 | 0 | 0 | 0 | 0 | 0 | 0 | 0 | 0 | 0 | 0 | 0 | 0 | 0 | 0 | 0 | 0 | 0 | 0 | 0 | 0 | 0 | 0
[19 empty] | Fixed opex | Input | £000s | 0 | 0 | 0 | 0 | 0 | 220.6 | 220.6 | 220.6 | 220.6 | 220.6 | 220.6 | 220.6 | 220.6 | 220.6 | 220.6 | 220.6 | 220.6 | 220.6 | 220.6 | 220.6 | 220.6 | 220.6 | 220.6 | 220.6 | 220.6 | 220.6 | 220.6 | 220.6 | 220.6 | 220.6 | 220.6 | 220.6 | 220.6 | 220.6 | 220.6 | 220.6 | 220.6 | 220.6 | 220.6 | 220.6 | 220.6 | 220.6 | 220.6 | 220.6 | 220.6 | 220.6 | 220.6 | 220.6 | 220.6 | 220.6 | 220.6 | 220.6 | 220.6 | 220.6 | 220.6 | 220.6 | 220.6 | 220.6 | 220.6 | 220.6 | 220.6 | 220.6 | 220.6 | 220.6 | 220.6 | 220.6 | 220.6 | 220.6 | 220.6 | 220.6 | 220.6 | 220.6 | 220.6 | 220.6 | 220.6 | 220.6 | 220.6 | 220.6 | 220.6 | 220.6 | 0 | 0 | 0 | 0 | 0 | 0 | 0 | 0 | 0 | 0 | 0 | 0 | 0 | 0 | 0 | 0 | 0 | 0 | 0 | 0 | 0 | 0 | 0 | 0
[19 empty] | Variable opex | Input | £000s | 0 | 0 | 0 | 0 | 0 | 679.1 | 679.1 | 679.1 | 679.1 | 679.1 | 679.1 | 679.1 | 679.1 | 679.1 | 679.1 | 679.1 | 679.1 | 679.1 | 679.1 | 679.1 | 679.1 | 679.1 | 679.1 | 679.1 | 679.1 | 679.1 | 679.1 | 679.1 | 679.1 | 679.1 | 679.1 | 679.1 | 679.1 | 679.1 | 679.1 | 679.1 | 679.1 | 679.1 | 679.1 | 679.1 | 679.1 | 679.1 | 679.1 | 679.1 | 679.1 | 679.1 | 679.1 | 679.1 | 679.1 | 679.1 | 679.1 | 679.1 | 679.1 | 679.1 | 679.1 | 679.1 | 679.1 | 679.1 | 679.1 | 679.1 | 679.1 | 679.1 | 679.1 | 679.1 | 679.1 | 679.1 | 679.1 | 679.1 | 679.1 | 679.1 | 679.1 | 679.1 | 679.1 | 679.1 | 679.1 | 679.1 | 679.1 | 679.1 | 679.1 | 679.1 | 0 | 0 | 0 | 0 | 0 | 0 | 0 | 0 | 0 | 0 | 0 | 0 | 0 | 0 | 0 | 0 | 0 | 0 | 0 | 0 | 0 | 0 | 0 | 0
[19 empty] | Opex savings | Input | £000s | 0 | 0 | 0 | 0 | 0 | 0 | 0 | 0 | 0 | 0 | 0 | 0 | 0 | 0 | 0 | 0 | 0 | 0 | 0 | 0 | 0 | 0 | 0 | 0 | 0 | 0 | 0 | 0 | 0 | 0 | 0 | 0 | 0 | 0 | 0 | 0 | 0 | 0 | 0 | 0 | 0 | 0 | 0 | 0 | 0 | 0 | 0 | 0 | 0 | 0 | 0 | 0 | 0 | 0 | 0 | 0 | 0 | 0 | 0 | 0 | 0 | 0 | 0 | 0 | 0 | 0 | 0 | 0 | 0 | 0 | 0 | 0 | 0 | 0 | 0 | 0 | 0 | 0 | 0 | 0 | 0 | 0 | 0 | 0 | 0 | 0 | 0 | 0 | 0 | 0 | 0 | 0 | 0 | 0 | 0 | 0 | 0 | 0 | 0 | 0 | 0 | 0 | 0 | 0
[19 empty] | Fixed env & social | Input | £000s | 0.2457 | 0.2808 | 0.351 | 1.404 | 1.2285 | 0 | 0 | 0 | 0 | 0 | 0 | 0 | 0 | 0 | 0 | 0 | 0 | 0 | 0 | 0 | 0.10162 | 0.11614 | 0.14517 | 0.58069 | 0.5081 | 0 | 0 | 0 | 0 | 0 | 0 | 0 | 0 | 0 | 0 | 0 | 0 | 0 | 0 | 0 | 0.10162 | 0.11614 | 0.14517 | 0.58069 | 0.5081 | 0 | 0 | 0 | 0 | 0 | 0 | 0 | 0 | 0 | 0 | 0 | 0 | 0 | 0 | 0 | 0.20798 | 0.23769 | 0.29711 | 1.1885 | 1.0399 | 0 | 0 | 0 | 0 | 0 | 0 | 0 | 0 | 0 | 0 | 0 | 0 | 0 | 0 | 0 | 0 | 0 | 0 | 0 | 0 | 0 | 0 | 0 | 0 | 0 | 0 | 0 | 0 | 0 | 0 | 0 | 0 | 0 | 0 | 0 | 0 | 0 | 0 | 0
[19 empty] | Variable env & social | Input | £000s | 0 | 0 | 0 | 0 | 0 | 3.96 | 3.96 | 3.96 | 3.96 | 3.96 | 3.96 | 3.96 | 3.96 | 3.96 | 3.96 | 3.96 | 3.96 | 3.96 | 3.96 | 3.96 | 3.96 | 3.96 | 3.96 | 3.96 | 3.96 | 3.96 | 3.96 | 3.96 | 3.96 | 3.96 | 3.96 | 3.96 | 3.96 | 3.96 | 3.96 | 3.96 | 3.96 | 3.96 | 3.96 | 3.96 | 3.96 | 3.96 | 3.96 | 3.96 | 3.96 | 3.96 | 3.96 | 3.96 | 3.96 | 3.96 | 3.96 | 3.96 | 3.96 | 3.96 | 3.96 | 3.96 | 3.96 | 3.96 | 3.96 | 3.96 | 3.96 | 3.96 | 3.96 | 3.96 | 3.96 | 3.96 | 3.96 | 3.96 | 3.96 | 3.96 | 3.96 | 3.96 | 3.96 | 3.96 | 3.96 | 3.96 | 3.96 | 3.96 | 3.96 | 3.96 | 0 | 0 | 0 | 0 | 0 | 0 | 0 | 0 | 0 | 0 | 0 | 0 | 0 | 0 | 0 | 0 | 0 | 0 | 0 | 0 | 0 | 0 | 0 | 0
[19 empty] | Fixed carbon costs | Input | £000s | 22.4247 | 25.6283 | 32.0353 | 128.1413 | 112.1236 | 0 | 0 | 0 | 0 | 0 | 0 | 0 | 0 | 0 | 0 | 0 | 0 | 0 | 0 | 0 | 9.2748 | 10.5998 | 13.2497 | 52.9989 | 46.3741 | 0 | 0 | 0 | 0 | 0 | 0 | 0 | 0 | 0 | 0 | 0 | 0 | 0 | 0 | 0 | 9.2748 | 10.5998 | 13.2497 | 52.9989 | 46.3741 | 0 | 0 | 0 | 0 | 0 | 0 | 0 | 0 | 0 | 0 | 0 | 0 | 0 | 0 | 0 | 18.982 | 21.6937 | 27.1171 | 108.4686 | 94.91 | 0 | 0 | 0 | 0 | 0 | 0 | 0 | 0 | 0 | 0 | 0 | 0 | 0 | 0 | 0 | 0 | 0 | 0 | 0 | 0 | 0 | 0 | 0 | 0 | 0 | 0 | 0 | 0 | 0 | 0 | 0 | 0 | 0 | 0 | 0 | 0 | 0 | 0 | 0
[19 empty] | Variable carbon costs | Input | £000s | 0 | 0 | 0 | 0 | 0 | 81.4682 | 75.4695 | 71.7307 | 70.4568 | 65.6553 | 61.9781 | 58.3009 | 54.6238 | 50.9466 | 47.2694 | 43.5922 | 39.9151 | 36.2379 | 32.5607 | 28.8835 | 25.2064 | 21.5292 | 17.852 | 14.1748 | 10.4977 | 10.4977 | 10.4977 | 10.4977 | 10.4977 | 10.4977 | 10.4977 | 10.4977 | 10.4977 | 10.4977 | 10.4977 | 10.4977 | 10.4977 | 10.4977 | 10.4977 | 10.4977 | 10.4977 | 10.4977 | 10.4977 | 10.4977 | 10.4977 | 10.4977 | 10.4977 | 10.4977 | 10.4977 | 10.4977 | 10.4977 | 10.4977 | 10.4977 | 10.4977 | 10.4977 | 10.4977 | 10.4977 | 10.4977 | 10.4977 | 10.4977 | 10.4977 | 10.4977 | 10.4977 | 10.4977 | 10.4977 | 10.4977 | 10.4977 | 10.4977 | 10.4977 | 10.4977 | 10.4977 | 10.4977 | 10.4977 | 10.4977 | 10.4977 | 10.4977 | 10.4977 | 10.4977 | 10.4977 | 10.4977 | 0 | 0 | 0 | 0 | 0 | 0 | 0 | 0 | 0 | 0 | 0 | 0 | 0 | 0 | 0 | 0 | 0 | 0 | 0 | 0 | 0 | 0 | 0 | 0
[19 empty] | Customer willingness to pay | Input | £000s | 0 | 0 | 0 | 0 | 0 | 0 | 0 | 0 | 0 | 0 | 0 | 0 | 0 | 0 | 0 | 0 | 0 | 0 | 0 | 0 | 0 | 0 | 0 | 0 | 0 | 0 | 0 | 0 | 0 | 0 | 0 | 0 | 0 | 0 | 0 | 0 | 0 | 0 | 0 | 0 | 0 | 0 | 0 | 0 | 0 | 0 | 0 | 0 | 0 | 0 | 0 | 0 | 0 | 0 | 0 | 0 | 0 | 0 | 0 | 0 | 0 | 0 | 0 | 0 | 0 | 0 | 0 | 0 | 0 | 0 | 0 | 0 | 0 | 0 | 0 | 0 | 0 | 0 | 0 | 0 | 0 | 0 | 0 | 0 | 0 | 0 | 0 | 0 | 0 | 0 | 0 | 0 | 0 | 0 | 0 | 0 | 0 | 0 | 0 | 0 | 0 | 0 | 0 | 0
[19 empty] | Total | Sum of above (excl WAFU) | £000s | 5348.6904 | 6112.7891 | 7640.9863 | 30563.9453 | 26743.4521 | 985.1282 | 979.1295 | 975.3907 | 974.1168 | 969.3153 | 965.6381 | 961.9609 | 958.2838 | 954.6066 | 950.9294 | 947.2522 | 943.5751 | 939.8979 | 936.2207 | 932.5435 | 3141.0728 | 3453.4251 | 4081.8069 | 13559.0145 | 11975.1898 | 914.1577 | 914.1577 | 914.1577 | 914.1577 | 914.1577 | 914.1577 | 914.1577 | 914.1577 | 914.1577 | 914.1577 | 914.1577 | 914.1577 | 914.1577 | 914.1577 | 914.1577 | 3126.3641 | 3442.3936 | 4074.4526 | 13555.3373 | 11975.1898 | 914.1577 | 914.1577 | 914.1577 | 914.1577 | 914.1577 | 914.1577 | 914.1577 | 914.1577 | 914.1577 | 914.1577 | 914.1577 | 914.1577 | 914.1577 | 914.1577 | 914.1577 | 5441.6976 | 6088.4891 | 7382.0719 | 26785.8147 | 23551.8576 | 914.1577 | 914.1577 | 914.1577 | 914.1577 | 914.1577 | 914.1577 | 914.1577 | 914.1577 | 914.1577 | 914.1577 | 914.1577 | 914.1577 | 914.1577 | 914.1577 | 914.1577 | 0 | 0 | 0 | 0 | 0 | 0 | 0 | 0 | 0 | 0 | 0 | 0 | 0 | 0 | 0 | 0 | 0 | 0 | 0 | 0 | 0 | 0 | 0 | 0
58.1x | BH raw water transfer to Site Q with Site Q enhancements | MEL39 | GW enhancement | N | 2025-26 | Capacity | 5 | 43538.9125 | 18273.3361 | 6453.3018 | 0 | 441.4286 | 55.7175 | 25223.784 | 56.792 | 57.9339 | 1 | 3 | Gains in WAFU / Savings in demand | Input | Ml/d | 0 | 0 | 0 | 0 | 0 | 5 | 5 | 5 | 5 | 5 | 5 | 5 | 5 | 5 | 5 | 5 | 5 | 5 | 5 | 5 | 5 | 5 | 5 | 5 | 5 | 5 | 5 | 5 | 5 | 5 | 5 | 5 | 5 | 5 | 5 | 5 | 5 | 5 | 5 | 5 | 5 | 5 | 5 | 5 | 5 | 5 | 5 | 5 | 5 | 5 | 5 | 5 | 5 | 5 | 5 | 5 | 5 | 5 | 5 | 5 | 5 | 5 | 5 | 5 | 5 | 5 | 5 | 5 | 5 | 5 | 5 | 5 | 5 | 5 | 5 | 5 | 5 | 5 | 5 | 5 | 0 | 0 | 0 | 0 | 0 | 0 | 0 | 0 | 0 | 0 | 0 | 0 | 0 | 0 | 0 | 0 | 0 | 0 | 0 | 0 | 0 | 0 | 0 | 0
[19 empty] | Fixed capex | Input | £000s | 1139.74 | 1302.56 | 1628.2 | 6512.8 | 5698.7 | 0 | 0 | 0 | 0 | 0 | 0 | 0 | 0 | 0 | 0 | 0 | 0 | 0 | 0 | 0 | 182.84 | 208.96 | 261.2 | 1044.8 | 914.2 | 0 | 0 | 0 | 0 | 0 | 0 | 0 | 0 | 0 | 0 | 0 | 0 | 0 | 0 | 0 | 182.84 | 208.96 | 261.2 | 1044.8 | 914.2 | 0 | 0 | 0 | 0 | 0 | 0 | 0 | 0 | 0 | 0 | 0 | 0 | 0 | 0 | 0 | 870.52 | 994.88 | 1243.6 | 4974.4 | 4352.6 | 0 | 0 | 0 | 0 | 0 | 0 | 0 | 0 | 0 | 0 | 0 | 0 | 0 | 0 | 0 | 0 | 0 | 0 | 0 | 0 | 0 | 0 | 0 | 0 | 0 | 0 | 0 | 0 | 0 | 0 | 0 | 0 | 0 | 0 | 0 | 0 | 0 | 0 | 0
[19 empty] | Variable capex | Input | £000s | 0 | 0 | 0 | 0 | 0 | 0 | 0 | 0 | 0 | 0 | 0 | 0 | 0 | 0 | 0 | 0 | 0 | 0 | 0 | 0 | 0 | 0 | 0 | 0 | 0 | 0 | 0 | 0 | 0 | 0 | 0 | 0 | 0 | 0 | 0 | 0 | 0 | 0 | 0 | 0 | 0 | 0 | 0 | 0 | 0 | 0 | 0 | 0 | 0 | 0 | 0 | 0 | 0 | 0 | 0 | 0 | 0 | 0 | 0 | 0 | 0 | 0 | 0 | 0 | 0 | 0 | 0 | 0 | 0 | 0 | 0 | 0 | 0 | 0 | 0 | 0 | 0 | 0 | 0 | 0 | 0 | 0 | 0 | 0 | 0 | 0 | 0 | 0 | 0 | 0 | 0 | 0 | 0 | 0 | 0 | 0 | 0 | 0 | 0 | 0 | 0 | 0 | 0 | 0
[19 empty] | Financing costs | Input | £000s | 0 | 0 | 0 | 0 | 0 | 0 | 0 | 0 | 0 | 0 | 0 | 0 | 0 | 0 | 0 | 0 | 0 | 0 | 0 | 0 | 0 | 0 | 0 | 0 | 0 | 0 | 0 | 0 | 0 | 0 | 0 | 0 | 0 | 0 | 0 | 0 | 0 | 0 | 0 | 0 | 0 | 0 | 0 | 0 | 0 | 0 | 0 | 0 | 0 | 0 | 0 | 0 | 0 | 0 | 0 | 0 | 0 | 0 | 0 | 0 | 0 | 0 | 0 | 0 | 0 | 0 | 0 | 0 | 0 | 0 | 0 | 0 | 0 | 0 | 0 | 0 | 0 | 0 | 0 | 0 | 0 | 0 | 0 | 0 | 0 | 0 | 0 | 0 | 0 | 0 | 0 | 0 | 0 | 0 | 0 | 0 | 0 | 0 | 0 | 0 | 0 | 0 | 0 | 0
[19 empty] | Fixed opex | Input | £000s | 0 | 0 | 0 | 0 | 0 | 32.6 | 32.6 | 32.6 | 32.6 | 32.6 | 32.6 | 32.6 | 32.6 | 32.6 | 32.6 | 32.6 | 32.6 | 32.6 | 32.6 | 32.6 | 32.6 | 32.6 | 32.6 | 32.6 | 32.6 | 32.6 | 32.6 | 32.6 | 32.6 | 32.6 | 32.6 | 32.6 | 32.6 | 32.6 | 32.6 | 32.6 | 32.6 | 32.6 | 32.6 | 32.6 | 32.6 | 32.6 | 32.6 | 32.6 | 32.6 | 32.6 | 32.6 | 32.6 | 32.6 | 32.6 | 32.6 | 32.6 | 32.6 | 32.6 | 32.6 | 32.6 | 32.6 | 32.6 | 32.6 | 32.6 | 32.6 | 32.6 | 32.6 | 32.6 | 32.6 | 32.6 | 32.6 | 32.6 | 32.6 | 32.6 | 32.6 | 32.6 | 32.6 | 32.6 | 32.6 | 32.6 | 32.6 | 32.6 | 32.6 | 32.6 | 0 | 0 | 0 | 0 | 0 | 0 | 0 | 0 | 0 | 0 | 0 | 0 | 0 | 0 | 0 | 0 | 0 | 0 | 0 | 0 | 0 | 0 | 0 | 0
[19 empty] | Variable opex | Input | £000s | 0 | 0 | 0 | 0 | 0 | 237.9 | 237.9 | 237.9 | 237.9 | 237.9 | 237.9 | 237.9 | 237.9 | 237.9 | 237.9 | 237.9 | 237.9 | 237.9 | 237.9 | 237.9 | 237.9 | 237.9 | 237.9 | 237.9 | 237.9 | 237.9 | 237.9 | 237.9 | 237.9 | 237.9 | 237.9 | 237.9 | 237.9 | 237.9 | 237.9 | 237.9 | 237.9 | 237.9 | 237.9 | 237.9 | 237.9 | 237.9 | 237.9 | 237.9 | 237.9 | 237.9 | 237.9 | 237.9 | 237.9 | 237.9 | 237.9 | 237.9 | 237.9 | 237.9 | 237.9 | 237.9 | 237.9 | 237.9 | 237.9 | 237.9 | 237.9 | 237.9 | 237.9 | 237.9 | 237.9 | 237.9 | 237.9 | 237.9 | 237.9 | 237.9 | 237.9 | 237.9 | 237.9 | 237.9 | 237.9 | 237.9 | 237.9 | 237.9 | 237.9 | 237.9 | 0 | 0 | 0 | 0 | 0 | 0 | 0 | 0 | 0 | 0 | 0 | 0 | 0 | 0 | 0 | 0 | 0 | 0 | 0 | 0 | 0 | 0 | 0 | 0
[19 empty] | Opex savings | Input | £000s | 0 | 0 | 0 | 0 | 0 | 0 | 0 | 0 | 0 | 0 | 0 | 0 | 0 | 0 | 0 | 0 | 0 | 0 | 0 | 0 | 0 | 0 | 0 | 0 | 0 | 0 | 0 | 0 | 0 | 0 | 0 | 0 | 0 | 0 | 0 | 0 | 0 | 0 | 0 | 0 | 0 | 0 | 0 | 0 | 0 | 0 | 0 | 0 | 0 | 0 | 0 | 0 | 0 | 0 | 0 | 0 | 0 | 0 | 0 | 0 | 0 | 0 | 0 | 0 | 0 | 0 | 0 | 0 | 0 | 0 | 0 | 0 | 0 | 0 | 0 | 0 | 0 | 0 | 0 | 0 | 0 | 0 | 0 | 0 | 0 | 0 | 0 | 0 | 0 | 0 | 0 | 0 | 0 | 0 | 0 | 0 | 0 | 0 | 0 | 0 | 0 | 0 | 0 | 0
[19 empty] | Fixed env & social | Input | £000s | 0.7224 | 0.8256 | 1.032 | 4.128 | 3.612 | 0 | 0 | 0 | 0 | 0 | 0 | 0 | 0 | 0 | 0 | 0 | 0 | 0 | 0 | 0 | 0.11589 | 0.13244 | 0.16556 | 0.66222 | 0.57945 | 0 | 0 | 0 | 0 | 0 | 0 | 0 | 0 | 0 | 0 | 0 | 0 | 0 | 0 | 0 | 0.11589 | 0.13244 | 0.16556 | 0.66222 | 0.57945 | 0 | 0 | 0 | 0 | 0 | 0 | 0 | 0 | 0 | 0 | 0 | 0 | 0 | 0 | 0 | 0.55176 | 0.63058 | 0.78823 | 3.1529 | 2.7588 | 0 | 0 | 0 | 0 | 0 | 0 | 0 | 0 | 0 | 0 | 0 | 0 | 0 | 0 | 0 | 0 | 0 | 0 | 0 | 0 | 0 | 0 | 0 | 0 | 0 | 0 | 0 | 0 | 0 | 0 | 0 | 0 | 0 | 0 | 0 | 0 | 0 | 0 | 0
[19 empty] | Variable env & social | Input | £000s | 0 | 0 | 0 | 0 | 0 | 1.85 | 1.85 | 1.85 | 1.85 | 1.85 | 1.85 | 1.85 | 1.85 | 1.85 | 1.85 | 1.85 | 1.85 | 1.85 | 1.85 | 1.85 | 1.85 | 1.85 | 1.85 | 1.85 | 1.85 | 1.85 | 1.85 | 1.85 | 1.85 | 1.85 | 1.85 | 1.85 | 1.85 | 1.85 | 1.85 | 1.85 | 1.85 | 1.85 | 1.85 | 1.85 | 1.85 | 1.85 | 1.85 | 1.85 | 1.85 | 1.85 | 1.85 | 1.85 | 1.85 | 1.85 | 1.85 | 1.85 | 1.85 | 1.85 | 1.85 | 1.85 | 1.85 | 1.85 | 1.85 | 1.85 | 1.85 | 1.85 | 1.85 | 1.85 | 1.85 | 1.85 | 1.85 | 1.85 | 1.85 | 1.85 | 1.85 | 1.85 | 1.85 | 1.85 | 1.85 | 1.85 | 1.85 | 1.85 | 1.85 | 1.85 | 0 | 0 | 0 | 0 | 0 | 0 | 0 | 0 | 0 | 0 | 0 | 0 | 0 | 0 | 0 | 0 | 0 | 0 | 0 | 0 | 0 | 0 | 0 | 0
[19 empty] | Fixed carbon costs | Input | £000s | 5.8024 | 6.6314 | 8.2892 | 33.1568 | 29.0122 | 0 | 0 | 0 | 0 | 0 | 0 | 0 | 0 | 0 | 0 | 0 | 0 | 0 | 0 | 0 | 0.93084 | 1.0638 | 1.3298 | 5.3191 | 4.6542 | 0 | 0 | 0 | 0 | 0 | 0 | 0 | 0 | 0 | 0 | 0 | 0 | 0 | 0 | 0 | 0.93084 | 1.0638 | 1.3298 | 5.3191 | 4.6542 | 0 | 0 | 0 | 0 | 0 | 0 | 0 | 0 | 0 | 0 | 0 | 0 | 0 | 0 | 0 | 4.4318 | 5.065 | 6.3312 | 25.3248 | 22.1592 | 0 | 0 | 0 | 0 | 0 | 0 | 0 | 0 | 0 | 0 | 0 | 0 | 0 | 0 | 0 | 0 | 0 | 0 | 0 | 0 | 0 | 0 | 0 | 0 | 0 | 0 | 0 | 0 | 0 | 0 | 0 | 0 | 0 | 0 | 0 | 0 | 0 | 0 | 0
[19 empty] | Variable carbon costs | Input | £000s | 0 | 0 | 0 | 0 | 0 | 38.6393 | 35.7942 | 34.0209 | 33.4167 | 31.1394 | 29.3954 | 27.6513 | 25.9073 | 24.1633 | 22.4192 | 20.6752 | 18.9312 | 17.1871 | 15.4431 | 13.6991 | 11.955 | 10.211 | 8.467 | 6.7229 | 4.9789 | 4.9789 | 4.9789 | 4.9789 | 4.9789 | 4.9789 | 4.9789 | 4.9789 | 4.9789 | 4.9789 | 4.9789 | 4.9789 | 4.9789 | 4.9789 | 4.9789 | 4.9789 | 4.9789 | 4.9789 | 4.9789 | 4.9789 | 4.9789 | 4.9789 | 4.9789 | 4.9789 | 4.9789 | 4.9789 | 4.9789 | 4.9789 | 4.9789 | 4.9789 | 4.9789 | 4.9789 | 4.9789 | 4.9789 | 4.9789 | 4.9789 | 4.9789 | 4.9789 | 4.9789 | 4.9789 | 4.9789 | 4.9789 | 4.9789 | 4.9789 | 4.9789 | 4.9789 | 4.9789 | 4.9789 | 4.9789 | 4.9789 | 4.9789 | 4.9789 | 4.9789 | 4.9789 | 4.9789 | 4.9789 | 0 | 0 | 0 | 0 | 0 | 0 | 0 | 0 | 0 | 0 | 0 | 0 | 0 | 0 | 0 | 0 | 0 | 0 | 0 | 0 | 0 | 0 | 0 | 0
[19 empty] | Customer willingness to pay | Input | £000s | 0 | 0 | 0 | 0 | 0 | 0 | 0 | 0 | 0 | 0 | 0 | 0 | 0 | 0 | 0 | 0 | 0 | 0 | 0 | 0 | 0 | 0 | 0 | 0 | 0 | 0 | 0 | 0 | 0 | 0 | 0 | 0 | 0 | 0 | 0 | 0 | 0 | 0 | 0 | 0 | 0 | 0 | 0 | 0 | 0 | 0 | 0 | 0 | 0 | 0 | 0 | 0 | 0 | 0 | 0 | 0 | 0 | 0 | 0 | 0 | 0 | 0 | 0 | 0 | 0 | 0 | 0 | 0 | 0 | 0 | 0 | 0 | 0 | 0 | 0 | 0 | 0 | 0 | 0 | 0 | 0 | 0 | 0 | 0 | 0 | 0 | 0 | 0 | 0 | 0 | 0 | 0 | 0 | 0 | 0 | 0 | 0 | 0 | 0 | 0 | 0 | 0 | 0 | 0
[19 empty] | Total | Sum of above (excl WAFU) | £000s | 1146.2648 | 1310.017 | 1637.5212 | 6550.0848 | 5731.3242 | 310.9893 | 308.1442 | 306.3709 | 305.7667 | 303.4894 | 301.7454 | 300.0013 | 298.2573 | 296.5133 | 294.7692 | 293.0252 | 291.2812 | 289.5371 | 287.7931 | 286.0491 | 468.1918 | 492.7173 | 543.5123 | 1329.8543 | 1196.7626 | 277.3289 | 277.3289 | 277.3289 | 277.3289 | 277.3289 | 277.3289 | 277.3289 | 277.3289 | 277.3289 | 277.3289 | 277.3289 | 277.3289 | 277.3289 | 277.3289 | 277.3289 | 461.2156 | 487.4852 | 540.0242 | 1328.1102 | 1196.7626 | 277.3289 | 277.3289 | 277.3289 | 277.3289 | 277.3289 | 277.3289 | 277.3289 | 277.3289 | 277.3289 | 277.3289 | 277.3289 | 277.3289 | 277.3289 | 277.3289 | 277.3289 | 1152.8325 | 1277.9044 | 1528.0483 | 5280.2066 | 4654.8469 | 277.3289 | 277.3289 | 277.3289 | 277.3289 | 277.3289 | 277.3289 | 277.3289 | 277.3289 | 277.3289 | 277.3289 | 277.3289 | 277.3289 | 277.3289 | 277.3289 | 277.3289 | 0 | 0 | 0 | 0 | 0 | 0 | 0 | 0 | 0 | 0 | 0 | 0 | 0 | 0 | 0 | 0 | 0 | 0 | 0 | 0 | 0 | 0 | 0 | 0
58.1x | Site C output increase using additional and supported abstractions from the River Avon | RAW08 | Effluent reuse | N | 2030-31 | Capacity | 10 | 72716.5084 | 88639.6998 | 57816.597 | 0 | 734.4346 | 135.9126 | 147326.6441 | 201.4072 | 202.6041 | 3 | 3 | Gains in WAFU / Savings in demand | Input | Ml/d | 0 | 0 | 0 | 0 | 0 | 0 | 0 | 0 | 0 | 0 | 10 | 10 | 10 | 10 | 10 | 10 | 10 | 10 | 10 | 10 | 10 | 10 | 10 | 10 | 10 | 10 | 10 | 10 | 10 | 10 | 10 | 10 | 10 | 10 | 10 | 10 | 10 | 10 | 10 | 10 | 10 | 10 | 10 | 10 | 10 | 10 | 10 | 10 | 10 | 10 | 10 | 10 | 10 | 10 | 10 | 10 | 10 | 10 | 10 | 10 | 10 | 10 | 10 | 10 | 10 | 10 | 10 | 10 | 10 | 10 | 10 | 10 | 10 | 10 | 10 | 10 | 10 | 10 | 10 | 10 | 0 | 0 | 0 | 0 | 0 | 0 | 0 | 0 | 0 | 0 | 0 | 0 | 0 | 0 | 0 | 0 | 0 | 0 | 0 | 0 | 0 | 0 | 0 | 0
[19 empty] | Fixed capex | Input | £000s | 2050.3 | 3075.45 | 6150.9 | 7176.05 | 9226.35 | 10251.5 | 13326.95 | 20503 | 20503 | 10251.5 | 0 | 0 | 0 | 0 | 0 | 0 | 0 | 0 | 0 | 0 | 106.32 | 159.48 | 318.96 | 372.12 | 478.44 | 531.6 | 691.08 | 1063.2 | 1063.2 | 531.6 | 0 | 0 | 0 | 0 | 0 | 0 | 0 | 0 | 0 | 0 | 106.32 | 159.48 | 318.96 | 372.12 | 478.44 | 531.6 | 691.08 | 1063.2 | 1063.2 | 531.6 | 0 | 0 | 0 | 0 | 0 | 0 | 0 | 0 | 0 | 0 | 209.82 | 314.73 | 629.46 | 734.37 | 944.19 | 1049.1 | 1363.83 | 2098.2 | 2098.2 | 1049.1 | 0 | 0 | 0 | 0 | 0 | 0 | 0 | 0 | 0 | 0 | 0 | 0 | 0 | 0 | 0 | 0 | 0 | 0 | 0 | 0 | 0 | 0 | 0 | 0 | 0 | 0 | 0 | 0 | 0 | 0 | 0 | 0 | 0 | 0
[19 empty] | Variable capex | Input | £000s | 0 | 0 | 0 | 0 | 0 | 0 | 0 | 0 | 0 | 0 | 0 | 0 | 0 | 0 | 0 | 0 | 0 | 0 | 0 | 0 | 0 | 0 | 0 | 0 | 0 | 0 | 0 | 0 | 0 | 0 | 0 | 0 | 0 | 0 | 0 | 0 | 0 | 0 | 0 | 0 | 0 | 0 | 0 | 0 | 0 | 0 | 0 | 0 | 0 | 0 | 0 | 0 | 0 | 0 | 0 | 0 | 0 | 0 | 0 | 0 | 0 | 0 | 0 | 0 | 0 | 0 | 0 | 0 | 0 | 0 | 0 | 0 | 0 | 0 | 0 | 0 | 0 | 0 | 0 | 0 | 0 | 0 | 0 | 0 | 0 | 0 | 0 | 0 | 0 | 0 | 0 | 0 | 0 | 0 | 0 | 0 | 0 | 0 | 0 | 0 | 0 | 0 | 0 | 0
[19 empty] | Financing costs | Input | £000s | 0 | 0 | 0 | 0 | 0 | 0 | 0 | 0 | 0 | 0 | 0 | 0 | 0 | 0 | 0 | 0 | 0 | 0 | 0 | 0 | 0 | 0 | 0 | 0 | 0 | 0 | 0 | 0 | 0 | 0 | 0 | 0 | 0 | 0 | 0 | 0 | 0 | 0 | 0 | 0 | 0 | 0 | 0 | 0 | 0 | 0 | 0 | 0 | 0 | 0 | 0 | 0 | 0 | 0 | 0 | 0 | 0 | 0 | 0 | 0 | 0 | 0 | 0 | 0 | 0 | 0 | 0 | 0 | 0 | 0 | 0 | 0 | 0 | 0 | 0 | 0 | 0 | 0 | 0 | 0 | 0 | 0 | 0 | 0 | 0 | 0 | 0 | 0 | 0 | 0 | 0 | 0 | 0 | 0 | 0 | 0 | 0 | 0 | 0 | 0 | 0 | 0 | 0 | 0
[19 empty] | Fixed opex | Input | £000s | 0 | 0 | 0 | 0 | 0 | 0 | 0 | 0 | 0 | 0 | 87.2 | 87.2 | 87.2 | 87.2 | 87.2 | 87.2 | 87.2 | 87.2 | 87.2 | 87.2 | 87.2 | 87.2 | 87.2 | 87.2 | 87.2 | 87.2 | 87.2 | 87.2 | 87.2 | 87.2 | 87.2 | 87.2 | 87.2 | 87.2 | 87.2 | 87.2 | 87.2 | 87.2 | 87.2 | 87.2 | 87.2 | 87.2 | 87.2 | 87.2 | 87.2 | 87.2 | 87.2 | 87.2 | 87.2 | 87.2 | 87.2 | 87.2 | 87.2 | 87.2 | 87.2 | 87.2 | 87.2 | 87.2 | 87.2 | 87.2 | 87.2 | 87.2 | 87.2 | 87.2 | 87.2 | 87.2 | 87.2 | 87.2 | 87.2 | 87.2 | 87.2 | 87.2 | 87.2 | 87.2 | 87.2 | 87.2 | 87.2 | 87.2 | 87.2 | 87.2 | 0 | 0 | 0 | 0 | 0 | 0 | 0 | 0 | 0 | 0 | 0 | 0 | 0 | 0 | 0 | 0 | 0 | 0 | 0 | 0 | 0 | 0 | 0 | 0
[19 empty] | Variable opex | Input | £000s | 0 | 0 | 0 | 0 | 0 | 0 | 0 | 0 | 0 | 0 | 2814.9 | 2814.9 | 2814.9 | 2814.9 | 2814.9 | 2814.9 | 2814.9 | 2814.9 | 2814.9 | 2814.9 | 2814.9 | 2814.9 | 2814.9 | 2814.9 | 2814.9 | 2814.9 | 2814.9 | 2814.9 | 2814.9 | 2814.9 | 2814.9 | 2814.9 | 2814.9 | 2814.9 | 2814.9 | 2814.9 | 2814.9 | 2814.9 | 2814.9 | 2814.9 | 2814.9 | 2814.9 | 2814.9 | 2814.9 | 2814.9 | 2814.9 | 2814.9 | 2814.9 | 2814.9 | 2814.9 | 2814.9 | 2814.9 | 2814.9 | 2814.9 | 2814.9 | 2814.9 | 2814.9 | 2814.9 | 2814.9 | 2814.9 | 2814.9 | 2814.9 | 2814.9 | 2814.9 | 2814.9 | 2814.9 | 2814.9 | 2814.9 | 2814.9 | 2814.9 | 2814.9 | 2814.9 | 2814.9 | 2814.9 | 2814.9 | 2814.9 | 2814.9 | 2814.9 | 2814.9 | 2814.9 | 0 | 0 | 0 | 0 | 0 | 0 | 0 | 0 | 0 | 0 | 0 | 0 | 0 | 0 | 0 | 0 | 0 | 0 | 0 | 0 | 0 | 0 | 0 | 0
[19 empty] | Opex savings | Input | £000s | 0 | 0 | 0 | 0 | 0 | 0 | 0 | 0 | 0 | 0 | 0 | 0 | 0 | 0 | 0 | 0 | 0 | 0 | 0 | 0 | 0 | 0 | 0 | 0 | 0 | 0 | 0 | 0 | 0 | 0 | 0 | 0 | 0 | 0 | 0 | 0 | 0 | 0 | 0 | 0 | 0 | 0 | 0 | 0 | 0 | 0 | 0 | 0 | 0 | 0 | 0 | 0 | 0 | 0 | 0 | 0 | 0 | 0 | 0 | 0 | 0 | 0 | 0 | 0 | 0 | 0 | 0 | 0 | 0 | 0 | 0 | 0 | 0 | 0 | 0 | 0 | 0 | 0 | 0 | 0 | 0 | 0 | 0 | 0 | 0 | 0 | 0 | 0 | 0 | 0 | 0 | 0 | 0 | 0 | 0 | 0 | 0 | 0 | 0 | 0 | 0 | 0 | 0 | 0
[19 empty] | Fixed env & social | Input | £000s | 1.365 | 2.0475 | 4.095 | 4.7775 | 6.1425 | 6.825 | 8.8725 | 13.65 | 13.65 | 6.825 | 0 | 0 | 0 | 0 | 0 | 0 | 0 | 0 | 0 | 0 | 0.070783 | 0.10617 | 0.21235 | 0.24774 | 0.31852 | 0.35392 | 0.46009 | 0.70783 | 0.70783 | 0.35392 | 0 | 0 | 0 | 0 | 0 | 0 | 0 | 0 | 0 | 0 | 0.070783 | 0.10617 | 0.21235 | 0.24774 | 0.31852 | 0.35392 | 0.46009 | 0.70783 | 0.70783 | 0.35392 | 0 | 0 | 0 | 0 | 0 | 0 | 0 | 0 | 0 | 0 | 0.13969 | 0.20953 | 0.41907 | 0.48891 | 0.6286 | 0.69844 | 0.90798 | 1.3969 | 1.3969 | 0.69844 | 0 | 0 | 0 | 0 | 0 | 0 | 0 | 0 | 0 | 0 | 0 | 0 | 0 | 0 | 0 | 0 | 0 | 0 | 0 | 0 | 0 | 0 | 0 | 0 | 0 | 0 | 0 | 0 | 0 | 0 | 0 | 0 | 0 | 0
[19 empty] | Variable env & social | Input | £000s | 0 | 0 | 0 | 0 | 0 | 0 | 0 | 0 | 0 | 0 | 3.86 | 3.86 | 3.86 | 3.86 | 3.86 | 3.86 | 3.86 | 3.86 | 3.86 | 3.86 | 3.86 | 3.86 | 3.86 | 3.86 | 3.86 | 3.86 | 3.86 | 3.86 | 3.86 | 3.86 | 3.86 | 3.86 | 3.86 | 3.86 | 3.86 | 3.86 | 3.86 | 3.86 | 3.86 | 3.86 | 3.86 | 3.86 | 3.86 | 3.86 | 3.86 | 3.86 | 3.86 | 3.86 | 3.86 | 3.86 | 3.86 | 3.86 | 3.86 | 3.86 | 3.86 | 3.86 | 3.86 | 3.86 | 3.86 | 3.86 | 3.86 | 3.86 | 3.86 | 3.86 | 3.86 | 3.86 | 3.86 | 3.86 | 3.86 | 3.86 | 3.86 | 3.86 | 3.86 | 3.86 | 3.86 | 3.86 | 3.86 | 3.86 | 3.86 | 3.86 | 0 | 0 | 0 | 0 | 0 | 0 | 0 | 0 | 0 | 0 | 0 | 0 | 0 | 0 | 0 | 0 | 0 | 0 | 0 | 0 | 0 | 0 | 0 | 0
[19 empty] | Fixed carbon costs | Input | £000s | 10.0933 | 15.14 | 30.28 | 35.3266 | 45.4199 | 50.4666 | 65.6066 | 100.9332 | 100.9332 | 50.4666 | 0 | 0 | 0 | 0 | 0 | 0 | 0 | 0 | 0 | 0 | 0.5234 | 0.7851 | 1.5702 | 1.8319 | 2.3553 | 2.617 | 3.4021 | 5.234 | 5.234 | 2.617 | 0 | 0 | 0 | 0 | 0 | 0 | 0 | 0 | 0 | 0 | 0.5234 | 0.7851 | 1.5702 | 1.8319 | 2.3553 | 2.617 | 3.4021 | 5.234 | 5.234 | 2.617 | 0 | 0 | 0 | 0 | 0 | 0 | 0 | 0 | 0 | 0 | 1.0329 | 1.5494 | 3.0987 | 3.6152 | 4.6481 | 5.1646 | 6.7139 | 10.3291 | 10.3291 | 5.1646 | 0 | 0 | 0 | 0 | 0 | 0 | 0 | 0 | 0 | 0 | 0 | 0 | 0 | 0 | 0 | 0 | 0 | 0 | 0 | 0 | 0 | 0 | 0 | 0 | 0 | 0 | 0 | 0 | 0 | 0 | 0 | 0 | 0 | 0
[19 empty] | Variable carbon costs | Input | £000s | 0 | 0 | 0 | 0 | 0 | 0 | 0 | 0 | 0 | 0 | 41.3729 | 38.9182 | 36.4636 | 34.0089 | 31.5542 | 29.0996 | 26.6449 | 24.1902 | 21.7356 | 19.2809 | 16.8263 | 14.3716 | 11.9169 | 9.4623 | 7.0076 | 7.0076 | 7.0076 | 7.0076 | 7.0076 | 7.0076 | 7.0076 | 7.0076 | 7.0076 | 7.0076 | 7.0076 | 7.0076 | 7.0076 | 7.0076 | 7.0076 | 7.0076 | 7.0076 | 7.0076 | 7.0076 | 7.0076 | 7.0076 | 7.0076 | 7.0076 | 7.0076 | 7.0076 | 7.0076 | 7.0076 | 7.0076 | 7.0076 | 7.0076 | 7.0076 | 7.0076 | 7.0076 | 7.0076 | 7.0076 | 7.0076 | 7.0076 | 7.0076 | 7.0076 | 7.0076 | 7.0076 | 7.0076 | 7.0076 | 7.0076 | 7.0076 | 7.0076 | 7.0076 | 7.0076 | 7.0076 | 7.0076 | 7.0076 | 7.0076 | 7.0076 | 7.0076 | 7.0076 | 7.0076 | 0 | 0 | 0 | 0 | 0 | 0 | 0 | 0 | 0 | 0 | 0 | 0 | 0 | 0 | 0 | 0 | 0 | 0 | 0 | 0 | 0 | 0 | 0 | 0
[19 empty] | Customer willingness to pay | Input | £000s | 0 | 0 | 0 | 0 | 0 | 0 | 0 | 0 | 0 | 0 | 0 | 0 | 0 | 0 | 0 | 0 | 0 | 0 | 0 | 0 | 0 | 0 | 0 | 0 | 0 | 0 | 0 | 0 | 0 | 0 | 0 | 0 | 0 | 0 | 0 | 0 | 0 | 0 | 0 | 0 | 0 | 0 | 0 | 0 | 0 | 0 | 0 | 0 | 0 | 0 | 0 | 0 | 0 | 0 | 0 | 0 | 0 | 0 | 0 | 0 | 0 | 0 | 0 | 0 | 0 | 0 | 0 | 0 | 0 | 0 | 0 | 0 | 0 | 0 | 0 | 0 | 0 | 0 | 0 | 0 | 0 | 0 | 0 | 0 | 0 | 0 | 0 | 0 | 0 | 0 | 0 | 0 | 0 | 0 | 0 | 0 | 0 | 0 | 0 | 0 | 0 | 0 | 0 | 0
[19 empty] | Total | Sum of above (excl WAFU) | £000s | 2061.7583 | 3092.6375 | 6185.275 | 7216.1541 | 9277.9124 | 10308.7916 | 13401.4291 | 20617.5832 | 20617.5832 | 10308.7916 | 2947.3329 | 2944.8782 | 2942.4236 | 2939.9689 | 2937.5142 | 2935.0596 | 2932.6049 | 2930.1502 | 2927.6956 | 2925.2409 | 3029.7004 | 3080.7029 | 3238.6195 | 3289.6219 | 3394.0814 | 3447.5385 | 3607.9098 | 3982.1094 | 3982.1094 | 3447.5385 | 2912.9676 | 2912.9676 | 2912.9676 | 2912.9676 | 2912.9676 | 2912.9676 | 2912.9676 | 2912.9676 | 2912.9676 | 2912.9676 | 3019.8818 | 3073.3389 | 3233.7102 | 3287.1672 | 3394.0814 | 3447.5385 | 3607.9098 | 3982.1094 | 3982.1094 | 3447.5385 | 2912.9676 | 2912.9676 | 2912.9676 | 2912.9676 | 2912.9676 | 2912.9676 | 2912.9676 | 2912.9676 | 2912.9676 | 2912.9676 | 3123.9602 | 3229.4565 | 3545.9454 | 3651.4417 | 3862.4343 | 3967.9306 | 4284.4195 | 5022.8936 | 5022.8936 | 3967.9306 | 2912.9676 | 2912.9676 | 2912.9676 | 2912.9676 | 2912.9676 | 2912.9676 | 2912.9676 | 2912.9676 | 2912.9676 | 2912.9676 | 0 | 0 | 0 | 0 | 0 | 0 | 0 | 0 | 0 | 0 | 0 | 0 | 0 | 0 | 0 | 0 | 0 | 0 | 0 | 0 | 0 | 0 | 0 | 0
58.1x | Site C and Site U output increase using additional and supported abstractions from the River Avon | RAW09 | Effluent reuse | N | 2030-31 | Capacity | 20 | 145433.0168 | 274764.3949 | 22191.4846 | 0 | 1818.3387 | 388.3005 | 299162.5187 | 204.1874 | 205.7047 | 3 | 3 | Gains in WAFU / Savings in demand | Input | Ml/d | 0 | 0 | 0 | 0 | 0 | 0 | 0 | 0 | 0 | 0 | 20 | 20 | 20 | 20 | 20 | 20 | 20 | 20 | 20 | 20 | 20 | 20 | 20 | 20 | 20 | 20 | 20 | 20 | 20 | 20 | 20 | 20 | 20 | 20 | 20 | 20 | 20 | 20 | 20 | 20 | 20 | 20 | 20 | 20 | 20 | 20 | 20 | 20 | 20 | 20 | 20 | 20 | 20 | 20 | 20 | 20 | 20 | 20 | 20 | 20 | 20 | 20 | 20 | 20 | 20 | 20 | 20 | 20 | 20 | 20 | 20 | 20 | 20 | 20 | 20 | 20 | 20 | 20 | 20 | 20 | 0 | 0 | 0 | 0 | 0 | 0 | 0 | 0 | 0 | 0 | 0 | 0 | 0 | 0 | 0 | 0 | 0 | 0 | 0 | 0 | 0 | 0 | 0 | 0
[19 empty] | Fixed capex | Input | £000s | 6313.26 | 9469.89 | 18939.78 | 22096.41 | 28409.67 | 31566.3 | 41036.19 | 63132.6 | 63132.6 | 31566.3 | 0 | 0 | 0 | 0 | 0 | 0 | 0 | 0 | 0 | 0 | 383.66 | 575.49 | 1150.98 | 1342.81 | 1726.47 | 1918.3 | 2493.79 | 3836.6 | 3836.6 | 1918.3 | 0 | 0 | 0 | 0 | 0 | 0 | 0 | 0 | 0 | 0 | 383.66 | 575.49 | 1150.98 | 1342.81 | 1726.47 | 1918.3 | 2493.79 | 3836.6 | 3836.6 | 1918.3 | 0 | 0 | 0 | 0 | 0 | 0 | 0 | 0 | 0 | 0 | 651.98 | 977.97 | 1955.94 | 2281.93 | 2933.91 | 3259.9 | 4237.87 | 6519.8 | 6519.8 | 3259.9 | 0 | 0 | 0 | 0 | 0 | 0 | 0 | 0 | 0 | 0 | 0 | 0 | 0 | 0 | 0 | 0 | 0 | 0 | 0 | 0 | 0 | 0 | 0 | 0 | 0 | 0 | 0 | 0 | 0 | 0 | 0 | 0 | 0 | 0
[19 empty] | Variable capex | Input | £000s | 0 | 0 | 0 | 0 | 0 | 0 | 0 | 0 | 0 | 0 | 0 | 0 | 0 | 0 | 0 | 0 | 0 | 0 | 0 | 0 | 0 | 0 | 0 | 0 | 0 | 0 | 0 | 0 | 0 | 0 | 0 | 0 | 0 | 0 | 0 | 0 | 0 | 0 | 0 | 0 | 0 | 0 | 0 | 0 | 0 | 0 | 0 | 0 | 0 | 0 | 0 | 0 | 0 | 0 | 0 | 0 | 0 | 0 | 0 | 0 | 0 | 0 | 0 | 0 | 0 | 0 | 0 | 0 | 0 | 0 | 0 | 0 | 0 | 0 | 0 | 0 | 0 | 0 | 0 | 0 | 0 | 0 | 0 | 0 | 0 | 0 | 0 | 0 | 0 | 0 | 0 | 0 | 0 | 0 | 0 | 0 | 0 | 0 | 0 | 0 | 0 | 0 | 0 | 0
[19 empty] | Financing costs | Input | £000s | 0 | 0 | 0 | 0 | 0 | 0 | 0 | 0 | 0 | 0 | 0 | 0 | 0 | 0 | 0 | 0 | 0 | 0 | 0 | 0 | 0 | 0 | 0 | 0 | 0 | 0 | 0 | 0 | 0 | 0 | 0 | 0 | 0 | 0 | 0 | 0 | 0 | 0 | 0 | 0 | 0 | 0 | 0 | 0 | 0 | 0 | 0 | 0 | 0 | 0 | 0 | 0 | 0 | 0 | 0 | 0 | 0 | 0 | 0 | 0 | 0 | 0 | 0 | 0 | 0 | 0 | 0 | 0 | 0 | 0 | 0 | 0 | 0 | 0 | 0 | 0 | 0 | 0 | 0 | 0 | 0 | 0 | 0 | 0 | 0 | 0 | 0 | 0 | 0 | 0 | 0 | 0 | 0 | 0 | 0 | 0 | 0 | 0 | 0 | 0 | 0 | 0 | 0 | 0
[19 empty] | Fixed opex | Input | £000s | 0 | 0 | 0 | 0 | 0 | 0 | 0 | 0 | 0 | 0 | 92 | 92 | 92 | 92 | 92 | 92 | 92 | 92 | 92 | 92 | 92 | 92 | 92 | 92 | 92 | 92 | 92 | 92 | 92 | 92 | 92 | 92 | 92 | 92 | 92 | 92 | 92 | 92 | 92 | 92 | 92 | 92 | 92 | 92 | 92 | 92 | 92 | 92 | 92 | 92 | 92 | 92 | 92 | 92 | 92 | 92 | 92 | 92 | 92 | 92 | 92 | 92 | 92 | 92 | 92 | 92 | 92 | 92 | 92 | 92 | 92 | 92 | 92 | 92 | 92 | 92 | 92 | 92 | 92 | 92 | 0 | 0 | 0 | 0 | 0 | 0 | 0 | 0 | 0 | 0 | 0 | 0 | 0 | 0 | 0 | 0 | 0 | 0 | 0 | 0 | 0 | 0 | 0 | 0
[19 empty] | Variable opex | Input | £000s | 0 | 0 | 0 | 0 | 0 | 0 | 0 | 0 | 0 | 0 | 1021.9 | 1021.9 | 1021.9 | 1021.9 | 1021.9 | 1021.9 | 1021.9 | 1021.9 | 1021.9 | 1021.9 | 1021.9 | 1021.9 | 1021.9 | 1021.9 | 1021.9 | 1021.9 | 1021.9 | 1021.9 | 1021.9 | 1021.9 | 1021.9 | 1021.9 | 1021.9 | 1021.9 | 1021.9 | 1021.9 | 1021.9 | 1021.9 | 1021.9 | 1021.9 | 1021.9 | 1021.9 | 1021.9 | 1021.9 | 1021.9 | 1021.9 | 1021.9 | 1021.9 | 1021.9 | 1021.9 | 1021.9 | 1021.9 | 1021.9 | 1021.9 | 1021.9 | 1021.9 | 1021.9 | 1021.9 | 1021.9 | 1021.9 | 1021.9 | 1021.9 | 1021.9 | 1021.9 | 1021.9 | 1021.9 | 1021.9 | 1021.9 | 1021.9 | 1021.9 | 1021.9 | 1021.9 | 1021.9 | 1021.9 | 1021.9 | 1021.9 | 1021.9 | 1021.9 | 1021.9 | 1021.9 | 0 | 0 | 0 | 0 | 0 | 0 | 0 | 0 | 0 | 0 | 0 | 0 | 0 | 0 | 0 | 0 | 0 | 0 | 0 | 0 | 0 | 0 | 0 | 0
[19 empty] | Opex savings | Input | £000s | 0 | 0 | 0 | 0 | 0 | 0 | 0 | 0 | 0 | 0 | 0 | 0 | 0 | 0 | 0 | 0 | 0 | 0 | 0 | 0 | 0 | 0 | 0 | 0 | 0 | 0 | 0 | 0 | 0 | 0 | 0 | 0 | 0 | 0 | 0 | 0 | 0 | 0 | 0 | 0 | 0 | 0 | 0 | 0 | 0 | 0 | 0 | 0 | 0 | 0 | 0 | 0 | 0 | 0 | 0 | 0 | 0 | 0 | 0 | 0 | 0 | 0 | 0 | 0 | 0 | 0 | 0 | 0 | 0 | 0 | 0 | 0 | 0 | 0 | 0 | 0 | 0 | 0 | 0 | 0 | 0 | 0 | 0 | 0 | 0 | 0 | 0 | 0 | 0 | 0 | 0 | 0 | 0 | 0 | 0 | 0 | 0 | 0 | 0 | 0 | 0 | 0 | 0 | 0
[19 empty] | Fixed env & social | Input | £000s | 1.6986 | 2.5479 | 5.0958 | 5.9451 | 7.6437 | 8.493 | 11.0409 | 16.986 | 16.986 | 8.493 | 0 | 0 | 0 | 0 | 0 | 0 | 0 | 0 | 0 | 0 | 0.10322 | 0.15484 | 0.30967 | 0.36129 | 0.46451 | 0.51612 | 0.67096 | 1.0322 | 1.0322 | 0.51612 | 0 | 0 | 0 | 0 | 0 | 0 | 0 | 0 | 0 | 0 | 0.10322 | 0.15484 | 0.30967 | 0.36129 | 0.46451 | 0.51612 | 0.67096 | 1.0322 | 1.0322 | 0.51612 | 0 | 0 | 0 | 0 | 0 | 0 | 0 | 0 | 0 | 0 | 0.17542 | 0.26313 | 0.52625 | 0.61396 | 0.78938 | 0.87709 | 1.1402 | 1.7542 | 1.7542 | 0.87709 | 0 | 0 | 0 | 0 | 0 | 0 | 0 | 0 | 0 | 0 | 0 | 0 | 0 | 0 | 0 | 0 | 0 | 0 | 0 | 0 | 0 | 0 | 0 | 0 | 0 | 0 | 0 | 0 | 0 | 0 | 0 | 0 | 0 | 0
[19 empty] | Variable env & social | Input | £000s | 0 | 0 | 0 | 0 | 0 | 0 | 0 | 0 | 0 | 0 | 15.78 | 15.78 | 15.78 | 15.78 | 15.78 | 15.78 | 15.78 | 15.78 | 15.78 | 15.78 | 15.78 | 15.78 | 15.78 | 15.78 | 15.78 | 15.78 | 15.78 | 15.78 | 15.78 | 15.78 | 15.78 | 15.78 | 15.78 | 15.78 | 15.78 | 15.78 | 15.78 | 15.78 | 15.78 | 15.78 | 15.78 | 15.78 | 15.78 | 15.78 | 15.78 | 15.78 | 15.78 | 15.78 | 15.78 | 15.78 | 15.78 | 15.78 | 15.78 | 15.78 | 15.78 | 15.78 | 15.78 | 15.78 | 15.78 | 15.78 | 15.78 | 15.78 | 15.78 | 15.78 | 15.78 | 15.78 | 15.78 | 15.78 | 15.78 | 15.78 | 15.78 | 15.78 | 15.78 | 15.78 | 15.78 | 15.78 | 15.78 | 15.78 | 15.78 | 15.78 | 0 | 0 | 0 | 0 | 0 | 0 | 0 | 0 | 0 | 0 | 0 | 0 | 0 | 0 | 0 | 0 | 0 | 0 | 0 | 0 | 0 | 0 | 0 | 0
[19 empty] | Fixed carbon costs | Input | £000s | 17.0367 | 25.5551 | 51.1102 | 59.6286 | 76.6653 | 85.1837 | 110.7388 | 170.3674 | 170.3674 | 85.1837 | 0 | 0 | 0 | 0 | 0 | 0 | 0 | 0 | 0 | 0 | 1.0353 | 1.553 | 3.106 | 3.6237 | 4.659 | 5.1767 | 6.7297 | 10.3533 | 10.3533 | 5.1767 | 0 | 0 | 0 | 0 | 0 | 0 | 0 | 0 | 0 | 0 | 1.0353 | 1.553 | 3.106 | 3.6237 | 4.659 | 5.1767 | 6.7297 | 10.3533 | 10.3533 | 5.1767 | 0 | 0 | 0 | 0 | 0 | 0 | 0 | 0 | 0 | 0 | 1.7594 | 2.6391 | 5.2782 | 6.1579 | 7.9173 | 8.7971 | 11.4362 | 17.5941 | 17.5941 | 8.7971 | 0 | 0 | 0 | 0 | 0 | 0 | 0 | 0 | 0 | 0 | 0 | 0 | 0 | 0 | 0 | 0 | 0 | 0 | 0 | 0 | 0 | 0 | 0 | 0 | 0 | 0 | 0 | 0 | 0 | 0 | 0 | 0 | 0 | 0
[19 empty] | Variable carbon costs | Input | £000s | 0 | 0 | 0 | 0 | 0 | 0 | 0 | 0 | 0 | 0 | 149.4699 | 140.6018 | 131.7337 | 122.8656 | 113.9975 | 105.1295 | 96.2614 | 87.3933 | 78.5252 | 69.6571 | 60.7891 | 51.921 | 43.0529 | 34.1848 | 25.3168 | 25.3168 | 25.3168 | 25.3168 | 25.3168 | 25.3168 | 25.3168 | 25.3168 | 25.3168 | 25.3168 | 25.3168 | 25.3168 | 25.3168 | 25.3168 | 25.3168 | 25.3168 | 25.3168 | 25.3168 | 25.3168 | 25.3168 | 25.3168 | 25.3168 | 25.3168 | 25.3168 | 25.3168 | 25.3168 | 25.3168 | 25.3168 | 25.3168 | 25.3168 | 25.3168 | 25.3168 | 25.3168 | 25.3168 | 25.3168 | 25.3168 | 25.3168 | 25.3168 | 25.3168 | 25.3168 | 25.3168 | 25.3168 | 25.3168 | 25.3168 | 25.3168 | 25.3168 | 25.3168 | 25.3168 | 25.3168 | 25.3168 | 25.3168 | 25.3168 | 25.3168 | 25.3168 | 25.3168 | 25.3168 | 0 | 0 | 0 | 0 | 0 | 0 | 0 | 0 | 0 | 0 | 0 | 0 | 0 | 0 | 0 | 0 | 0 | 0 | 0 | 0 | 0 | 0 | 0 | 0
[19 empty] | Customer willingness to pay | Input | £000s | 0 | 0 | 0 | 0 | 0 | 0 | 0 | 0 | 0 | 0 | 0 | 0 | 0 | 0 | 0 | 0 | 0 | 0 | 0 | 0 | 0 | 0 | 0 | 0 | 0 | 0 | 0 | 0 | 0 | 0 | 0 | 0 | 0 | 0 | 0 | 0 | 0 | 0 | 0 | 0 | 0 | 0 | 0 | 0 | 0 | 0 | 0 | 0 | 0 | 0 | 0 | 0 | 0 | 0 | 0 | 0 | 0 | 0 | 0 | 0 | 0 | 0 | 0 | 0 | 0 | 0 | 0 | 0 | 0 | 0 | 0 | 0 | 0 | 0 | 0 | 0 | 0 | 0 | 0 | 0 | 0 | 0 | 0 | 0 | 0 | 0 | 0 | 0 | 0 | 0 | 0 | 0 | 0 | 0 | 0 | 0 | 0 | 0 | 0 | 0 | 0 | 0 | 0 | 0
[19 empty] | Total | Sum of above (excl WAFU) | £000s | 6331.9953 | 9497.993 | 18995.986 | 22161.9837 | 28493.979 | 31659.9767 | 41157.9697 | 63319.9534 | 63319.9534 | 31659.9767 | 1279.1499 | 1270.2818 | 1261.4137 | 1252.5456 | 1243.6775 | 1234.8095 | 1225.9414 | 1217.0733 | 1208.2052 | 1199.3371 | 1575.2676 | 1758.7988 | 2327.1286 | 2510.6598 | 2886.5903 | 3078.9895 | 3656.1874 | 5002.9823 | 5002.9823 | 3078.9895 | 1154.9968 | 1154.9968 | 1154.9968 | 1154.9968 | 1154.9968 | 1154.9968 | 1154.9968 | 1154.9968 | 1154.9968 | 1154.9968 | 1539.7953 | 1732.1946 | 2309.3924 | 2501.7917 | 2886.5903 | 3078.9895 | 3656.1874 | 5002.9823 | 5002.9823 | 3078.9895 | 1154.9968 | 1154.9968 | 1154.9968 | 1154.9968 | 1154.9968 | 1154.9968 | 1154.9968 | 1154.9968 | 1154.9968 | 1154.9968 | 1808.9116 | 2135.869 | 3116.7412 | 3443.6987 | 4097.6135 | 4424.5709 | 5405.4431 | 7694.145 | 7694.145 | 4424.5709 | 1154.9968 | 1154.9968 | 1154.9968 | 1154.9968 | 1154.9968 | 1154.9968 | 1154.9968 | 1154.9968 | 1154.9968 | 1154.9968 | 0 | 0 | 0 | 0 | 0 | 0 | 0 | 0 | 0 | 0 | 0 | 0 | 0 | 0 | 0 | 0 | 0 | 0 | 0 | 0 | 0 | 0 | 0 | 0
58.2a | Options to increase raw imports | [20 empty] | 0 | 0 | 0 | 0 | 0 | 0 | 0 | 0 | 0 | 0 | 0 | 0 | 0 | 0 | 0 | 0 | 0 | 0 | 0 | 0 | 0 | 0 | 0 | 0 | 0 | 0 | 0 | 0 | 0 | 0 | 0 | 0 | 0 | 0 | 0 | 0 | 0 | 0 | 0 | 0 | 0 | 0 | 0 | 0 | 0 | 0 | 0 | 0 | 0 | 0 | 0 | 0 | 0 | 0 | 0 | 0 | 0 | 0 | 0 | 0 | 0 | 0 | 0 | 0 | 0 | 0 | 0 | 0 | 0 | 0 | 0 | 0 | 0 | 0 | 0 | 0 | 0 | 0 | 0 | 0 | 0 | 0 | 0 | 0 | 0 | 0 | 0 | 0 | 0 | 0 | 0 | 0 | 0 | 0 | 0 | 0 | 0 | 0 | 0 | 0 | 0 | 0 | 0 | 0
58.1x | River Severn raw water import to Site U and Site P | VYR01 | Bulk supply | N | 2025-26 | Capacity | 60 | 522466.9503 | 100041.2772 | 458988.4087 | 0 | 2391.1148 | 288.4929 | 561709.2936 | 106.9981 | 107.511 | 3 | 3 | Gains in WAFU / Savings in demand | Input | Ml/d | 0 | 0 | 0 | 0 | 0 | 60 | 60 | 60 | 60 | 60 | 60 | 60 | 60 | 60 | 60 | 60 | 60 | 60 | 60 | 60 | 60 | 60 | 60 | 60 | 60 | 60 | 60 | 60 | 60 | 60 | 60 | 60 | 60 | 60 | 60 | 60 | 60 | 60 | 60 | 60 | 60 | 60 | 60 | 60 | 60 | 60 | 60 | 60 | 60 | 60 | 60 | 60 | 60 | 60 | 60 | 60 | 60 | 60 | 60 | 60 | 60 | 60 | 60 | 60 | 60 | 60 | 60 | 60 | 60 | 60 | 60 | 60 | 60 | 60 | 60 | 60 | 60 | 60 | 60 | 60 | 0 | 0 | 0 | 0 | 0 | 0 | 0 | 0 | 0 | 0 | 0 | 0 | 0 | 0 | 0 | 0 | 0 | 0 | 0 | 0 | 0 | 0 | 0 | 0
[19 empty] | Fixed capex | Input | £000s | 5347.65 | 6111.6 | 7639.5 | 30558 | 26738.25 | 0 | 0 | 0 | 0 | 0 | 0 | 0 | 0 | 0 | 0 | 0 | 0 | 0 | 0 | 0 | 2202.83 | 2517.52 | 3146.9 | 12587.6 | 11014.15 | 0 | 0 | 0 | 0 | 0 | 0 | 0 | 0 | 0 | 0 | 0 | 0 | 0 | 0 | 0 | 2202.83 | 2517.52 | 3146.9 | 12587.6 | 11014.15 | 0 | 0 | 0 | 0 | 0 | 0 | 0 | 0 | 0 | 0 | 0 | 0 | 0 | 0 | 0 | 4521.86 | 5167.84 | 6459.8 | 25839.2 | 22609.3 | 0 | 0 | 0 | 0 | 0 | 0 | 0 | 0 | 0 | 0 | 0 | 0 | 0 | 0 | 0 | 0 | 0 | 0 | 0 | 0 | 0 | 0 | 0 | 0 | 0 | 0 | 0 | 0 | 0 | 0 | 0 | 0 | 0 | 0 | 0 | 0 | 0 | 0 | 0
[19 empty] | Variable capex | Input | £000s | 0 | 0 | 0 | 0 | 0 | 0 | 0 | 0 | 0 | 0 | 0 | 0 | 0 | 0 | 0 | 0 | 0 | 0 | 0 | 0 | 0 | 0 | 0 | 0 | 0 | 0 | 0 | 0 | 0 | 0 | 0 | 0 | 0 | 0 | 0 | 0 | 0 | 0 | 0 | 0 | 0 | 0 | 0 | 0 | 0 | 0 | 0 | 0 | 0 | 0 | 0 | 0 | 0 | 0 | 0 | 0 | 0 | 0 | 0 | 0 | 0 | 0 | 0 | 0 | 0 | 0 | 0 | 0 | 0 | 0 | 0 | 0 | 0 | 0 | 0 | 0 | 0 | 0 | 0 | 0 | 0 | 0 | 0 | 0 | 0 | 0 | 0 | 0 | 0 | 0 | 0 | 0 | 0 | 0 | 0 | 0 | 0 | 0 | 0 | 0 | 0 | 0 | 0 | 0
[19 empty] | Financing costs | Input | £000s | 0 | 0 | 0 | 0 | 0 | 0 | 0 | 0 | 0 | 0 | 0 | 0 | 0 | 0 | 0 | 0 | 0 | 0 | 0 | 0 | 0 | 0 | 0 | 0 | 0 | 0 | 0 | 0 | 0 | 0 | 0 | 0 | 0 | 0 | 0 | 0 | 0 | 0 | 0 | 0 | 0 | 0 | 0 | 0 | 0 | 0 | 0 | 0 | 0 | 0 | 0 | 0 | 0 | 0 | 0 | 0 | 0 | 0 | 0 | 0 | 0 | 0 | 0 | 0 | 0 | 0 | 0 | 0 | 0 | 0 | 0 | 0 | 0 | 0 | 0 | 0 | 0 | 0 | 0 | 0 | 0 | 0 | 0 | 0 | 0 | 0 | 0 | 0 | 0 | 0 | 0 | 0 | 0 | 0 | 0 | 0 | 0 | 0 | 0 | 0 | 0 | 0 | 0 | 0
[19 empty] | Fixed opex | Input | £000s | 0 | 0 | 0 | 0 | 0 | 1076.6 | 1076.6 | 1076.6 | 1076.6 | 1076.6 | 1076.6 | 1076.6 | 1076.6 | 1076.6 | 1076.6 | 1076.6 | 1076.6 | 1076.6 | 1076.6 | 1076.6 | 1076.6 | 1076.6 | 1076.6 | 1076.6 | 1076.6 | 1076.6 | 1076.6 | 1076.6 | 1076.6 | 1076.6 | 1076.6 | 1076.6 | 1076.6 | 1076.6 | 1076.6 | 1076.6 | 1076.6 | 1076.6 | 1076.6 | 1076.6 | 1076.6 | 1076.6 | 1076.6 | 1076.6 | 1076.6 | 1076.6 | 1076.6 | 1076.6 | 1076.6 | 1076.6 | 1076.6 | 1076.6 | 1076.6 | 1076.6 | 1076.6 | 1076.6 | 1076.6 | 1076.6 | 1076.6 | 1076.6 | 1076.6 | 1076.6 | 1076.6 | 1076.6 | 1076.6 | 1076.6 | 1076.6 | 1076.6 | 1076.6 | 1076.6 | 1076.6 | 1076.6 | 1076.6 | 1076.6 | 1076.6 | 1076.6 | 1076.6 | 1076.6 | 1076.6 | 1076.6 | 0 | 0 | 0 | 0 | 0 | 0 | 0 | 0 | 0 | 0 | 0 | 0 | 0 | 0 | 0 | 0 | 0 | 0 | 0 | 0 | 0 | 0 | 0 | 0
[19 empty] | Variable opex | Input | £000s | 0 | 0 | 0 | 0 | 0 | 18162.6 | 18162.6 | 18162.6 | 18162.6 | 18162.6 | 18162.6 | 18162.6 | 18162.6 | 18162.6 | 18162.6 | 18162.6 | 18162.6 | 18162.6 | 18162.6 | 18162.6 | 18162.6 | 18162.6 | 18162.6 | 18162.6 | 18162.6 | 18162.6 | 18162.6 | 18162.6 | 18162.6 | 18162.6 | 18162.6 | 18162.6 | 18162.6 | 18162.6 | 18162.6 | 18162.6 | 18162.6 | 18162.6 | 18162.6 | 18162.6 | 18162.6 | 18162.6 | 18162.6 | 18162.6 | 18162.6 | 18162.6 | 18162.6 | 18162.6 | 18162.6 | 18162.6 | 18162.6 | 18162.6 | 18162.6 | 18162.6 | 18162.6 | 18162.6 | 18162.6 | 18162.6 | 18162.6 | 18162.6 | 18162.6 | 18162.6 | 18162.6 | 18162.6 | 18162.6 | 18162.6 | 18162.6 | 18162.6 | 18162.6 | 18162.6 | 18162.6 | 18162.6 | 18162.6 | 18162.6 | 18162.6 | 18162.6 | 18162.6 | 18162.6 | 18162.6 | 18162.6 | 0 | 0 | 0 | 0 | 0 | 0 | 0 | 0 | 0 | 0 | 0 | 0 | 0 | 0 | 0 | 0 | 0 | 0 | 0 | 0 | 0 | 0 | 0 | 0
[19 empty] | Opex savings | Input | £000s | 0 | 0 | 0 | 0 | 0 | 0 | 0 | 0 | 0 | 0 | 0 | 0 | 0 | 0 | 0 | 0 | 0 | 0 | 0 | 0 | 0 | 0 | 0 | 0 | 0 | 0 | 0 | 0 | 0 | 0 | 0 | 0 | 0 | 0 | 0 | 0 | 0 | 0 | 0 | 0 | 0 | 0 | 0 | 0 | 0 | 0 | 0 | 0 | 0 | 0 | 0 | 0 | 0 | 0 | 0 | 0 | 0 | 0 | 0 | 0 | 0 | 0 | 0 | 0 | 0 | 0 | 0 | 0 | 0 | 0 | 0 | 0 | 0 | 0 | 0 | 0 | 0 | 0 | 0 | 0 | 0 | 0 | 0 | 0 | 0 | 0 | 0 | 0 | 0 | 0 | 0 | 0 | 0 | 0 | 0 | 0 | 0 | 0 | 0 | 0 | 0 | 0 | 0 | 0
[19 empty] | Fixed env & social | Input | £000s | 3.0002 | 3.4288 | 4.286 | 17.144 | 15.001 | 0 | 0 | 0 | 0 | 0 | 0 | 0 | 0 | 0 | 0 | 0 | 0 | 0 | 0 | 0 | 1.2359 | 1.4124 | 1.7655 | 7.062 | 6.1793 | 0 | 0 | 0 | 0 | 0 | 0 | 0 | 0 | 0 | 0 | 0 | 0 | 0 | 0 | 0 | 1.2359 | 1.4124 | 1.7655 | 7.062 | 6.1793 | 0 | 0 | 0 | 0 | 0 | 0 | 0 | 0 | 0 | 0 | 0 | 0 | 0 | 0 | 0 | 2.5369 | 2.8993 | 3.6242 | 14.4966 | 12.6845 | 0 | 0 | 0 | 0 | 0 | 0 | 0 | 0 | 0 | 0 | 0 | 0 | 0 | 0 | 0 | 0 | 0 | 0 | 0 | 0 | 0 | 0 | 0 | 0 | 0 | 0 | 0 | 0 | 0 | 0 | 0 | 0 | 0 | 0 | 0 | 0 | 0 | 0 | 0
[19 empty] | Variable env & social | Input | £000s | 0 | 0 | 0 | 0 | 0 | 9.74 | 9.74 | 9.74 | 9.74 | 9.74 | 9.74 | 9.74 | 9.74 | 9.74 | 9.74 | 9.74 | 9.74 | 9.74 | 9.74 | 9.74 | 9.74 | 9.74 | 9.74 | 9.74 | 9.74 | 9.74 | 9.74 | 9.74 | 9.74 | 9.74 | 9.74 | 9.74 | 9.74 | 9.74 | 9.74 | 9.74 | 9.74 | 9.74 | 9.74 | 9.74 | 9.74 | 9.74 | 9.74 | 9.74 | 9.74 | 9.74 | 9.74 | 9.74 | 9.74 | 9.74 | 9.74 | 9.74 | 9.74 | 9.74 | 9.74 | 9.74 | 9.74 | 9.74 | 9.74 | 9.74 | 9.74 | 9.74 | 9.74 | 9.74 | 9.74 | 9.74 | 9.74 | 9.74 | 9.74 | 9.74 | 9.74 | 9.74 | 9.74 | 9.74 | 9.74 | 9.74 | 9.74 | 9.74 | 9.74 | 9.74 | 0 | 0 | 0 | 0 | 0 | 0 | 0 | 0 | 0 | 0 | 0 | 0 | 0 | 0 | 0 | 0 | 0 | 0 | 0 | 0 | 0 | 0 | 0 | 0
[19 empty] | Fixed carbon costs | Input | £000s | 22.4247 | 25.6283 | 32.0353 | 128.1413 | 112.1236 | 0 | 0 | 0 | 0 | 0 | 0 | 0 | 0 | 0 | 0 | 0 | 0 | 0 | 0 | 0 | 9.2373 | 10.5569 | 13.1961 | 52.7846 | 46.1865 | 0 | 0 | 0 | 0 | 0 | 0 | 0 | 0 | 0 | 0 | 0 | 0 | 0 | 0 | 0 | 9.2373 | 10.5569 | 13.1961 | 52.7846 | 46.1865 | 0 | 0 | 0 | 0 | 0 | 0 | 0 | 0 | 0 | 0 | 0 | 0 | 0 | 0 | 0 | 18.9619 | 21.6707 | 27.0884 | 108.3536 | 94.8094 | 0 | 0 | 0 | 0 | 0 | 0 | 0 | 0 | 0 | 0 | 0 | 0 | 0 | 0 | 0 | 0 | 0 | 0 | 0 | 0 | 0 | 0 | 0 | 0 | 0 | 0 | 0 | 0 | 0 | 0 | 0 | 0 | 0 | 0 | 0 | 0 | 0 | 0 | 0
[19 empty] | Variable carbon costs | Input | £000s | 0 | 0 | 0 | 0 | 0 | 218.6615 | 202.5609 | 192.526 | 189.1067 | 176.2194 | 166.3498 | 156.4802 | 146.6107 | 136.7411 | 126.8715 | 117.002 | 107.1324 | 97.2628 | 87.3933 | 77.5237 | 67.6541 | 57.7845 | 47.915 | 38.0454 | 28.1758 | 28.1758 | 28.1758 | 28.1758 | 28.1758 | 28.1758 | 28.1758 | 28.1758 | 28.1758 | 28.1758 | 28.1758 | 28.1758 | 28.1758 | 28.1758 | 28.1758 | 28.1758 | 28.1758 | 28.1758 | 28.1758 | 28.1758 | 28.1758 | 28.1758 | 28.1758 | 28.1758 | 28.1758 | 28.1758 | 28.1758 | 28.1758 | 28.1758 | 28.1758 | 28.1758 | 28.1758 | 28.1758 | 28.1758 | 28.1758 | 28.1758 | 28.1758 | 28.1758 | 28.1758 | 28.1758 | 28.1758 | 28.1758 | 28.1758 | 28.1758 | 28.1758 | 28.1758 | 28.1758 | 28.1758 | 28.1758 | 28.1758 | 28.1758 | 28.1758 | 28.1758 | 28.1758 | 28.1758 | 28.1758 | 0 | 0 | 0 | 0 | 0 | 0 | 0 | 0 | 0 | 0 | 0 | 0 | 0 | 0 | 0 | 0 | 0 | 0 | 0 | 0 | 0 | 0 | 0 | 0
[19 empty] | Customer willingness to pay | Input | £000s | 0 | 0 | 0 | 0 | 0 | 0 | 0 | 0 | 0 | 0 | 0 | 0 | 0 | 0 | 0 | 0 | 0 | 0 | 0 | 0 | 0 | 0 | 0 | 0 | 0 | 0 | 0 | 0 | 0 | 0 | 0 | 0 | 0 | 0 | 0 | 0 | 0 | 0 | 0 | 0 | 0 | 0 | 0 | 0 | 0 | 0 | 0 | 0 | 0 | 0 | 0 | 0 | 0 | 0 | 0 | 0 | 0 | 0 | 0 | 0 | 0 | 0 | 0 | 0 | 0 | 0 | 0 | 0 | 0 | 0 | 0 | 0 | 0 | 0 | 0 | 0 | 0 | 0 | 0 | 0 | 0 | 0 | 0 | 0 | 0 | 0 | 0 | 0 | 0 | 0 | 0 | 0 | 0 | 0 | 0 | 0 | 0 | 0 | 0 | 0 | 0 | 0 | 0 | 0
[19 empty] | Total | Sum of above (excl WAFU) | £000s | 5373.0749 | 6140.6571 | 7675.8213 | 30703.2853 | 26865.3746 | 19467.6015 | 19451.5009 | 19441.466 | 19438.0467 | 19425.1594 | 19415.2898 | 19405.4202 | 19395.5507 | 19385.6811 | 19375.8115 | 19365.942 | 19356.0724 | 19346.2028 | 19336.3333 | 19326.4637 | 21529.8973 | 21836.2139 | 22458.7166 | 31934.432 | 30343.6316 | 19277.1158 | 19277.1158 | 19277.1158 | 19277.1158 | 19277.1158 | 19277.1158 | 19277.1158 | 19277.1158 | 19277.1158 | 19277.1158 | 19277.1158 | 19277.1158 | 19277.1158 | 19277.1158 | 19277.1158 | 21490.419 | 21806.6052 | 22438.9775 | 31924.5625 | 30343.6316 | 19277.1158 | 19277.1158 | 19277.1158 | 19277.1158 | 19277.1158 | 19277.1158 | 19277.1158 | 19277.1158 | 19277.1158 | 19277.1158 | 19277.1158 | 19277.1158 | 19277.1158 | 19277.1158 | 19277.1158 | 23820.4746 | 24469.5259 | 25767.6284 | 45239.166 | 41993.9097 | 19277.1158 | 19277.1158 | 19277.1158 | 19277.1158 | 19277.1158 | 19277.1158 | 19277.1158 | 19277.1158 | 19277.1158 | 19277.1158 | 19277.1158 | 19277.1158 | 19277.1158 | 19277.1158 | 19277.1158 | 0 | 0 | 0 | 0 | 0 | 0 | 0 | 0 | 0 | 0 | 0 | 0 | 0 | 0 | 0 | 0 | 0 | 0 | 0 | 0 | 0 | 0 | 0 | 0
58.1x | River Severn raw water import to Site U | VYR02 | Bulk supply | N | 2025-26 | Capacity | 60 | 522466.9503 | 306.2456 | 448178.8299 | 0 | 1185.0004 | 176.8923 | 449846.9682 | 85.8399 | 86.1006 | 3 | 3 | Gains in WAFU / Savings in demand | Input | Ml/d | 0 | 0 | 0 | 0 | 0 | 60 | 60 | 60 | 60 | 60 | 60 | 60 | 60 | 60 | 60 | 60 | 60 | 60 | 60 | 60 | 60 | 60 | 60 | 60 | 60 | 60 | 60 | 60 | 60 | 60 | 60 | 60 | 60 | 60 | 60 | 60 | 60 | 60 | 60 | 60 | 60 | 60 | 60 | 60 | 60 | 60 | 60 | 60 | 60 | 60 | 60 | 60 | 60 | 60 | 60 | 60 | 60 | 60 | 60 | 60 | 60 | 60 | 60 | 60 | 60 | 60 | 60 | 60 | 60 | 60 | 60 | 60 | 60 | 60 | 60 | 60 | 60 | 60 | 60 | 60 | 0 | 0 | 0 | 0 | 0 | 0 | 0 | 0 | 0 | 0 | 0 | 0 | 0 | 0 | 0 | 0 | 0 | 0 | 0 | 0 | 0 | 0 | 0 | 0
[19 empty] | Fixed capex | Input | £000s | 21.63 | 24.72 | 30.9 | 123.6 | 108.15 | 0 | 0 | 0 | 0 | 0 | 0 | 0 | 0 | 0 | 0 | 0 | 0 | 0 | 0 | 0 | 0 | 0 | 0 | 0 | 0 | 0 | 0 | 0 | 0 | 0 | 0 | 0 | 0 | 0 | 0 | 0 | 0 | 0 | 0 | 0 | 0 | 0 | 0 | 0 | 0 | 0 | 0 | 0 | 0 | 0 | 0 | 0 | 0 | 0 | 0 | 0 | 0 | 0 | 0 | 0 | 13.51 | 15.44 | 19.3 | 77.2 | 67.55 | 0 | 0 | 0 | 0 | 0 | 0 | 0 | 0 | 0 | 0 | 0 | 0 | 0 | 0 | 0 | 0 | 0 | 0 | 0 | 0 | 0 | 0 | 0 | 0 | 0 | 0 | 0 | 0 | 0 | 0 | 0 | 0 | 0 | 0 | 0 | 0 | 0 | 0 | 0
[19 empty] | Variable capex | Input | £000s | 0 | 0 | 0 | 0 | 0 | 0 | 0 | 0 | 0 | 0 | 0 | 0 | 0 | 0 | 0 | 0 | 0 | 0 | 0 | 0 | 0 | 0 | 0 | 0 | 0 | 0 | 0 | 0 | 0 | 0 | 0 | 0 | 0 | 0 | 0 | 0 | 0 | 0 | 0 | 0 | 0 | 0 | 0 | 0 | 0 | 0 | 0 | 0 | 0 | 0 | 0 | 0 | 0 | 0 | 0 | 0 | 0 | 0 | 0 | 0 | 0 | 0 | 0 | 0 | 0 | 0 | 0 | 0 | 0 | 0 | 0 | 0 | 0 | 0 | 0 | 0 | 0 | 0 | 0 | 0 | 0 | 0 | 0 | 0 | 0 | 0 | 0 | 0 | 0 | 0 | 0 | 0 | 0 | 0 | 0 | 0 | 0 | 0 | 0 | 0 | 0 | 0 | 0 | 0
[19 empty] | Financing costs | Input | £000s | 0 | 0 | 0 | 0 | 0 | 0 | 0 | 0 | 0 | 0 | 0 | 0 | 0 | 0 | 0 | 0 | 0 | 0 | 0 | 0 | 0 | 0 | 0 | 0 | 0 | 0 | 0 | 0 | 0 | 0 | 0 | 0 | 0 | 0 | 0 | 0 | 0 | 0 | 0 | 0 | 0 | 0 | 0 | 0 | 0 | 0 | 0 | 0 | 0 | 0 | 0 | 0 | 0 | 0 | 0 | 0 | 0 | 0 | 0 | 0 | 0 | 0 | 0 | 0 | 0 | 0 | 0 | 0 | 0 | 0 | 0 | 0 | 0 | 0 | 0 | 0 | 0 | 0 | 0 | 0 | 0 | 0 | 0 | 0 | 0 | 0 | 0 | 0 | 0 | 0 | 0 | 0 | 0 | 0 | 0 | 0 | 0 | 0 | 0 | 0 | 0 | 0 | 0 | 0
[19 empty] | Fixed opex | Input | £000s | 0 | 0 | 0 | 0 | 0 | 1273.4 | 1273.4 | 1273.4 | 1273.4 | 1273.4 | 1273.4 | 1273.4 | 1273.4 | 1273.4 | 1273.4 | 1273.4 | 1273.4 | 1273.4 | 1273.4 | 1273.4 | 1273.4 | 1273.4 | 1273.4 | 1273.4 | 1273.4 | 1273.4 | 1273.4 | 1273.4 | 1273.4 | 1273.4 | 1273.4 | 1273.4 | 1273.4 | 1273.4 | 1273.4 | 1273.4 | 1273.4 | 1273.4 | 1273.4 | 1273.4 | 1273.4 | 1273.4 | 1273.4 | 1273.4 | 1273.4 | 1273.4 | 1273.4 | 1273.4 | 1273.4 | 1273.4 | 1273.4 | 1273.4 | 1273.4 | 1273.4 | 1273.4 | 1273.4 | 1273.4 | 1273.4 | 1273.4 | 1273.4 | 1273.4 | 1273.4 | 1273.4 | 1273.4 | 1273.4 | 1273.4 | 1273.4 | 1273.4 | 1273.4 | 1273.4 | 1273.4 | 1273.4 | 1273.4 | 1273.4 | 1273.4 | 1273.4 | 1273.4 | 1273.4 | 1273.4 | 1273.4 | 0 | 0 | 0 | 0 | 0 | 0 | 0 | 0 | 0 | 0 | 0 | 0 | 0 | 0 | 0 | 0 | 0 | 0 | 0 | 0 | 0 | 0 | 0 | 0
[19 empty] | Variable opex | Input | £000s | 0 | 0 | 0 | 0 | 0 | 17512.7 | 17512.7 | 17512.7 | 17512.7 | 17512.7 | 17512.7 | 17512.7 | 17512.7 | 17512.7 | 17512.7 | 17512.7 | 17512.7 | 17512.7 | 17512.7 | 17512.7 | 17512.7 | 17512.7 | 17512.7 | 17512.7 | 17512.7 | 17512.7 | 17512.7 | 17512.7 | 17512.7 | 17512.7 | 17512.7 | 17512.7 | 17512.7 | 17512.7 | 17512.7 | 17512.7 | 17512.7 | 17512.7 | 17512.7 | 17512.7 | 17512.7 | 17512.7 | 17512.7 | 17512.7 | 17512.7 | 17512.7 | 17512.7 | 17512.7 | 17512.7 | 17512.7 | 17512.7 | 17512.7 | 17512.7 | 17512.7 | 17512.7 | 17512.7 | 17512.7 | 17512.7 | 17512.7 | 17512.7 | 17512.7 | 17512.7 | 17512.7 | 17512.7 | 17512.7 | 17512.7 | 17512.7 | 17512.7 | 17512.7 | 17512.7 | 17512.7 | 17512.7 | 17512.7 | 17512.7 | 17512.7 | 17512.7 | 17512.7 | 17512.7 | 17512.7 | 17512.7 | 0 | 0 | 0 | 0 | 0 | 0 | 0 | 0 | 0 | 0 | 0 | 0 | 0 | 0 | 0 | 0 | 0 | 0 | 0 | 0 | 0 | 0 | 0 | 0
[19 empty] | Opex savings | Input | £000s | 0 | 0 | 0 | 0 | 0 | 0 | 0 | 0 | 0 | 0 | 0 | 0 | 0 | 0 | 0 | 0 | 0 | 0 | 0 | 0 | 0 | 0 | 0 | 0 | 0 | 0 | 0 | 0 | 0 | 0 | 0 | 0 | 0 | 0 | 0 | 0 | 0 | 0 | 0 | 0 | 0 | 0 | 0 | 0 | 0 | 0 | 0 | 0 | 0 | 0 | 0 | 0 | 0 | 0 | 0 | 0 | 0 | 0 | 0 | 0 | 0 | 0 | 0 | 0 | 0 | 0 | 0 | 0 | 0 | 0 | 0 | 0 | 0 | 0 | 0 | 0 | 0 | 0 | 0 | 0 | 0 | 0 | 0 | 0 | 0 | 0 | 0 | 0 | 0 | 0 | 0 | 0 | 0 | 0 | 0 | 0 | 0 | 0 | 0 | 0 | 0 | 0 | 0 | 0
[19 empty] | Fixed env & social | Input | £000s | 2.7545 | 3.148 | 3.935 | 15.74 | 13.7725 | 0 | 0 | 0 | 0 | 0 | 0 | 0 | 0 | 0 | 0 | 0 | 0 | 0 | 0 | 0 | 0 | 0 | 0 | 0 | 0 | 0 | 0 | 0 | 0 | 0 | 0 | 0 | 0 | 0 | 0 | 0 | 0 | 0 | 0 | 0 | 0 | 0 | 0 | 0 | 0 | 0 | 0 | 0 | 0 | 0 | 0 | 0 | 0 | 0 | 0 | 0 | 0 | 0 | 0 | 0 | 1.7204 | 1.9662 | 2.4578 | 9.8311 | 8.6022 | 0 | 0 | 0 | 0 | 0 | 0 | 0 | 0 | 0 | 0 | 0 | 0 | 0 | 0 | 0 | 0 | 0 | 0 | 0 | 0 | 0 | 0 | 0 | 0 | 0 | 0 | 0 | 0 | 0 | 0 | 0 | 0 | 0 | 0 | 0 | 0 | 0 | 0 | 0
[19 empty] | Variable env & social | Input | £000s | 0 | 0 | 0 | 0 | 0 | 5.78 | 5.78 | 5.78 | 5.78 | 5.78 | 5.78 | 5.78 | 5.78 | 5.78 | 5.78 | 5.78 | 5.78 | 5.78 | 5.78 | 5.78 | 5.78 | 5.78 | 5.78 | 5.78 | 5.78 | 5.78 | 5.78 | 5.78 | 5.78 | 5.78 | 5.78 | 5.78 | 5.78 | 5.78 | 5.78 | 5.78 | 5.78 | 5.78 | 5.78 | 5.78 | 5.78 | 5.78 | 5.78 | 5.78 | 5.78 | 5.78 | 5.78 | 5.78 | 5.78 | 5.78 | 5.78 | 5.78 | 5.78 | 5.78 | 5.78 | 5.78 | 5.78 | 5.78 | 5.78 | 5.78 | 5.78 | 5.78 | 5.78 | 5.78 | 5.78 | 5.78 | 5.78 | 5.78 | 5.78 | 5.78 | 5.78 | 5.78 | 5.78 | 5.78 | 5.78 | 5.78 | 5.78 | 5.78 | 5.78 | 5.78 | 0 | 0 | 0 | 0 | 0 | 0 | 0 | 0 | 0 | 0 | 0 | 0 | 0 | 0 | 0 | 0 | 0 | 0 | 0 | 0 | 0 | 0 | 0 | 0
[19 empty] | Fixed carbon costs | Input | £000s | 0 | 0 | 0 | 0 | 0 | 0 | 0 | 0 | 0 | 0 | 0 | 0 | 0 | 0 | 0 | 0 | 0 | 0 | 0 | 0 | 0 | 0 | 0 | 0 | 0 | 0 | 0 | 0 | 0 | 0 | 0 | 0 | 0 | 0 | 0 | 0 | 0 | 0 | 0 | 0 | 0 | 0 | 0 | 0 | 0 | 0 | 0 | 0 | 0 | 0 | 0 | 0 | 0 | 0 | 0 | 0 | 0 | 0 | 0 | 0 | 0 | 0 | 0 | 0 | 0 | 0 | 0 | 0 | 0 | 0 | 0 | 0 | 0 | 0 | 0 | 0 | 0 | 0 | 0 | 0 | 0 | 0 | 0 | 0 | 0 | 0 | 0 | 0 | 0 | 0 | 0 | 0 | 0 | 0 | 0 | 0 | 0 | 0 | 0 | 0 | 0 | 0 | 0 | 0
[19 empty] | Variable carbon costs | Input | £000s | 0 | 0 | 0 | 0 | 0 | 131.4229 | 121.7459 | 115.7146 | 113.6595 | 105.9138 | 99.9818 | 94.0499 | 88.118 | 82.186 | 76.2541 | 70.3221 | 64.3902 | 58.4582 | 52.5263 | 46.5943 | 40.6624 | 34.7305 | 28.7985 | 22.8666 | 16.9346 | 16.9346 | 16.9346 | 16.9346 | 16.9346 | 16.9346 | 16.9346 | 16.9346 | 16.9346 | 16.9346 | 16.9346 | 16.9346 | 16.9346 | 16.9346 | 16.9346 | 16.9346 | 16.9346 | 16.9346 | 16.9346 | 16.9346 | 16.9346 | 16.9346 | 16.9346 | 16.9346 | 16.9346 | 16.9346 | 16.9346 | 16.9346 | 16.9346 | 16.9346 | 16.9346 | 16.9346 | 16.9346 | 16.9346 | 16.9346 | 16.9346 | 16.9346 | 16.9346 | 16.9346 | 16.9346 | 16.9346 | 16.9346 | 16.9346 | 16.9346 | 16.9346 | 16.9346 | 16.9346 | 16.9346 | 16.9346 | 16.9346 | 16.9346 | 16.9346 | 16.9346 | 16.9346 | 16.9346 | 16.9346 | 0 | 0 | 0 | 0 | 0 | 0 | 0 | 0 | 0 | 0 | 0 | 0 | 0 | 0 | 0 | 0 | 0 | 0 | 0 | 0 | 0 | 0 | 0 | 0
[19 empty] | Customer willingness to pay | Input | £000s | 0 | 0 | 0 | 0 | 0 | 0 | 0 | 0 | 0 | 0 | 0 | 0 | 0 | 0 | 0 | 0 | 0 | 0 | 0 | 0 | 0 | 0 | 0 | 0 | 0 | 0 | 0 | 0 | 0 | 0 | 0 | 0 | 0 | 0 | 0 | 0 | 0 | 0 | 0 | 0 | 0 | 0 | 0 | 0 | 0 | 0 | 0 | 0 | 0 | 0 | 0 | 0 | 0 | 0 | 0 | 0 | 0 | 0 | 0 | 0 | 0 | 0 | 0 | 0 | 0 | 0 | 0 | 0 | 0 | 0 | 0 | 0 | 0 | 0 | 0 | 0 | 0 | 0 | 0 | 0 | 0 | 0 | 0 | 0 | 0 | 0 | 0 | 0 | 0 | 0 | 0 | 0 | 0 | 0 | 0 | 0 | 0 | 0 | 0 | 0 | 0 | 0 | 0 | 0
[19 empty] | Total | Sum of above (excl WAFU) | £000s | 24.3845 | 27.868 | 34.835 | 139.34 | 121.9225 | 18923.3029 | 18913.6259 | 18907.5946 | 18905.5395 | 18897.7938 | 18891.8618 | 18885.9299 | 18879.998 | 18874.066 | 18868.1341 | 18862.2021 | 18856.2702 | 18850.3382 | 18844.4063 | 18838.4743 | 18832.5424 | 18826.6105 | 18820.6785 | 18814.7466 | 18808.8146 | 18808.8146 | 18808.8146 | 18808.8146 | 18808.8146 | 18808.8146 | 18808.8146 | 18808.8146 | 18808.8146 | 18808.8146 | 18808.8146 | 18808.8146 | 18808.8146 | 18808.8146 | 18808.8146 | 18808.8146 | 18808.8146 | 18808.8146 | 18808.8146 | 18808.8146 | 18808.8146 | 18808.8146 | 18808.8146 | 18808.8146 | 18808.8146 | 18808.8146 | 18808.8146 | 18808.8146 | 18808.8146 | 18808.8146 | 18808.8146 | 18808.8146 | 18808.8146 | 18808.8146 | 18808.8146 | 18808.8146 | 18824.0451 | 18826.2209 | 18830.5724 | 18895.8458 | 18884.9669 | 18808.8146 | 18808.8146 | 18808.8146 | 18808.8146 | 18808.8146 | 18808.8146 | 18808.8146 | 18808.8146 | 18808.8146 | 18808.8146 | 18808.8146 | 18808.8146 | 18808.8146 | 18808.8146 | 18808.8146 | 0 | 0 | 0 | 0 | 0 | 0 | 0 | 0 | 0 | 0 | 0 | 0 | 0 | 0 | 0 | 0 | 0 | 0 | 0 | 0 | 0 | 0 | 0 | 0
58.1x | Raw water import from CRT to Site C | RAW02 | SW new | N | 2030-31 | Capacity | 15 | 109074.7626 | 55935.306 | 55284.4687 | 0 | 641.3977 | 45.9991 | 111907.1716 | 101.9666 | 102.5968 | 3 | 3 | Gains in WAFU / Savings in demand | Input | Ml/d | 0 | 0 | 0 | 0 | 0 | 0 | 0 | 0 | 0 | 0 | 15 | 15 | 15 | 15 | 15 | 15 | 15 | 15 | 15 | 15 | 15 | 15 | 15 | 15 | 15 | 15 | 15 | 15 | 15 | 15 | 15 | 15 | 15 | 15 | 15 | 15 | 15 | 15 | 15 | 15 | 15 | 15 | 15 | 15 | 15 | 15 | 15 | 15 | 15 | 15 | 15 | 15 | 15 | 15 | 15 | 15 | 15 | 15 | 15 | 15 | 15 | 15 | 15 | 15 | 15 | 15 | 15 | 15 | 15 | 15 | 15 | 15 | 15 | 15 | 15 | 15 | 15 | 15 | 15 | 15 | 0 | 0 | 0 | 0 | 0 | 0 | 0 | 0 | 0 | 0 | 0 | 0 | 0 | 0 | 0 | 0 | 0 | 0 | 0 | 0 | 0 | 0 | 0 | 0
[19 empty] | Fixed capex | Input | £000s | 999.9 | 1499.85 | 2999.7 | 3499.65 | 4499.55 | 4999.5 | 6499.35 | 9999 | 9999 | 4999.5 | 0 | 0 | 0 | 0 | 0 | 0 | 0 | 0 | 0 | 0 | 320.2 | 480.3 | 960.6 | 1120.7 | 1440.9 | 1601 | 2081.3 | 3202 | 3202 | 1601 | 0 | 0 | 0 | 0 | 0 | 0 | 0 | 0 | 0 | 0 | 320.2 | 480.3 | 960.6 | 1120.7 | 1440.9 | 1601 | 2081.3 | 3202 | 3202 | 1601 | 0 | 0 | 0 | 0 | 0 | 0 | 0 | 0 | 0 | 0 | 774.72 | 1162.08 | 2324.16 | 2711.52 | 3486.24 | 3873.6 | 5035.68 | 7747.2 | 7747.2 | 3873.6 | 0 | 0 | 0 | 0 | 0 | 0 | 0 | 0 | 0 | 0 | 0 | 0 | 0 | 0 | 0 | 0 | 0 | 0 | 0 | 0 | 0 | 0 | 0 | 0 | 0 | 0 | 0 | 0 | 0 | 0 | 0 | 0 | 0 | 0
[19 empty] | Variable capex | Input | £000s | 0 | 0 | 0 | 0 | 0 | 0 | 0 | 0 | 0 | 0 | 0 | 0 | 0 | 0 | 0 | 0 | 0 | 0 | 0 | 0 | 0 | 0 | 0 | 0 | 0 | 0 | 0 | 0 | 0 | 0 | 0 | 0 | 0 | 0 | 0 | 0 | 0 | 0 | 0 | 0 | 0 | 0 | 0 | 0 | 0 | 0 | 0 | 0 | 0 | 0 | 0 | 0 | 0 | 0 | 0 | 0 | 0 | 0 | 0 | 0 | 0 | 0 | 0 | 0 | 0 | 0 | 0 | 0 | 0 | 0 | 0 | 0 | 0 | 0 | 0 | 0 | 0 | 0 | 0 | 0 | 0 | 0 | 0 | 0 | 0 | 0 | 0 | 0 | 0 | 0 | 0 | 0 | 0 | 0 | 0 | 0 | 0 | 0 | 0 | 0 | 0 | 0 | 0 | 0
[19 empty] | Financing costs | Input | £000s | 0 | 0 | 0 | 0 | 0 | 0 | 0 | 0 | 0 | 0 | 0 | 0 | 0 | 0 | 0 | 0 | 0 | 0 | 0 | 0 | 0 | 0 | 0 | 0 | 0 | 0 | 0 | 0 | 0 | 0 | 0 | 0 | 0 | 0 | 0 | 0 | 0 | 0 | 0 | 0 | 0 | 0 | 0 | 0 | 0 | 0 | 0 | 0 | 0 | 0 | 0 | 0 | 0 | 0 | 0 | 0 | 0 | 0 | 0 | 0 | 0 | 0 | 0 | 0 | 0 | 0 | 0 | 0 | 0 | 0 | 0 | 0 | 0 | 0 | 0 | 0 | 0 | 0 | 0 | 0 | 0 | 0 | 0 | 0 | 0 | 0 | 0 | 0 | 0 | 0 | 0 | 0 | 0 | 0 | 0 | 0 | 0 | 0 | 0 | 0 | 0 | 0 | 0 | 0
[19 empty] | Fixed opex | Input | £000s | 0 | 0 | 0 | 0 | 0 | 0 | 0 | 0 | 0 | 0 | 170.9 | 170.9 | 170.9 | 170.9 | 170.9 | 170.9 | 170.9 | 170.9 | 170.9 | 170.9 | 170.9 | 170.9 | 170.9 | 170.9 | 170.9 | 170.9 | 170.9 | 170.9 | 170.9 | 170.9 | 170.9 | 170.9 | 170.9 | 170.9 | 170.9 | 170.9 | 170.9 | 170.9 | 170.9 | 170.9 | 170.9 | 170.9 | 170.9 | 170.9 | 170.9 | 170.9 | 170.9 | 170.9 | 170.9 | 170.9 | 170.9 | 170.9 | 170.9 | 170.9 | 170.9 | 170.9 | 170.9 | 170.9 | 170.9 | 170.9 | 170.9 | 170.9 | 170.9 | 170.9 | 170.9 | 170.9 | 170.9 | 170.9 | 170.9 | 170.9 | 170.9 | 170.9 | 170.9 | 170.9 | 170.9 | 170.9 | 170.9 | 170.9 | 170.9 | 170.9 | 0 | 0 | 0 | 0 | 0 | 0 | 0 | 0 | 0 | 0 | 0 | 0 | 0 | 0 | 0 | 0 | 0 | 0 | 0 | 0 | 0 | 0 | 0 | 0
[19 empty] | Variable opex | Input | £000s | 0 | 0 | 0 | 0 | 0 | 0 | 0 | 0 | 0 | 0 | 2604.1 | 2604.1 | 2604.1 | 2604.1 | 2604.1 | 2604.1 | 2604.1 | 2604.1 | 2604.1 | 2604.1 | 2604.1 | 2604.1 | 2604.1 | 2604.1 | 2604.1 | 2604.1 | 2604.1 | 2604.1 | 2604.1 | 2604.1 | 2604.1 | 2604.1 | 2604.1 | 2604.1 | 2604.1 | 2604.1 | 2604.1 | 2604.1 | 2604.1 | 2604.1 | 2604.1 | 2604.1 | 2604.1 | 2604.1 | 2604.1 | 2604.1 | 2604.1 | 2604.1 | 2604.1 | 2604.1 | 2604.1 | 2604.1 | 2604.1 | 2604.1 | 2604.1 | 2604.1 | 2604.1 | 2604.1 | 2604.1 | 2604.1 | 2604.1 | 2604.1 | 2604.1 | 2604.1 | 2604.1 | 2604.1 | 2604.1 | 2604.1 | 2604.1 | 2604.1 | 2604.1 | 2604.1 | 2604.1 | 2604.1 | 2604.1 | 2604.1 | 2604.1 | 2604.1 | 2604.1 | 2604.1 | 0 | 0 | 0 | 0 | 0 | 0 | 0 | 0 | 0 | 0 | 0 | 0 | 0 | 0 | 0 | 0 | 0 | 0 | 0 | 0 | 0 | 0 | 0 | 0
[19 empty] | Opex savings | Input | £000s | 0 | 0 | 0 | 0 | 0 | 0 | 0 | 0 | 0 | 0 | 0 | 0 | 0 | 0 | 0 | 0 | 0 | 0 | 0 | 0 | 0 | 0 | 0 | 0 | 0 | 0 | 0 | 0 | 0 | 0 | 0 | 0 | 0 | 0 | 0 | 0 | 0 | 0 | 0 | 0 | 0 | 0 | 0 | 0 | 0 | 0 | 0 | 0 | 0 | 0 | 0 | 0 | 0 | 0 | 0 | 0 | 0 | 0 | 0 | 0 | 0 | 0 | 0 | 0 | 0 | 0 | 0 | 0 | 0 | 0 | 0 | 0 | 0 | 0 | 0 | 0 | 0 | 0 | 0 | 0 | 0 | 0 | 0 | 0 | 0 | 0 | 0 | 0 | 0 | 0 | 0 | 0 | 0 | 0 | 0 | 0 | 0 | 0 | 0 | 0 | 0 | 0 | 0 | 0
[19 empty] | Fixed env & social | Input | £000s | 0.3878 | 0.5817 | 1.1634 | 1.3573 | 1.7451 | 1.939 | 2.5207 | 3.878 | 3.878 | 1.939 | 0 | 0 | 0 | 0 | 0 | 0 | 0 | 0 | 0 | 0 | 0.12419 | 0.18628 | 0.37256 | 0.43465 | 0.55884 | 0.62093 | 0.80721 | 1.2419 | 1.2419 | 0.62093 | 0 | 0 | 0 | 0 | 0 | 0 | 0 | 0 | 0 | 0 | 0.12419 | 0.18628 | 0.37256 | 0.43465 | 0.55884 | 0.62093 | 0.80721 | 1.2419 | 1.2419 | 0.62093 | 0 | 0 | 0 | 0 | 0 | 0 | 0 | 0 | 0 | 0 | 0.30047 | 0.4507 | 0.9014 | 1.0516 | 1.3521 | 1.5023 | 1.953 | 3.0047 | 3.0047 | 1.5023 | 0 | 0 | 0 | 0 | 0 | 0 | 0 | 0 | 0 | 0 | 0 | 0 | 0 | 0 | 0 | 0 | 0 | 0 | 0 | 0 | 0 | 0 | 0 | 0 | 0 | 0 | 0 | 0 | 0 | 0 | 0 | 0 | 0 | 0
[19 empty] | Variable env & social | Input | £000s | 0 | 0 | 0 | 0 | 0 | 0 | 0 | 0 | 0 | 0 | 1.22 | 1.22 | 1.22 | 1.22 | 1.22 | 1.22 | 1.22 | 1.22 | 1.22 | 1.22 | 1.22 | 1.22 | 1.22 | 1.22 | 1.22 | 1.22 | 1.22 | 1.22 | 1.22 | 1.22 | 1.22 | 1.22 | 1.22 | 1.22 | 1.22 | 1.22 | 1.22 | 1.22 | 1.22 | 1.22 | 1.22 | 1.22 | 1.22 | 1.22 | 1.22 | 1.22 | 1.22 | 1.22 | 1.22 | 1.22 | 1.22 | 1.22 | 1.22 | 1.22 | 1.22 | 1.22 | 1.22 | 1.22 | 1.22 | 1.22 | 1.22 | 1.22 | 1.22 | 1.22 | 1.22 | 1.22 | 1.22 | 1.22 | 1.22 | 1.22 | 1.22 | 1.22 | 1.22 | 1.22 | 1.22 | 1.22 | 1.22 | 1.22 | 1.22 | 1.22 | 0 | 0 | 0 | 0 | 0 | 0 | 0 | 0 | 0 | 0 | 0 | 0 | 0 | 0 | 0 | 0 | 0 | 0 | 0 | 0 | 0 | 0 | 0 | 0
[19 empty] | Fixed carbon costs | Input | £000s | 5.9292 | 8.8938 | 17.7876 | 20.7523 | 26.6815 | 29.6461 | 38.5399 | 59.2922 | 59.2922 | 29.6461 | 0 | 0 | 0 | 0 | 0 | 0 | 0 | 0 | 0 | 0 | 1.8987 | 2.8481 | 5.6962 | 6.6455 | 8.5443 | 9.4936 | 12.3417 | 18.9872 | 18.9872 | 9.4936 | 0 | 0 | 0 | 0 | 0 | 0 | 0 | 0 | 0 | 0 | 1.8987 | 2.8481 | 5.6962 | 6.6455 | 8.5443 | 9.4936 | 12.3417 | 18.9872 | 18.9872 | 9.4936 | 0 | 0 | 0 | 0 | 0 | 0 | 0 | 0 | 0 | 0 | 4.5939 | 6.8909 | 13.7818 | 16.0788 | 20.6727 | 22.9697 | 29.8606 | 45.9394 | 45.9394 | 22.9697 | 0 | 0 | 0 | 0 | 0 | 0 | 0 | 0 | 0 | 0 | 0 | 0 | 0 | 0 | 0 | 0 | 0 | 0 | 0 | 0 | 0 | 0 | 0 | 0 | 0 | 0 | 0 | 0 | 0 | 0 | 0 | 0 | 0 | 0
[19 empty] | Variable carbon costs | Input | £000s | 0 | 0 | 0 | 0 | 0 | 0 | 0 | 0 | 0 | 0 | 42.9882 | 40.4377 | 37.8872 | 35.3367 | 32.7862 | 30.2357 | 27.6852 | 25.1347 | 22.5842 | 20.0337 | 17.4832 | 14.9327 | 12.3822 | 9.8317 | 7.2812 | 7.2812 | 7.2812 | 7.2812 | 7.2812 | 7.2812 | 7.2812 | 7.2812 | 7.2812 | 7.2812 | 7.2812 | 7.2812 | 7.2812 | 7.2812 | 7.2812 | 7.2812 | 7.2812 | 7.2812 | 7.2812 | 7.2812 | 7.2812 | 7.2812 | 7.2812 | 7.2812 | 7.2812 | 7.2812 | 7.2812 | 7.2812 | 7.2812 | 7.2812 | 7.2812 | 7.2812 | 7.2812 | 7.2812 | 7.2812 | 7.2812 | 7.2812 | 7.2812 | 7.2812 | 7.2812 | 7.2812 | 7.2812 | 7.2812 | 7.2812 | 7.2812 | 7.2812 | 7.2812 | 7.2812 | 7.2812 | 7.2812 | 7.2812 | 7.2812 | 7.2812 | 7.2812 | 7.2812 | 7.2812 | 0 | 0 | 0 | 0 | 0 | 0 | 0 | 0 | 0 | 0 | 0 | 0 | 0 | 0 | 0 | 0 | 0 | 0 | 0 | 0 | 0 | 0 | 0 | 0
[19 empty] | Customer willingness to pay | Input | £000s | 0 | 0 | 0 | 0 | 0 | 0 | 0 | 0 | 0 | 0 | 0 | 0 | 0 | 0 | 0 | 0 | 0 | 0 | 0 | 0 | 0 | 0 | 0 | 0 | 0 | 0 | 0 | 0 | 0 | 0 | 0 | 0 | 0 | 0 | 0 | 0 | 0 | 0 | 0 | 0 | 0 | 0 | 0 | 0 | 0 | 0 | 0 | 0 | 0 | 0 | 0 | 0 | 0 | 0 | 0 | 0 | 0 | 0 | 0 | 0 | 0 | 0 | 0 | 0 | 0 | 0 | 0 | 0 | 0 | 0 | 0 | 0 | 0 | 0 | 0 | 0 | 0 | 0 | 0 | 0 | 0 | 0 | 0 | 0 | 0 | 0 | 0 | 0 | 0 | 0 | 0 | 0 | 0 | 0 | 0 | 0 | 0 | 0 | 0 | 0 | 0 | 0 | 0 | 0
[19 empty] | Total | Sum of above (excl WAFU) | £000s | 1006.217 | 1509.3255 | 3018.651 | 3521.7596 | 4527.9766 | 5031.0851 | 6540.4106 | 10062.1702 | 10062.1702 | 5031.0851 | 2819.2082 | 2816.6577 | 2814.1072 | 2811.5567 | 2809.0062 | 2806.4557 | 2803.9052 | 2801.3547 | 2798.8042 | 2796.2537 | 3115.9261 | 3274.4871 | 3755.2709 | 3913.8319 | 4233.5043 | 4394.6158 | 4877.9501 | 6005.7303 | 6005.7303 | 4394.6158 | 2783.5012 | 2783.5012 | 2783.5012 | 2783.5012 | 2783.5012 | 2783.5012 | 2783.5012 | 2783.5012 | 2783.5012 | 2783.5012 | 3105.7241 | 3266.8356 | 3750.1699 | 3911.2814 | 4233.5043 | 4394.6158 | 4877.9501 | 6005.7303 | 6005.7303 | 4394.6158 | 2783.5012 | 2783.5012 | 2783.5012 | 2783.5012 | 2783.5012 | 2783.5012 | 2783.5012 | 2783.5012 | 2783.5012 | 2783.5012 | 3563.1156 | 3952.9228 | 5122.3444 | 5512.1516 | 6291.766 | 6681.5732 | 7850.9949 | 10579.6453 | 10579.6453 | 6681.5732 | 2783.5012 | 2783.5012 | 2783.5012 | 2783.5012 | 2783.5012 | 2783.5012 | 2783.5012 | 2783.5012 | 2783.5012 | 2783.5012 | 0 | 0 | 0 | 0 | 0 | 0 | 0 | 0 | 0 | 0 | 0 | 0 | 0 | 0 | 0 | 0 | 0 | 0 | 0 | 0 | 0 | 0 | 0 | 0
58.1x | Site E expansion and transfer main supported by raw water augmentation of the River Trent | WIL05 | SW new | Y | 2025-26 | Capacity | 35 | 304772.3877 | 170636.5171 | 60300.7974 | 0 | 2226.6036 | 401.8217 | 233565.7399 | 75.7737 | 76.6361 | 3 | 3 | Gains in WAFU / Savings in demand | Input | Ml/d | 0 | 0 | 0 | 0 | 0 | 35 | 35 | 35 | 35 | 35 | 35 | 35 | 35 | 35 | 35 | 35 | 35 | 35 | 35 | 35 | 35 | 35 | 35 | 35 | 35 | 35 | 35 | 35 | 35 | 35 | 35 | 35 | 35 | 35 | 35 | 35 | 35 | 35 | 35 | 35 | 35 | 35 | 35 | 35 | 35 | 35 | 35 | 35 | 35 | 35 | 35 | 35 | 35 | 35 | 35 | 35 | 35 | 35 | 35 | 35 | 35 | 35 | 35 | 35 | 35 | 35 | 35 | 35 | 35 | 35 | 35 | 35 | 35 | 35 | 35 | 35 | 35 | 35 | 35 | 35 | 0 | 0 | 0 | 0 | 0 | 0 | 0 | 0 | 0 | 0 | 0 | 0 | 0 | 0 | 0 | 0 | 0 | 0 | 0 | 0 | 0 | 0 | 0 | 0
[19 empty] | Fixed capex | Input | £000s | 9921.73 | 11339.12 | 14173.9 | 56695.6 | 49608.65 | 0 | 0 | 0 | 0 | 0 | 0 | 0 | 0 | 0 | 0 | 0 | 0 | 0 | 0 | 0 | 2742.18 | 3133.92 | 3917.4 | 15669.6 | 13710.9 | 0 | 0 | 0 | 0 | 0 | 0 | 0 | 0 | 0 | 0 | 0 | 0 | 0 | 0 | 0 | 2742.18 | 3133.92 | 3917.4 | 15669.6 | 13710.9 | 0 | 0 | 0 | 0 | 0 | 0 | 0 | 0 | 0 | 0 | 0 | 0 | 0 | 0 | 0 | 7604.8 | 8691.2 | 10864 | 43456 | 38024 | 0 | 0 | 0 | 0 | 0 | 0 | 0 | 0 | 0 | 0 | 0 | 0 | 0 | 0 | 0 | 0 | 0 | 0 | 0 | 0 | 0 | 0 | 0 | 0 | 0 | 0 | 0 | 0 | 0 | 0 | 0 | 0 | 0 | 0 | 0 | 0 | 0 | 0 | 0
[19 empty] | Variable capex | Input | £000s | 0 | 0 | 0 | 0 | 0 | 0 | 0 | 0 | 0 | 0 | 0 | 0 | 0 | 0 | 0 | 0 | 0 | 0 | 0 | 0 | 0 | 0 | 0 | 0 | 0 | 0 | 0 | 0 | 0 | 0 | 0 | 0 | 0 | 0 | 0 | 0 | 0 | 0 | 0 | 0 | 0 | 0 | 0 | 0 | 0 | 0 | 0 | 0 | 0 | 0 | 0 | 0 | 0 | 0 | 0 | 0 | 0 | 0 | 0 | 0 | 0 | 0 | 0 | 0 | 0 | 0 | 0 | 0 | 0 | 0 | 0 | 0 | 0 | 0 | 0 | 0 | 0 | 0 | 0 | 0 | 0 | 0 | 0 | 0 | 0 | 0 | 0 | 0 | 0 | 0 | 0 | 0 | 0 | 0 | 0 | 0 | 0 | 0 | 0 | 0 | 0 | 0 | 0 | 0
[19 empty] | Financing costs | Input | £000s | 0 | 0 | 0 | 0 | 0 | 0 | 0 | 0 | 0 | 0 | 0 | 0 | 0 | 0 | 0 | 0 | 0 | 0 | 0 | 0 | 0 | 0 | 0 | 0 | 0 | 0 | 0 | 0 | 0 | 0 | 0 | 0 | 0 | 0 | 0 | 0 | 0 | 0 | 0 | 0 | 0 | 0 | 0 | 0 | 0 | 0 | 0 | 0 | 0 | 0 | 0 | 0 | 0 | 0 | 0 | 0 | 0 | 0 | 0 | 0 | 0 | 0 | 0 | 0 | 0 | 0 | 0 | 0 | 0 | 0 | 0 | 0 | 0 | 0 | 0 | 0 | 0 | 0 | 0 | 0 | 0 | 0 | 0 | 0 | 0 | 0 | 0 | 0 | 0 | 0 | 0 | 0 | 0 | 0 | 0 | 0 | 0 | 0 | 0 | 0 | 0 | 0 | 0 | 0
[19 empty] | Fixed opex | Input | £000s | 0 | 0 | 0 | 0 | 0 | 311.2 | 311.2 | 311.2 | 311.2 | 311.2 | 311.2 | 311.2 | 311.2 | 311.2 | 311.2 | 311.2 | 311.2 | 311.2 | 311.2 | 311.2 | 311.2 | 311.2 | 311.2 | 311.2 | 311.2 | 311.2 | 311.2 | 311.2 | 311.2 | 311.2 | 311.2 | 311.2 | 311.2 | 311.2 | 311.2 | 311.2 | 311.2 | 311.2 | 311.2 | 311.2 | 311.2 | 311.2 | 311.2 | 311.2 | 311.2 | 311.2 | 311.2 | 311.2 | 311.2 | 311.2 | 311.2 | 311.2 | 311.2 | 311.2 | 311.2 | 311.2 | 311.2 | 311.2 | 311.2 | 311.2 | 311.2 | 311.2 | 311.2 | 311.2 | 311.2 | 311.2 | 311.2 | 311.2 | 311.2 | 311.2 | 311.2 | 311.2 | 311.2 | 311.2 | 311.2 | 311.2 | 311.2 | 311.2 | 311.2 | 311.2 | 0 | 0 | 0 | 0 | 0 | 0 | 0 | 0 | 0 | 0 | 0 | 0 | 0 | 0 | 0 | 0 | 0 | 0 | 0 | 0 | 0 | 0 | 0 | 0
[19 empty] | Variable opex | Input | £000s | 0 | 0 | 0 | 0 | 0 | 2216.4 | 2216.4 | 2216.4 | 2216.4 | 2216.4 | 2216.4 | 2216.4 | 2216.4 | 2216.4 | 2216.4 | 2216.4 | 2216.4 | 2216.4 | 2216.4 | 2216.4 | 2216.4 | 2216.4 | 2216.4 | 2216.4 | 2216.4 | 2216.4 | 2216.4 | 2216.4 | 2216.4 | 2216.4 | 2216.4 | 2216.4 | 2216.4 | 2216.4 | 2216.4 | 2216.4 | 2216.4 | 2216.4 | 2216.4 | 2216.4 | 2216.4 | 2216.4 | 2216.4 | 2216.4 | 2216.4 | 2216.4 | 2216.4 | 2216.4 | 2216.4 | 2216.4 | 2216.4 | 2216.4 | 2216.4 | 2216.4 | 2216.4 | 2216.4 | 2216.4 | 2216.4 | 2216.4 | 2216.4 | 2216.4 | 2216.4 | 2216.4 | 2216.4 | 2216.4 | 2216.4 | 2216.4 | 2216.4 | 2216.4 | 2216.4 | 2216.4 | 2216.4 | 2216.4 | 2216.4 | 2216.4 | 2216.4 | 2216.4 | 2216.4 | 2216.4 | 2216.4 | 0 | 0 | 0 | 0 | 0 | 0 | 0 | 0 | 0 | 0 | 0 | 0 | 0 | 0 | 0 | 0 | 0 | 0 | 0 | 0 | 0 | 0 | 0 | 0
[19 empty] | Opex savings | Input | £000s | 0 | 0 | 0 | 0 | 0 | 0 | 0 | 0 | 0 | 0 | 0 | 0 | 0 | 0 | 0 | 0 | 0 | 0 | 0 | 0 | 0 | 0 | 0 | 0 | 0 | 0 | 0 | 0 | 0 | 0 | 0 | 0 | 0 | 0 | 0 | 0 | 0 | 0 | 0 | 0 | 0 | 0 | 0 | 0 | 0 | 0 | 0 | 0 | 0 | 0 | 0 | 0 | 0 | 0 | 0 | 0 | 0 | 0 | 0 | 0 | 0 | 0 | 0 | 0 | 0 | 0 | 0 | 0 | 0 | 0 | 0 | 0 | 0 | 0 | 0 | 0 | 0 | 0 | 0 | 0 | 0 | 0 | 0 | 0 | 0 | 0 | 0 | 0 | 0 | 0 | 0 | 0 | 0 | 0 | 0 | 0 | 0 | 0 | 0 | 0 | 0 | 0 | 0 | 0
[19 empty] | Fixed env & social | Input | £000s | 2.4178 | 2.7632 | 3.454 | 13.816 | 12.089 | 0 | 0 | 0 | 0 | 0 | 0 | 0 | 0 | 0 | 0 | 0 | 0 | 0 | 0 | 0 | 0.66823 | 0.7637 | 0.95462 | 3.8185 | 3.3412 | 0 | 0 | 0 | 0 | 0 | 0 | 0 | 0 | 0 | 0 | 0 | 0 | 0 | 0 | 0 | 0.66823 | 0.7637 | 0.95462 | 3.8185 | 3.3412 | 0 | 0 | 0 | 0 | 0 | 0 | 0 | 0 | 0 | 0 | 0 | 0 | 0 | 0 | 0 | 1.8532 | 2.1179 | 2.6474 | 10.5897 | 9.266 | 0 | 0 | 0 | 0 | 0 | 0 | 0 | 0 | 0 | 0 | 0 | 0 | 0 | 0 | 0 | 0 | 0 | 0 | 0 | 0 | 0 | 0 | 0 | 0 | 0 | 0 | 0 | 0 | 0 | 0 | 0 | 0 | 0 | 0 | 0 | 0 | 0 | 0 | 0
[19 empty] | Variable env & social | Input | £000s | 0 | 0 | 0 | 0 | 0 | 15.1 | 15.1 | 15.1 | 15.1 | 15.1 | 15.1 | 15.1 | 15.1 | 15.1 | 15.1 | 15.1 | 15.1 | 15.1 | 15.1 | 15.1 | 15.1 | 15.1 | 15.1 | 15.1 | 15.1 | 15.1 | 15.1 | 15.1 | 15.1 | 15.1 | 15.1 | 15.1 | 15.1 | 15.1 | 15.1 | 15.1 | 15.1 | 15.1 | 15.1 | 15.1 | 15.1 | 15.1 | 15.1 | 15.1 | 15.1 | 15.1 | 15.1 | 15.1 | 15.1 | 15.1 | 15.1 | 15.1 | 15.1 | 15.1 | 15.1 | 15.1 | 15.1 | 15.1 | 15.1 | 15.1 | 15.1 | 15.1 | 15.1 | 15.1 | 15.1 | 15.1 | 15.1 | 15.1 | 15.1 | 15.1 | 15.1 | 15.1 | 15.1 | 15.1 | 15.1 | 15.1 | 15.1 | 15.1 | 15.1 | 15.1 | 0 | 0 | 0 | 0 | 0 | 0 | 0 | 0 | 0 | 0 | 0 | 0 | 0 | 0 | 0 | 0 | 0 | 0 | 0 | 0 | 0 | 0 | 0 | 0
[19 empty] | Fixed carbon costs | Input | £000s | 15.7349 | 17.9827 | 22.4784 | 89.9134 | 78.6743 | 0 | 0 | 0 | 0 | 0 | 0 | 0 | 0 | 0 | 0 | 0 | 0 | 0 | 0 | 0 | 4.3488 | 4.9701 | 6.2126 | 24.8504 | 21.7441 | 0 | 0 | 0 | 0 | 0 | 0 | 0 | 0 | 0 | 0 | 0 | 0 | 0 | 0 | 0 | 4.3488 | 4.9701 | 6.2126 | 24.8504 | 21.7441 | 0 | 0 | 0 | 0 | 0 | 0 | 0 | 0 | 0 | 0 | 0 | 0 | 0 | 0 | 0 | 12.0604 | 13.7834 | 17.2292 | 68.9168 | 60.3022 | 0 | 0 | 0 | 0 | 0 | 0 | 0 | 0 | 0 | 0 | 0 | 0 | 0 | 0 | 0 | 0 | 0 | 0 | 0 | 0 | 0 | 0 | 0 | 0 | 0 | 0 | 0 | 0 | 0 | 0 | 0 | 0 | 0 | 0 | 0 | 0 | 0 | 0 | 0
[19 empty] | Variable carbon costs | Input | £000s | 0 | 0 | 0 | 0 | 0 | 216.93 | 200.9569 | 191.0014 | 187.6093 | 174.824 | 165.0326 | 155.2411 | 145.4497 | 135.6583 | 125.8669 | 116.0755 | 106.2841 | 96.4926 | 86.7012 | 76.9098 | 67.1184 | 57.327 | 47.5356 | 37.7441 | 27.9527 | 27.9527 | 27.9527 | 27.9527 | 27.9527 | 27.9527 | 27.9527 | 27.9527 | 27.9527 | 27.9527 | 27.9527 | 27.9527 | 27.9527 | 27.9527 | 27.9527 | 27.9527 | 27.9527 | 27.9527 | 27.9527 | 27.9527 | 27.9527 | 27.9527 | 27.9527 | 27.9527 | 27.9527 | 27.9527 | 27.9527 | 27.9527 | 27.9527 | 27.9527 | 27.9527 | 27.9527 | 27.9527 | 27.9527 | 27.9527 | 27.9527 | 27.9527 | 27.9527 | 27.9527 | 27.9527 | 27.9527 | 27.9527 | 27.9527 | 27.9527 | 27.9527 | 27.9527 | 27.9527 | 27.9527 | 27.9527 | 27.9527 | 27.9527 | 27.9527 | 27.9527 | 27.9527 | 27.9527 | 27.9527 | 0 | 0 | 0 | 0 | 0 | 0 | 0 | 0 | 0 | 0 | 0 | 0 | 0 | 0 | 0 | 0 | 0 | 0 | 0 | 0 | 0 | 0 | 0 | 0
[19 empty] | Customer willingness to pay | Input | £000s | 0 | 0 | 0 | 0 | 0 | 0 | 0 | 0 | 0 | 0 | 0 | 0 | 0 | 0 | 0 | 0 | 0 | 0 | 0 | 0 | 0 | 0 | 0 | 0 | 0 | 0 | 0 | 0 | 0 | 0 | 0 | 0 | 0 | 0 | 0 | 0 | 0 | 0 | 0 | 0 | 0 | 0 | 0 | 0 | 0 | 0 | 0 | 0 | 0 | 0 | 0 | 0 | 0 | 0 | 0 | 0 | 0 | 0 | 0 | 0 | 0 | 0 | 0 | 0 | 0 | 0 | 0 | 0 | 0 | 0 | 0 | 0 | 0 | 0 | 0 | 0 | 0 | 0 | 0 | 0 | 0 | 0 | 0 | 0 | 0 | 0 | 0 | 0 | 0 | 0 | 0 | 0 | 0 | 0 | 0 | 0 | 0 | 0 | 0 | 0 | 0 | 0 | 0 | 0
[19 empty] | Total | Sum of above (excl WAFU) | £000s | 9939.8827 | 11359.8659 | 14199.8324 | 56799.3294 | 49699.4133 | 2759.63 | 2743.6569 | 2733.7014 | 2730.3093 | 2717.524 | 2707.7326 | 2697.9411 | 2688.1497 | 2678.3583 | 2668.5669 | 2658.7755 | 2648.9841 | 2639.1926 | 2629.4012 | 2619.6098 | 5357.0154 | 5739.6807 | 6514.8028 | 18278.713 | 16306.638 | 2570.6527 | 2570.6527 | 2570.6527 | 2570.6527 | 2570.6527 | 2570.6527 | 2570.6527 | 2570.6527 | 2570.6527 | 2570.6527 | 2570.6527 | 2570.6527 | 2570.6527 | 2570.6527 | 2570.6527 | 5317.8498 | 5710.3065 | 6495.2199 | 18268.9216 | 16306.638 | 2570.6527 | 2570.6527 | 2570.6527 | 2570.6527 | 2570.6527 | 2570.6527 | 2570.6527 | 2570.6527 | 2570.6527 | 2570.6527 | 2570.6527 | 2570.6527 | 2570.6527 | 2570.6527 | 2570.6527 | 10189.3664 | 11277.754 | 13454.5293 | 46106.1592 | 40664.2209 | 2570.6527 | 2570.6527 | 2570.6527 | 2570.6527 | 2570.6527 | 2570.6527 | 2570.6527 | 2570.6527 | 2570.6527 | 2570.6527 | 2570.6527 | 2570.6527 | 2570.6527 | 2570.6527 | 2570.6527 | 0 | 0 | 0 | 0 | 0 | 0 | 0 | 0 | 0 | 0 | 0 | 0 | 0 | 0 | 0 | 0 | 0 | 0 | 0 | 0 | 0 | 0 | 0 | 0
58.1x | Raw water augmentation of Staunton Harold Reservoir with Site Q enhancements | MEL37 | Effluent reuse | N | 2025-26 | Capacity | 5 | 43538.9125 | 32189.1138 | 19450.5619 | 0 | 371.8286 | 89.6504 | 52101.1548 | 118.6058 | 119.6657 | 3 | 3 | Gains in WAFU / Savings in demand | Input | Ml/d | 0 | 0 | 0 | 0 | 0 | 5 | 5 | 5 | 5 | 5 | 5 | 5 | 5 | 5 | 5 | 5 | 5 | 5 | 5 | 5 | 5 | 5 | 5 | 5 | 5 | 5 | 5 | 5 | 5 | 5 | 5 | 5 | 5 | 5 | 5 | 5 | 5 | 5 | 5 | 5 | 5 | 5 | 5 | 5 | 5 | 5 | 5 | 5 | 5 | 5 | 5 | 5 | 5 | 5 | 5 | 5 | 5 | 5 | 5 | 5 | 5 | 5 | 5 | 5 | 5 | 5 | 5 | 5 | 5 | 5 | 5 | 5 | 5 | 5 | 5 | 5 | 5 | 5 | 5 | 5 | 0 | 0 | 0 | 0 | 0 | 0 | 0 | 0 | 0 | 0 | 0 | 0 | 0 | 0 | 0 | 0 | 0 | 0 | 0 | 0 | 0 | 0 | 0 | 0
[19 empty] | Fixed capex | Input | £000s | 1864.73 | 2131.12 | 2663.9 | 10655.6 | 9323.65 | 0 | 0 | 0 | 0 | 0 | 0 | 0 | 0 | 0 | 0 | 0 | 0 | 0 | 0 | 0 | 523.25 | 598 | 747.5 | 2990 | 2616.25 | 0 | 0 | 0 | 0 | 0 | 0 | 0 | 0 | 0 | 0 | 0 | 0 | 0 | 0 | 0 | 523.25 | 598 | 747.5 | 2990 | 2616.25 | 0 | 0 | 0 | 0 | 0 | 0 | 0 | 0 | 0 | 0 | 0 | 0 | 0 | 0 | 0 | 1450.05 | 1657.2 | 2071.5 | 8286 | 7250.25 | 0 | 0 | 0 | 0 | 0 | 0 | 0 | 0 | 0 | 0 | 0 | 0 | 0 | 0 | 0 | 0 | 0 | 0 | 0 | 0 | 0 | 0 | 0 | 0 | 0 | 0 | 0 | 0 | 0 | 0 | 0 | 0 | 0 | 0 | 0 | 0 | 0 | 0 | 0
[19 empty] | Variable capex | Input | £000s | 0 | 0 | 0 | 0 | 0 | 0 | 0 | 0 | 0 | 0 | 0 | 0 | 0 | 0 | 0 | 0 | 0 | 0 | 0 | 0 | 0 | 0 | 0 | 0 | 0 | 0 | 0 | 0 | 0 | 0 | 0 | 0 | 0 | 0 | 0 | 0 | 0 | 0 | 0 | 0 | 0 | 0 | 0 | 0 | 0 | 0 | 0 | 0 | 0 | 0 | 0 | 0 | 0 | 0 | 0 | 0 | 0 | 0 | 0 | 0 | 0 | 0 | 0 | 0 | 0 | 0 | 0 | 0 | 0 | 0 | 0 | 0 | 0 | 0 | 0 | 0 | 0 | 0 | 0 | 0 | 0 | 0 | 0 | 0 | 0 | 0 | 0 | 0 | 0 | 0 | 0 | 0 | 0 | 0 | 0 | 0 | 0 | 0 | 0 | 0 | 0 | 0 | 0 | 0
[19 empty] | Financing costs | Input | £000s | 0 | 0 | 0 | 0 | 0 | 0 | 0 | 0 | 0 | 0 | 0 | 0 | 0 | 0 | 0 | 0 | 0 | 0 | 0 | 0 | 0 | 0 | 0 | 0 | 0 | 0 | 0 | 0 | 0 | 0 | 0 | 0 | 0 | 0 | 0 | 0 | 0 | 0 | 0 | 0 | 0 | 0 | 0 | 0 | 0 | 0 | 0 | 0 | 0 | 0 | 0 | 0 | 0 | 0 | 0 | 0 | 0 | 0 | 0 | 0 | 0 | 0 | 0 | 0 | 0 | 0 | 0 | 0 | 0 | 0 | 0 | 0 | 0 | 0 | 0 | 0 | 0 | 0 | 0 | 0 | 0 | 0 | 0 | 0 | 0 | 0 | 0 | 0 | 0 | 0 | 0 | 0 | 0 | 0 | 0 | 0 | 0 | 0 | 0 | 0 | 0 | 0 | 0 | 0
[19 empty] | Fixed opex | Input | £000s | 0 | 0 | 0 | 0 | 0 | 52.6 | 52.6 | 52.6 | 52.6 | 52.6 | 52.6 | 52.6 | 52.6 | 52.6 | 52.6 | 52.6 | 52.6 | 52.6 | 52.6 | 52.6 | 52.6 | 52.6 | 52.6 | 52.6 | 52.6 | 52.6 | 52.6 | 52.6 | 52.6 | 52.6 | 52.6 | 52.6 | 52.6 | 52.6 | 52.6 | 52.6 | 52.6 | 52.6 | 52.6 | 52.6 | 52.6 | 52.6 | 52.6 | 52.6 | 52.6 | 52.6 | 52.6 | 52.6 | 52.6 | 52.6 | 52.6 | 52.6 | 52.6 | 52.6 | 52.6 | 52.6 | 52.6 | 52.6 | 52.6 | 52.6 | 52.6 | 52.6 | 52.6 | 52.6 | 52.6 | 52.6 | 52.6 | 52.6 | 52.6 | 52.6 | 52.6 | 52.6 | 52.6 | 52.6 | 52.6 | 52.6 | 52.6 | 52.6 | 52.6 | 52.6 | 0 | 0 | 0 | 0 | 0 | 0 | 0 | 0 | 0 | 0 | 0 | 0 | 0 | 0 | 0 | 0 | 0 | 0 | 0 | 0 | 0 | 0 | 0 | 0
[19 empty] | Variable opex | Input | £000s | 0 | 0 | 0 | 0 | 0 | 762.7 | 762.7 | 762.7 | 762.7 | 762.7 | 762.7 | 762.7 | 762.7 | 762.7 | 762.7 | 762.7 | 762.7 | 762.7 | 762.7 | 762.7 | 762.7 | 762.7 | 762.7 | 762.7 | 762.7 | 762.7 | 762.7 | 762.7 | 762.7 | 762.7 | 762.7 | 762.7 | 762.7 | 762.7 | 762.7 | 762.7 | 762.7 | 762.7 | 762.7 | 762.7 | 762.7 | 762.7 | 762.7 | 762.7 | 762.7 | 762.7 | 762.7 | 762.7 | 762.7 | 762.7 | 762.7 | 762.7 | 762.7 | 762.7 | 762.7 | 762.7 | 762.7 | 762.7 | 762.7 | 762.7 | 762.7 | 762.7 | 762.7 | 762.7 | 762.7 | 762.7 | 762.7 | 762.7 | 762.7 | 762.7 | 762.7 | 762.7 | 762.7 | 762.7 | 762.7 | 762.7 | 762.7 | 762.7 | 762.7 | 762.7 | 0 | 0 | 0 | 0 | 0 | 0 | 0 | 0 | 0 | 0 | 0 | 0 | 0 | 0 | 0 | 0 | 0 | 0 | 0 | 0 | 0 | 0 | 0 | 0
[19 empty] | Opex savings | Input | £000s | 0 | 0 | 0 | 0 | 0 | 0 | 0 | 0 | 0 | 0 | 0 | 0 | 0 | 0 | 0 | 0 | 0 | 0 | 0 | 0 | 0 | 0 | 0 | 0 | 0 | 0 | 0 | 0 | 0 | 0 | 0 | 0 | 0 | 0 | 0 | 0 | 0 | 0 | 0 | 0 | 0 | 0 | 0 | 0 | 0 | 0 | 0 | 0 | 0 | 0 | 0 | 0 | 0 | 0 | 0 | 0 | 0 | 0 | 0 | 0 | 0 | 0 | 0 | 0 | 0 | 0 | 0 | 0 | 0 | 0 | 0 | 0 | 0 | 0 | 0 | 0 | 0 | 0 | 0 | 0 | 0 | 0 | 0 | 0 | 0 | 0 | 0 | 0 | 0 | 0 | 0 | 0 | 0 | 0 | 0 | 0 | 0 | 0 | 0 | 0 | 0 | 0 | 0 | 0
[19 empty] | Fixed env & social | Input | £000s | 1.0059 | 1.1496 | 1.437 | 5.748 | 5.0295 | 0 | 0 | 0 | 0 | 0 | 0 | 0 | 0 | 0 | 0 | 0 | 0 | 0 | 0 | 0 | 0.28226 | 0.32258 | 0.40323 | 1.6129 | 1.4113 | 0 | 0 | 0 | 0 | 0 | 0 | 0 | 0 | 0 | 0 | 0 | 0 | 0 | 0 | 0 | 0.28226 | 0.32258 | 0.40323 | 1.6129 | 1.4113 | 0 | 0 | 0 | 0 | 0 | 0 | 0 | 0 | 0 | 0 | 0 | 0 | 0 | 0 | 0 | 0.78221 | 0.89395 | 1.1174 | 4.4698 | 3.911 | 0 | 0 | 0 | 0 | 0 | 0 | 0 | 0 | 0 | 0 | 0 | 0 | 0 | 0 | 0 | 0 | 0 | 0 | 0 | 0 | 0 | 0 | 0 | 0 | 0 | 0 | 0 | 0 | 0 | 0 | 0 | 0 | 0 | 0 | 0 | 0 | 0 | 0 | 0
[19 empty] | Variable env & social | Input | £000s | 0 | 0 | 0 | 0 | 0 | 3.03 | 3.03 | 3.03 | 3.03 | 3.03 | 3.03 | 3.03 | 3.03 | 3.03 | 3.03 | 3.03 | 3.03 | 3.03 | 3.03 | 3.03 | 3.03 | 3.03 | 3.03 | 3.03 | 3.03 | 3.03 | 3.03 | 3.03 | 3.03 | 3.03 | 3.03 | 3.03 | 3.03 | 3.03 | 3.03 | 3.03 | 3.03 | 3.03 | 3.03 | 3.03 | 3.03 | 3.03 | 3.03 | 3.03 | 3.03 | 3.03 | 3.03 | 3.03 | 3.03 | 3.03 | 3.03 | 3.03 | 3.03 | 3.03 | 3.03 | 3.03 | 3.03 | 3.03 | 3.03 | 3.03 | 3.03 | 3.03 | 3.03 | 3.03 | 3.03 | 3.03 | 3.03 | 3.03 | 3.03 | 3.03 | 3.03 | 3.03 | 3.03 | 3.03 | 3.03 | 3.03 | 3.03 | 3.03 | 3.03 | 3.03 | 0 | 0 | 0 | 0 | 0 | 0 | 0 | 0 | 0 | 0 | 0 | 0 | 0 | 0 | 0 | 0 | 0 | 0 | 0 | 0 | 0 | 0 | 0 | 0
[19 empty] | Fixed carbon costs | Input | £000s | 5.7342 | 6.5533 | 8.1917 | 32.7667 | 28.6709 | 0 | 0 | 0 | 0 | 0 | 0 | 0 | 0 | 0 | 0 | 0 | 0 | 0 | 0 | 0 | 1.609 | 1.8389 | 2.2986 | 9.1945 | 8.0452 | 0 | 0 | 0 | 0 | 0 | 0 | 0 | 0 | 0 | 0 | 0 | 0 | 0 | 0 | 0 | 1.609 | 1.8389 | 2.2986 | 9.1945 | 8.0452 | 0 | 0 | 0 | 0 | 0 | 0 | 0 | 0 | 0 | 0 | 0 | 0 | 0 | 0 | 0 | 4.459 | 5.096 | 6.37 | 25.48 | 22.295 | 0 | 0 | 0 | 0 | 0 | 0 | 0 | 0 | 0 | 0 | 0 | 0 | 0 | 0 | 0 | 0 | 0 | 0 | 0 | 0 | 0 | 0 | 0 | 0 | 0 | 0 | 0 | 0 | 0 | 0 | 0 | 0 | 0 | 0 | 0 | 0 | 0 | 0 | 0
[19 empty] | Variable carbon costs | Input | £000s | 0 | 0 | 0 | 0 | 0 | 30.26 | 28.0318 | 26.6431 | 26.17 | 24.3865 | 23.0207 | 21.6549 | 20.289 | 18.9232 | 17.5574 | 16.1916 | 14.8258 | 13.4599 | 12.0941 | 10.7283 | 9.3625 | 7.9966 | 6.6308 | 5.265 | 3.8992 | 3.8992 | 3.8992 | 3.8992 | 3.8992 | 3.8992 | 3.8992 | 3.8992 | 3.8992 | 3.8992 | 3.8992 | 3.8992 | 3.8992 | 3.8992 | 3.8992 | 3.8992 | 3.8992 | 3.8992 | 3.8992 | 3.8992 | 3.8992 | 3.8992 | 3.8992 | 3.8992 | 3.8992 | 3.8992 | 3.8992 | 3.8992 | 3.8992 | 3.8992 | 3.8992 | 3.8992 | 3.8992 | 3.8992 | 3.8992 | 3.8992 | 3.8992 | 3.8992 | 3.8992 | 3.8992 | 3.8992 | 3.8992 | 3.8992 | 3.8992 | 3.8992 | 3.8992 | 3.8992 | 3.8992 | 3.8992 | 3.8992 | 3.8992 | 3.8992 | 3.8992 | 3.8992 | 3.8992 | 3.8992 | 0 | 0 | 0 | 0 | 0 | 0 | 0 | 0 | 0 | 0 | 0 | 0 | 0 | 0 | 0 | 0 | 0 | 0 | 0 | 0 | 0 | 0 | 0 | 0
[19 empty] | Customer willingness to pay | Input | £000s | 0 | 0 | 0 | 0 | 0 | 0 | 0 | 0 | 0 | 0 | 0 | 0 | 0 | 0 | 0 | 0 | 0 | 0 | 0 | 0 | 0 | 0 | 0 | 0 | 0 | 0 | 0 | 0 | 0 | 0 | 0 | 0 | 0 | 0 | 0 | 0 | 0 | 0 | 0 | 0 | 0 | 0 | 0 | 0 | 0 | 0 | 0 | 0 | 0 | 0 | 0 | 0 | 0 | 0 | 0 | 0 | 0 | 0 | 0 | 0 | 0 | 0 | 0 | 0 | 0 | 0 | 0 | 0 | 0 | 0 | 0 | 0 | 0 | 0 | 0 | 0 | 0 | 0 | 0 | 0 | 0 | 0 | 0 | 0 | 0 | 0 | 0 | 0 | 0 | 0 | 0 | 0 | 0 | 0 | 0 | 0 | 0 | 0 | 0 | 0 | 0 | 0 | 0 | 0
[19 empty] | Total | Sum of above (excl WAFU) | £000s | 1871.4701 | 2138.8229 | 2673.5287 | 10694.1147 | 9357.3504 | 848.59 | 846.3618 | 844.9731 | 844.5 | 842.7165 | 841.3507 | 839.9849 | 838.619 | 837.2532 | 835.8874 | 834.5216 | 833.1558 | 831.7899 | 830.4241 | 829.0583 | 1352.8338 | 1426.4881 | 1575.1627 | 3824.4024 | 3447.9356 | 822.2292 | 822.2292 | 822.2292 | 822.2292 | 822.2292 | 822.2292 | 822.2292 | 822.2292 | 822.2292 | 822.2292 | 822.2292 | 822.2292 | 822.2292 | 822.2292 | 822.2292 | 1347.3705 | 1422.3907 | 1572.431 | 3823.0365 | 3447.9356 | 822.2292 | 822.2292 | 822.2292 | 822.2292 | 822.2292 | 822.2292 | 822.2292 | 822.2292 | 822.2292 | 822.2292 | 822.2292 | 822.2292 | 822.2292 | 822.2292 | 822.2292 | 2277.5204 | 2485.4191 | 2901.2166 | 9138.179 | 8098.6852 | 822.2292 | 822.2292 | 822.2292 | 822.2292 | 822.2292 | 822.2292 | 822.2292 | 822.2292 | 822.2292 | 822.2292 | 822.2292 | 822.2292 | 822.2292 | 822.2292 | 822.2292 | 0 | 0 | 0 | 0 | 0 | 0 | 0 | 0 | 0 | 0 | 0 | 0 | 0 | 0 | 0 | 0 | 0 | 0 | 0 | 0 | 0 | 0 | 0 | 0
58.1x | River Severn to Site C mutual support solution with supported River Avon abstractions - Size AA (Upper) | RAW11 | Bulk supply | N | 2035-36 | Capacity | 84.5 | 512278.4205 | 407707.7919 | 100449.2568 | 0 | 3733.1142 | 862.8939 | 512753.0568 | 99.1955 | 100.0927 | 3 | 3 | Gains in WAFU / Savings in demand | Input | Ml/d | 0 | 0 | 0 | 0 | 0 | 0 | 0 | 0 | 0 | 0 | 0 | 0 | 0 | 0 | 0 | 84.5 | 84.5 | 84.5 | 84.5 | 84.5 | 84.5 | 84.5 | 84.5 | 84.5 | 84.5 | 84.5 | 84.5 | 84.5 | 84.5 | 84.5 | 84.5 | 84.5 | 84.5 | 84.5 | 84.5 | 84.5 | 84.5 | 84.5 | 84.5 | 84.5 | 84.5 | 84.5 | 84.5 | 84.5 | 84.5 | 84.5 | 84.5 | 84.5 | 84.5 | 84.5 | 84.5 | 84.5 | 84.5 | 84.5 | 84.5 | 84.5 | 84.5 | 84.5 | 84.5 | 84.5 | 84.5 | 84.5 | 84.5 | 84.5 | 84.5 | 84.5 | 84.5 | 84.5 | 84.5 | 84.5 | 84.5 | 84.5 | 84.5 | 84.5 | 84.5 | 84.5 | 84.5 | 84.5 | 84.5 | 84.5 | 0 | 0 | 0 | 0 | 0 | 0 | 0 | 0 | 0 | 0 | 0 | 0 | 0 | 0 | 0 | 0 | 0 | 0 | 0 | 0 | 0 | 0 | 0 | 0
[19 empty] | Fixed capex | Input | £000s | 5066.84 | 10133.68 | 10133.68 | 15200.52 | 15200.52 | 25334.2 | 30401.04 | 50668.4 | 50668.4 | 50668.4 | 50668.4 | 50668.4 | 50668.4 | 50668.4 | 40534.72 | 0 | 0 | 0 | 0 | 0 | 435.68 | 871.36 | 871.36 | 1307.04 | 1307.04 | 2178.4 | 2614.08 | 4356.8 | 4356.8 | 4356.8 | 4356.8 | 4356.8 | 4356.8 | 4356.8 | 3485.44 | 0 | 0 | 0 | 0 | 0 | 435.68 | 871.36 | 871.36 | 1307.04 | 1307.04 | 2178.4 | 2614.08 | 4356.8 | 4356.8 | 4356.8 | 4356.8 | 4356.8 | 4356.8 | 4356.8 | 3485.44 | 0 | 0 | 0 | 0 | 0 | 710.83 | 1421.66 | 1421.66 | 2132.49 | 2132.49 | 3554.15 | 4264.98 | 7108.3 | 7108.3 | 7108.3 | 7108.3 | 7108.3 | 7108.3 | 7108.3 | 5686.64 | 0 | 0 | 0 | 0 | 0 | 0 | 0 | 0 | 0 | 0 | 0 | 0 | 0 | 0 | 0 | 0 | 0 | 0 | 0 | 0 | 0 | 0 | 0 | 0 | 0 | 0 | 0 | 0 | 0
[19 empty] | Variable capex | Input | £000s | 0 | 0 | 0 | 0 | 0 | 0 | 0 | 0 | 0 | 0 | 0 | 0 | 0 | 0 | 0 | 0 | 0 | 0 | 0 | 0 | 0 | 0 | 0 | 0 | 0 | 0 | 0 | 0 | 0 | 0 | 0 | 0 | 0 | 0 | 0 | 0 | 0 | 0 | 0 | 0 | 0 | 0 | 0 | 0 | 0 | 0 | 0 | 0 | 0 | 0 | 0 | 0 | 0 | 0 | 0 | 0 | 0 | 0 | 0 | 0 | 0 | 0 | 0 | 0 | 0 | 0 | 0 | 0 | 0 | 0 | 0 | 0 | 0 | 0 | 0 | 0 | 0 | 0 | 0 | 0 | 0 | 0 | 0 | 0 | 0 | 0 | 0 | 0 | 0 | 0 | 0 | 0 | 0 | 0 | 0 | 0 | 0 | 0 | 0 | 0 | 0 | 0 | 0 | 0
[19 empty] | Financing costs | Input | £000s | 0 | 0 | 0 | 0 | 0 | 0 | 0 | 0 | 0 | 0 | 0 | 0 | 0 | 0 | 0 | 0 | 0 | 0 | 0 | 0 | 0 | 0 | 0 | 0 | 0 | 0 | 0 | 0 | 0 | 0 | 0 | 0 | 0 | 0 | 0 | 0 | 0 | 0 | 0 | 0 | 0 | 0 | 0 | 0 | 0 | 0 | 0 | 0 | 0 | 0 | 0 | 0 | 0 | 0 | 0 | 0 | 0 | 0 | 0 | 0 | 0 | 0 | 0 | 0 | 0 | 0 | 0 | 0 | 0 | 0 | 0 | 0 | 0 | 0 | 0 | 0 | 0 | 0 | 0 | 0 | 0 | 0 | 0 | 0 | 0 | 0 | 0 | 0 | 0 | 0 | 0 | 0 | 0 | 0 | 0 | 0 | 0 | 0 | 0 | 0 | 0 | 0 | 0 | 0
[19 empty] | Fixed opex | Input | £000s | 0 | 0 | 0 | 0 | 0 | 0 | 0 | 0 | 0 | 0 | 0 | 0 | 0 | 0 | 0 | 688 | 688 | 688 | 688 | 688 | 688 | 688 | 688 | 688 | 688 | 688 | 688 | 688 | 688 | 688 | 688 | 688 | 688 | 688 | 688 | 688 | 688 | 688 | 688 | 688 | 688 | 688 | 688 | 688 | 688 | 688 | 688 | 688 | 688 | 688 | 688 | 688 | 688 | 688 | 688 | 688 | 688 | 688 | 688 | 688 | 688 | 688 | 688 | 688 | 688 | 688 | 688 | 688 | 688 | 688 | 688 | 688 | 688 | 688 | 688 | 688 | 688 | 688 | 688 | 688 | 0 | 0 | 0 | 0 | 0 | 0 | 0 | 0 | 0 | 0 | 0 | 0 | 0 | 0 | 0 | 0 | 0 | 0 | 0 | 0 | 0 | 0 | 0 | 0
[19 empty] | Variable opex | Input | £000s | 0 | 0 | 0 | 0 | 0 | 0 | 0 | 0 | 0 | 0 | 0 | 0 | 0 | 0 | 0 | 5359.7 | 5359.7 | 5359.7 | 5359.7 | 5359.7 | 5359.7 | 5359.7 | 5359.7 | 5359.7 | 5359.7 | 5359.7 | 5359.7 | 5359.7 | 5359.7 | 5359.7 | 5359.7 | 5359.7 | 5359.7 | 5359.7 | 5359.7 | 5359.7 | 5359.7 | 5359.7 | 5359.7 | 5359.7 | 5359.7 | 5359.7 | 5359.7 | 5359.7 | 5359.7 | 5359.7 | 5359.7 | 5359.7 | 5359.7 | 5359.7 | 5359.7 | 5359.7 | 5359.7 | 5359.7 | 5359.7 | 5359.7 | 5359.7 | 5359.7 | 5359.7 | 5359.7 | 5359.7 | 5359.7 | 5359.7 | 5359.7 | 5359.7 | 5359.7 | 5359.7 | 5359.7 | 5359.7 | 5359.7 | 5359.7 | 5359.7 | 5359.7 | 5359.7 | 5359.7 | 5359.7 | 5359.7 | 5359.7 | 5359.7 | 5359.7 | 0 | 0 | 0 | 0 | 0 | 0 | 0 | 0 | 0 | 0 | 0 | 0 | 0 | 0 | 0 | 0 | 0 | 0 | 0 | 0 | 0 | 0 | 0 | 0
[19 empty] | Opex savings | Input | £000s | 0 | 0 | 0 | 0 | 0 | 0 | 0 | 0 | 0 | 0 | 0 | 0 | 0 | 0 | 0 | 0 | 0 | 0 | 0 | 0 | 0 | 0 | 0 | 0 | 0 | 0 | 0 | 0 | 0 | 0 | 0 | 0 | 0 | 0 | 0 | 0 | 0 | 0 | 0 | 0 | 0 | 0 | 0 | 0 | 0 | 0 | 0 | 0 | 0 | 0 | 0 | 0 | 0 | 0 | 0 | 0 | 0 | 0 | 0 | 0 | 0 | 0 | 0 | 0 | 0 | 0 | 0 | 0 | 0 | 0 | 0 | 0 | 0 | 0 | 0 | 0 | 0 | 0 | 0 | 0 | 0 | 0 | 0 | 0 | 0 | 0 | 0 | 0 | 0 | 0 | 0 | 0 | 0 | 0 | 0 | 0 | 0 | 0 | 0 | 0 | 0 | 0 | 0 | 0
[19 empty] | Fixed env & social | Input | £000s | 0.5061 | 1.0122 | 1.0122 | 1.5183 | 1.5183 | 2.5305 | 3.0366 | 5.061 | 5.061 | 5.061 | 5.061 | 5.061 | 5.061 | 5.061 | 4.0488 | 0 | 0 | 0 | 0 | 0 | 0.043518 | 0.087036 | 0.087036 | 0.13055 | 0.13055 | 0.21759 | 0.26111 | 0.43518 | 0.43518 | 0.43518 | 0.43518 | 0.43518 | 0.43518 | 0.43518 | 0.34814 | 0 | 0 | 0 | 0 | 0 | 0.043518 | 0.087036 | 0.087036 | 0.13055 | 0.13055 | 0.21759 | 0.26111 | 0.43518 | 0.43518 | 0.43518 | 0.43518 | 0.43518 | 0.43518 | 0.43518 | 0.34814 | 0 | 0 | 0 | 0 | 0 | 0.071001 | 0.142 | 0.142 | 0.213 | 0.213 | 0.35501 | 0.42601 | 0.71001 | 0.71001 | 0.71001 | 0.71001 | 0.71001 | 0.71001 | 0.71001 | 0.56801 | 0 | 0 | 0 | 0 | 0 | 0 | 0 | 0 | 0 | 0 | 0 | 0 | 0 | 0 | 0 | 0 | 0 | 0 | 0 | 0 | 0 | 0 | 0 | 0 | 0 | 0 | 0 | 0 | 0
[19 empty] | Variable env & social | Input | £000s | 0 | 0 | 0 | 0 | 0 | 0 | 0 | 0 | 0 | 0 | 0 | 0 | 0 | 0 | 0 | 49.5 | 49.5 | 49.5 | 49.5 | 49.5 | 49.5 | 49.5 | 49.5 | 49.5 | 49.5 | 49.5 | 49.5 | 49.5 | 49.5 | 49.5 | 49.5 | 49.5 | 49.5 | 49.5 | 49.5 | 49.5 | 49.5 | 49.5 | 49.5 | 49.5 | 49.5 | 49.5 | 49.5 | 49.5 | 49.5 | 49.5 | 49.5 | 49.5 | 49.5 | 49.5 | 49.5 | 49.5 | 49.5 | 49.5 | 49.5 | 49.5 | 49.5 | 49.5 | 49.5 | 49.5 | 49.5 | 49.5 | 49.5 | 49.5 | 49.5 | 49.5 | 49.5 | 49.5 | 49.5 | 49.5 | 49.5 | 49.5 | 49.5 | 49.5 | 49.5 | 49.5 | 49.5 | 49.5 | 49.5 | 49.5 | 0 | 0 | 0 | 0 | 0 | 0 | 0 | 0 | 0 | 0 | 0 | 0 | 0 | 0 | 0 | 0 | 0 | 0 | 0 | 0 | 0 | 0 | 0 | 0
[19 empty] | Fixed carbon costs | Input | £000s | 5.2076 | 10.4151 | 10.4151 | 15.6227 | 15.6227 | 26.0378 | 31.2454 | 52.0757 | 52.0757 | 52.0757 | 52.0757 | 52.0757 | 52.0757 | 52.0757 | 41.6605 | 0 | 0 | 0 | 0 | 0 | 0.44778 | 0.89556 | 0.89556 | 1.3433 | 1.3433 | 2.2389 | 2.6867 | 4.4778 | 4.4778 | 4.4778 | 4.4778 | 4.4778 | 4.4778 | 4.4778 | 3.5822 | 0 | 0 | 0 | 0 | 0 | 0.44778 | 0.89556 | 0.89556 | 1.3433 | 1.3433 | 2.2389 | 2.6867 | 4.4778 | 4.4778 | 4.4778 | 4.4778 | 4.4778 | 4.4778 | 4.4778 | 3.5822 | 0 | 0 | 0 | 0 | 0 | 0.73057 | 1.4611 | 1.4611 | 2.1917 | 2.1917 | 3.6529 | 4.3834 | 7.3057 | 7.3057 | 7.3057 | 7.3057 | 7.3057 | 7.3057 | 7.3057 | 5.8446 | 0 | 0 | 0 | 0 | 0 | 0 | 0 | 0 | 0 | 0 | 0 | 0 | 0 | 0 | 0 | 0 | 0 | 0 | 0 | 0 | 0 | 0 | 0 | 0 | 0 | 0 | 0 | 0 | 0
[19 empty] | Variable carbon costs | Input | £000s | 0 | 0 | 0 | 0 | 0 | 0 | 0 | 0 | 0 | 0 | 0 | 0 | 0 | 0 | 0 | 545.7199 | 499.6863 | 453.6527 | 407.6191 | 361.5855 | 315.5519 | 269.5183 | 223.4847 | 177.4512 | 131.4176 | 131.4176 | 131.4176 | 131.4176 | 131.4176 | 131.4176 | 131.4176 | 131.4176 | 131.4176 | 131.4176 | 131.4176 | 131.4176 | 131.4176 | 131.4176 | 131.4176 | 131.4176 | 131.4176 | 131.4176 | 131.4176 | 131.4176 | 131.4176 | 131.4176 | 131.4176 | 131.4176 | 131.4176 | 131.4176 | 131.4176 | 131.4176 | 131.4176 | 131.4176 | 131.4176 | 131.4176 | 131.4176 | 131.4176 | 131.4176 | 131.4176 | 131.4176 | 131.4176 | 131.4176 | 131.4176 | 131.4176 | 131.4176 | 131.4176 | 131.4176 | 131.4176 | 131.4176 | 131.4176 | 131.4176 | 131.4176 | 131.4176 | 131.4176 | 131.4176 | 131.4176 | 131.4176 | 131.4176 | 131.4176 | 0 | 0 | 0 | 0 | 0 | 0 | 0 | 0 | 0 | 0 | 0 | 0 | 0 | 0 | 0 | 0 | 0 | 0 | 0 | 0 | 0 | 0 | 0 | 0
[19 empty] | Customer willingness to pay | Input | £000s | 0 | 0 | 0 | 0 | 0 | 0 | 0 | 0 | 0 | 0 | 0 | 0 | 0 | 0 | 0 | 0 | 0 | 0 | 0 | 0 | 0 | 0 | 0 | 0 | 0 | 0 | 0 | 0 | 0 | 0 | 0 | 0 | 0 | 0 | 0 | 0 | 0 | 0 | 0 | 0 | 0 | 0 | 0 | 0 | 0 | 0 | 0 | 0 | 0 | 0 | 0 | 0 | 0 | 0 | 0 | 0 | 0 | 0 | 0 | 0 | 0 | 0 | 0 | 0 | 0 | 0 | 0 | 0 | 0 | 0 | 0 | 0 | 0 | 0 | 0 | 0 | 0 | 0 | 0 | 0 | 0 | 0 | 0 | 0 | 0 | 0 | 0 | 0 | 0 | 0 | 0 | 0 | 0 | 0 | 0 | 0 | 0 | 0 | 0 | 0 | 0 | 0 | 0 | 0
[19 empty] | Total | Sum of above (excl WAFU) | £000s | 5072.5537 | 10145.1073 | 10145.1073 | 15217.661 | 15217.661 | 25362.7683 | 30435.322 | 50725.5367 | 50725.5367 | 50725.5367 | 50725.5367 | 50725.5367 | 50725.5367 | 50725.5367 | 40580.4293 | 6642.9199 | 6596.8863 | 6550.8527 | 6504.8191 | 6458.7855 | 6848.9232 | 7239.0609 | 7193.0273 | 7583.165 | 7537.1315 | 8409.4741 | 8845.6454 | 10590.3305 | 10590.3305 | 10590.3305 | 10590.3305 | 10590.3305 | 10590.3305 | 10590.3305 | 9717.9879 | 6228.6176 | 6228.6176 | 6228.6176 | 6228.6176 | 6228.6176 | 6664.7889 | 7100.9602 | 7100.9602 | 7537.1315 | 7537.1315 | 8409.4741 | 8845.6454 | 10590.3305 | 10590.3305 | 10590.3305 | 10590.3305 | 10590.3305 | 10590.3305 | 10590.3305 | 9717.9879 | 6228.6176 | 6228.6176 | 6228.6176 | 6228.6176 | 6228.6176 | 6940.2491 | 7651.8807 | 7651.8807 | 8363.5123 | 8363.5123 | 9786.7754 | 10498.407 | 13344.9333 | 13344.9333 | 13344.9333 | 13344.9333 | 13344.9333 | 13344.9333 | 13344.9333 | 11921.6702 | 6228.6176 | 6228.6176 | 6228.6176 | 6228.6176 | 6228.6176 | 0 | 0 | 0 | 0 | 0 | 0 | 0 | 0 | 0 | 0 | 0 | 0 | 0 | 0 | 0 | 0 | 0 | 0 | 0 | 0 | 0 | 0 | 0 | 0
58.1x | River Severn to Site C mutual support solution with supported River Avon abstractions - Size CB (Mid) | RAW13 | Bulk supply | N | 2035-36 | Capacity | 79 | 478934.8547 | 452142.6366 | 95242.1794 | 0 | 4003.0645 | 800.3772 | 552188.2578 | 114.2921 | 115.2951 | 3 | 3 | Gains in WAFU / Savings in demand | Input | Ml/d | 0 | 0 | 0 | 0 | 0 | 0 | 0 | 0 | 0 | 0 | 0 | 0 | 0 | 0 | 0 | 79 | 79 | 79 | 79 | 79 | 79 | 79 | 79 | 79 | 79 | 79 | 79 | 79 | 79 | 79 | 79 | 79 | 79 | 79 | 79 | 79 | 79 | 79 | 79 | 79 | 79 | 79 | 79 | 79 | 79 | 79 | 79 | 79 | 79 | 79 | 79 | 79 | 79 | 79 | 79 | 79 | 79 | 79 | 79 | 79 | 79 | 79 | 79 | 79 | 79 | 79 | 79 | 79 | 79 | 79 | 79 | 79 | 79 | 79 | 79 | 79 | 79 | 79 | 79 | 79 | 0 | 0 | 0 | 0 | 0 | 0 | 0 | 0 | 0 | 0 | 0 | 0 | 0 | 0 | 0 | 0 | 0 | 0 | 0 | 0 | 0 | 0 | 0 | 0
[19 empty] | Fixed capex | Input | £000s | 5571.1 | 11142.2 | 11142.2 | 16713.3 | 16713.3 | 27855.5 | 33426.6 | 55711 | 55711 | 55711 | 55711 | 55711 | 55711 | 55711 | 44568.8 | 0 | 0 | 0 | 0 | 0 | 430.6 | 861.2 | 861.2 | 1291.8 | 1291.8 | 2153 | 2583.6 | 4306 | 4306 | 4306 | 4306 | 4306 | 4306 | 4306 | 3444.8 | 0 | 0 | 0 | 0 | 0 | 430.6 | 861.2 | 861.2 | 1291.8 | 1291.8 | 2153 | 2583.6 | 4306 | 4306 | 4306 | 4306 | 4306 | 4306 | 4306 | 3444.8 | 0 | 0 | 0 | 0 | 0 | 1367.93 | 2735.86 | 2735.86 | 4103.79 | 4103.79 | 6839.65 | 8207.58 | 13679.3 | 13679.3 | 13679.3 | 13679.3 | 13679.3 | 13679.3 | 13679.3 | 10943.44 | 0 | 0 | 0 | 0 | 0 | 0 | 0 | 0 | 0 | 0 | 0 | 0 | 0 | 0 | 0 | 0 | 0 | 0 | 0 | 0 | 0 | 0 | 0 | 0 | 0 | 0 | 0 | 0 | 0
[19 empty] | Variable capex | Input | £000s | 0 | 0 | 0 | 0 | 0 | 0 | 0 | 0 | 0 | 0 | 0 | 0 | 0 | 0 | 0 | 0 | 0 | 0 | 0 | 0 | 0 | 0 | 0 | 0 | 0 | 0 | 0 | 0 | 0 | 0 | 0 | 0 | 0 | 0 | 0 | 0 | 0 | 0 | 0 | 0 | 0 | 0 | 0 | 0 | 0 | 0 | 0 | 0 | 0 | 0 | 0 | 0 | 0 | 0 | 0 | 0 | 0 | 0 | 0 | 0 | 0 | 0 | 0 | 0 | 0 | 0 | 0 | 0 | 0 | 0 | 0 | 0 | 0 | 0 | 0 | 0 | 0 | 0 | 0 | 0 | 0 | 0 | 0 | 0 | 0 | 0 | 0 | 0 | 0 | 0 | 0 | 0 | 0 | 0 | 0 | 0 | 0 | 0 | 0 | 0 | 0 | 0 | 0 | 0
[19 empty] | Financing costs | Input | £000s | 0 | 0 | 0 | 0 | 0 | 0 | 0 | 0 | 0 | 0 | 0 | 0 | 0 | 0 | 0 | 0 | 0 | 0 | 0 | 0 | 0 | 0 | 0 | 0 | 0 | 0 | 0 | 0 | 0 | 0 | 0 | 0 | 0 | 0 | 0 | 0 | 0 | 0 | 0 | 0 | 0 | 0 | 0 | 0 | 0 | 0 | 0 | 0 | 0 | 0 | 0 | 0 | 0 | 0 | 0 | 0 | 0 | 0 | 0 | 0 | 0 | 0 | 0 | 0 | 0 | 0 | 0 | 0 | 0 | 0 | 0 | 0 | 0 | 0 | 0 | 0 | 0 | 0 | 0 | 0 | 0 | 0 | 0 | 0 | 0 | 0 | 0 | 0 | 0 | 0 | 0 | 0 | 0 | 0 | 0 | 0 | 0 | 0 | 0 | 0 | 0 | 0 | 0 | 0
[19 empty] | Fixed opex | Input | £000s | 0 | 0 | 0 | 0 | 0 | 0 | 0 | 0 | 0 | 0 | 0 | 0 | 0 | 0 | 0 | 644.4 | 644.4 | 644.4 | 644.4 | 644.4 | 644.4 | 644.4 | 644.4 | 644.4 | 644.4 | 644.4 | 644.4 | 644.4 | 644.4 | 644.4 | 644.4 | 644.4 | 644.4 | 644.4 | 644.4 | 644.4 | 644.4 | 644.4 | 644.4 | 644.4 | 644.4 | 644.4 | 644.4 | 644.4 | 644.4 | 644.4 | 644.4 | 644.4 | 644.4 | 644.4 | 644.4 | 644.4 | 644.4 | 644.4 | 644.4 | 644.4 | 644.4 | 644.4 | 644.4 | 644.4 | 644.4 | 644.4 | 644.4 | 644.4 | 644.4 | 644.4 | 644.4 | 644.4 | 644.4 | 644.4 | 644.4 | 644.4 | 644.4 | 644.4 | 644.4 | 644.4 | 644.4 | 644.4 | 644.4 | 644.4 | 0 | 0 | 0 | 0 | 0 | 0 | 0 | 0 | 0 | 0 | 0 | 0 | 0 | 0 | 0 | 0 | 0 | 0 | 0 | 0 | 0 | 0 | 0 | 0
[19 empty] | Variable opex | Input | £000s | 0 | 0 | 0 | 0 | 0 | 0 | 0 | 0 | 0 | 0 | 0 | 0 | 0 | 0 | 0 | 5089.8 | 5089.8 | 5089.8 | 5089.8 | 5089.8 | 5089.8 | 5089.8 | 5089.8 | 5089.8 | 5089.8 | 5089.8 | 5089.8 | 5089.8 | 5089.8 | 5089.8 | 5089.8 | 5089.8 | 5089.8 | 5089.8 | 5089.8 | 5089.8 | 5089.8 | 5089.8 | 5089.8 | 5089.8 | 5089.8 | 5089.8 | 5089.8 | 5089.8 | 5089.8 | 5089.8 | 5089.8 | 5089.8 | 5089.8 | 5089.8 | 5089.8 | 5089.8 | 5089.8 | 5089.8 | 5089.8 | 5089.8 | 5089.8 | 5089.8 | 5089.8 | 5089.8 | 5089.8 | 5089.8 | 5089.8 | 5089.8 | 5089.8 | 5089.8 | 5089.8 | 5089.8 | 5089.8 | 5089.8 | 5089.8 | 5089.8 | 5089.8 | 5089.8 | 5089.8 | 5089.8 | 5089.8 | 5089.8 | 5089.8 | 5089.8 | 0 | 0 | 0 | 0 | 0 | 0 | 0 | 0 | 0 | 0 | 0 | 0 | 0 | 0 | 0 | 0 | 0 | 0 | 0 | 0 | 0 | 0 | 0 | 0
[19 empty] | Opex savings | Input | £000s | 0 | 0 | 0 | 0 | 0 | 0 | 0 | 0 | 0 | 0 | 0 | 0 | 0 | 0 | 0 | 0 | 0 | 0 | 0 | 0 | 0 | 0 | 0 | 0 | 0 | 0 | 0 | 0 | 0 | 0 | 0 | 0 | 0 | 0 | 0 | 0 | 0 | 0 | 0 | 0 | 0 | 0 | 0 | 0 | 0 | 0 | 0 | 0 | 0 | 0 | 0 | 0 | 0 | 0 | 0 | 0 | 0 | 0 | 0 | 0 | 0 | 0 | 0 | 0 | 0 | 0 | 0 | 0 | 0 | 0 | 0 | 0 | 0 | 0 | 0 | 0 | 0 | 0 | 0 | 0 | 0 | 0 | 0 | 0 | 0 | 0 | 0 | 0 | 0 | 0 | 0 | 0 | 0 | 0 | 0 | 0 | 0 | 0 | 0 | 0 | 0 | 0 | 0 | 0
[19 empty] | Fixed env & social | Input | £000s | 0.8448 | 1.6896 | 1.6896 | 2.5344 | 2.5344 | 4.224 | 5.0688 | 8.448 | 8.448 | 8.448 | 8.448 | 8.448 | 8.448 | 8.448 | 6.7584 | 0 | 0 | 0 | 0 | 0 | 0.065296 | 0.13059 | 0.13059 | 0.19589 | 0.19589 | 0.32648 | 0.39178 | 0.65296 | 0.65296 | 0.65296 | 0.65296 | 0.65296 | 0.65296 | 0.65296 | 0.52237 | 0 | 0 | 0 | 0 | 0 | 0.065296 | 0.13059 | 0.13059 | 0.19589 | 0.19589 | 0.32648 | 0.39178 | 0.65296 | 0.65296 | 0.65296 | 0.65296 | 0.65296 | 0.65296 | 0.65296 | 0.52237 | 0 | 0 | 0 | 0 | 0 | 0.20743 | 0.41487 | 0.41487 | 0.6223 | 0.6223 | 1.0372 | 1.2446 | 2.0743 | 2.0743 | 2.0743 | 2.0743 | 2.0743 | 2.0743 | 2.0743 | 1.6595 | 0 | 0 | 0 | 0 | 0 | 0 | 0 | 0 | 0 | 0 | 0 | 0 | 0 | 0 | 0 | 0 | 0 | 0 | 0 | 0 | 0 | 0 | 0 | 0 | 0 | 0 | 0 | 0 | 0
[19 empty] | Variable env & social | Input | £000s | 0 | 0 | 0 | 0 | 0 | 0 | 0 | 0 | 0 | 0 | 0 | 0 | 0 | 0 | 0 | 44.06 | 44.06 | 44.06 | 44.06 | 44.06 | 44.06 | 44.06 | 44.06 | 44.06 | 44.06 | 44.06 | 44.06 | 44.06 | 44.06 | 44.06 | 44.06 | 44.06 | 44.06 | 44.06 | 44.06 | 44.06 | 44.06 | 44.06 | 44.06 | 44.06 | 44.06 | 44.06 | 44.06 | 44.06 | 44.06 | 44.06 | 44.06 | 44.06 | 44.06 | 44.06 | 44.06 | 44.06 | 44.06 | 44.06 | 44.06 | 44.06 | 44.06 | 44.06 | 44.06 | 44.06 | 44.06 | 44.06 | 44.06 | 44.06 | 44.06 | 44.06 | 44.06 | 44.06 | 44.06 | 44.06 | 44.06 | 44.06 | 44.06 | 44.06 | 44.06 | 44.06 | 44.06 | 44.06 | 44.06 | 44.06 | 0 | 0 | 0 | 0 | 0 | 0 | 0 | 0 | 0 | 0 | 0 | 0 | 0 | 0 | 0 | 0 | 0 | 0 | 0 | 0 | 0 | 0 | 0 | 0
[19 empty] | Fixed carbon costs | Input | £000s | 10.459 | 20.918 | 20.918 | 31.3771 | 31.3771 | 52.2951 | 62.7541 | 104.5902 | 104.5902 | 104.5902 | 104.5902 | 104.5902 | 104.5902 | 104.5902 | 83.6722 | 0 | 0 | 0 | 0 | 0 | 0.8084 | 1.6168 | 1.6168 | 2.4252 | 2.4252 | 4.042 | 4.8504 | 8.084 | 8.084 | 8.084 | 8.084 | 8.084 | 8.084 | 8.084 | 6.4672 | 0 | 0 | 0 | 0 | 0 | 0.8084 | 1.6168 | 1.6168 | 2.4252 | 2.4252 | 4.042 | 4.8504 | 8.084 | 8.084 | 8.084 | 8.084 | 8.084 | 8.084 | 8.084 | 6.4672 | 0 | 0 | 0 | 0 | 0 | 2.5681 | 5.1362 | 5.1362 | 7.7043 | 7.7043 | 12.8406 | 15.4087 | 25.6811 | 25.6811 | 25.6811 | 25.6811 | 25.6811 | 25.6811 | 25.6811 | 20.5449 | 0 | 0 | 0 | 0 | 0 | 0 | 0 | 0 | 0 | 0 | 0 | 0 | 0 | 0 | 0 | 0 | 0 | 0 | 0 | 0 | 0 | 0 | 0 | 0 | 0 | 0 | 0 | 0 | 0
[19 empty] | Variable carbon costs | Input | £000s | 0 | 0 | 0 | 0 | 0 | 0 | 0 | 0 | 0 | 0 | 0 | 0 | 0 | 0 | 0 | 519.3966 | 475.5835 | 431.7704 | 387.9573 | 344.1441 | 300.331 | 256.5179 | 212.7048 | 168.8917 | 125.0785 | 125.0785 | 125.0785 | 125.0785 | 125.0785 | 125.0785 | 125.0785 | 125.0785 | 125.0785 | 125.0785 | 125.0785 | 125.0785 | 125.0785 | 125.0785 | 125.0785 | 125.0785 | 125.0785 | 125.0785 | 125.0785 | 125.0785 | 125.0785 | 125.0785 | 125.0785 | 125.0785 | 125.0785 | 125.0785 | 125.0785 | 125.0785 | 125.0785 | 125.0785 | 125.0785 | 125.0785 | 125.0785 | 125.0785 | 125.0785 | 125.0785 | 125.0785 | 125.0785 | 125.0785 | 125.0785 | 125.0785 | 125.0785 | 125.0785 | 125.0785 | 125.0785 | 125.0785 | 125.0785 | 125.0785 | 125.0785 | 125.0785 | 125.0785 | 125.0785 | 125.0785 | 125.0785 | 125.0785 | 125.0785 | 0 | 0 | 0 | 0 | 0 | 0 | 0 | 0 | 0 | 0 | 0 | 0 | 0 | 0 | 0 | 0 | 0 | 0 | 0 | 0 | 0 | 0 | 0 | 0
[19 empty] | Customer willingness to pay | Input | £000s | 0 | 0 | 0 | 0 | 0 | 0 | 0 | 0 | 0 | 0 | 0 | 0 | 0 | 0 | 0 | 0 | 0 | 0 | 0 | 0 | 0 | 0 | 0 | 0 | 0 | 0 | 0 | 0 | 0 | 0 | 0 | 0 | 0 | 0 | 0 | 0 | 0 | 0 | 0 | 0 | 0 | 0 | 0 | 0 | 0 | 0 | 0 | 0 | 0 | 0 | 0 | 0 | 0 | 0 | 0 | 0 | 0 | 0 | 0 | 0 | 0 | 0 | 0 | 0 | 0 | 0 | 0 | 0 | 0 | 0 | 0 | 0 | 0 | 0 | 0 | 0 | 0 | 0 | 0 | 0 | 0 | 0 | 0 | 0 | 0 | 0 | 0 | 0 | 0 | 0 | 0 | 0 | 0 | 0 | 0 | 0 | 0 | 0 | 0 | 0 | 0 | 0 | 0 | 0
[19 empty] | Total | Sum of above (excl WAFU) | £000s | 5582.4038 | 11164.8076 | 11164.8076 | 16747.2115 | 16747.2115 | 27912.0191 | 33494.4229 | 55824.0382 | 55824.0382 | 55824.0382 | 55824.0382 | 55824.0382 | 55824.0382 | 55824.0382 | 44659.2306 | 6297.6566 | 6253.8435 | 6210.0304 | 6166.2173 | 6122.4041 | 6510.0647 | 6897.7253 | 6853.9122 | 7241.5727 | 7197.7596 | 8060.707 | 8492.1807 | 10218.0754 | 10218.0754 | 10218.0754 | 10218.0754 | 10218.0754 | 10218.0754 | 10218.0754 | 9355.1281 | 5903.3385 | 5903.3385 | 5903.3385 | 5903.3385 | 5903.3385 | 6334.8122 | 6766.2859 | 6766.2859 | 7197.7596 | 7197.7596 | 8060.707 | 8492.1807 | 10218.0754 | 10218.0754 | 10218.0754 | 10218.0754 | 10218.0754 | 10218.0754 | 10218.0754 | 9355.1281 | 5903.3385 | 5903.3385 | 5903.3385 | 5903.3385 | 5903.3385 | 7274.0441 | 8644.7496 | 8644.7496 | 10015.4552 | 10015.4552 | 12756.8662 | 14127.5718 | 19610.394 | 19610.394 | 19610.394 | 19610.394 | 19610.394 | 19610.394 | 19610.394 | 16868.9829 | 5903.3385 | 5903.3385 | 5903.3385 | 5903.3385 | 5903.3385 | 0 | 0 | 0 | 0 | 0 | 0 | 0 | 0 | 0 | 0 | 0 | 0 | 0 | 0 | 0 | 0 | 0 | 0 | 0 | 0 | 0 | 0 | 0 | 0
58.1x | River Severn to Site C mutual support solution with supported River Avon abstractions - Size DA (Lower) | RAW14 | Bulk supply | N | 2030-31 | Capacity | 64.5 | 469021.4792 | 387585.4744 | 90620.7073 | 0 | 4634.8851 | 762.0892 | 483603.1561 | 101.9583 | 103.109 | 3 | 3 | Gains in WAFU / Savings in demand | Input | Ml/d | 0 | 0 | 0 | 0 | 0 | 0 | 0 | 0 | 0 | 0 | 64.5 | 64.5 | 64.5 | 64.5 | 64.5 | 64.5 | 64.5 | 64.5 | 64.5 | 64.5 | 64.5 | 64.5 | 64.5 | 64.5 | 64.5 | 64.5 | 64.5 | 64.5 | 64.5 | 64.5 | 64.5 | 64.5 | 64.5 | 64.5 | 64.5 | 64.5 | 64.5 | 64.5 | 64.5 | 64.5 | 64.5 | 64.5 | 64.5 | 64.5 | 64.5 | 64.5 | 64.5 | 64.5 | 64.5 | 64.5 | 64.5 | 64.5 | 64.5 | 64.5 | 64.5 | 64.5 | 64.5 | 64.5 | 64.5 | 64.5 | 64.5 | 64.5 | 64.5 | 64.5 | 64.5 | 64.5 | 64.5 | 64.5 | 64.5 | 64.5 | 64.5 | 64.5 | 64.5 | 64.5 | 64.5 | 64.5 | 64.5 | 64.5 | 64.5 | 64.5 | 0 | 0 | 0 | 0 | 0 | 0 | 0 | 0 | 0 | 0 | 0 | 0 | 0 | 0 | 0 | 0 | 0 | 0 | 0 | 0 | 0 | 0 | 0 | 0
[19 empty] | Fixed capex | Input | £000s | 8701.74 | 13052.61 | 26105.22 | 30456.09 | 39157.83 | 43508.7 | 56561.31 | 87017.4 | 87017.4 | 43508.7 | 0 | 0 | 0 | 0 | 0 | 0 | 0 | 0 | 0 | 0 | 742.84 | 1114.26 | 2228.52 | 2599.94 | 3342.78 | 3714.2 | 4828.46 | 7428.4 | 7428.4 | 3714.2 | 0 | 0 | 0 | 0 | 0 | 0 | 0 | 0 | 0 | 0 | 742.84 | 1114.26 | 2228.52 | 2599.94 | 3342.78 | 3714.2 | 4828.46 | 7428.4 | 7428.4 | 3714.2 | 0 | 0 | 0 | 0 | 0 | 0 | 0 | 0 | 0 | 0 | 1231.24 | 1846.86 | 3693.72 | 4309.34 | 5540.58 | 6156.2 | 8003.06 | 12312.4 | 12312.4 | 6156.2 | 0 | 0 | 0 | 0 | 0 | 0 | 0 | 0 | 0 | 0 | 0 | 0 | 0 | 0 | 0 | 0 | 0 | 0 | 0 | 0 | 0 | 0 | 0 | 0 | 0 | 0 | 0 | 0 | 0 | 0 | 0 | 0 | 0 | 0
[19 empty] | Variable capex | Input | £000s | 0 | 0 | 0 | 0 | 0 | 0 | 0 | 0 | 0 | 0 | 0 | 0 | 0 | 0 | 0 | 0 | 0 | 0 | 0 | 0 | 0 | 0 | 0 | 0 | 0 | 0 | 0 | 0 | 0 | 0 | 0 | 0 | 0 | 0 | 0 | 0 | 0 | 0 | 0 | 0 | 0 | 0 | 0 | 0 | 0 | 0 | 0 | 0 | 0 | 0 | 0 | 0 | 0 | 0 | 0 | 0 | 0 | 0 | 0 | 0 | 0 | 0 | 0 | 0 | 0 | 0 | 0 | 0 | 0 | 0 | 0 | 0 | 0 | 0 | 0 | 0 | 0 | 0 | 0 | 0 | 0 | 0 | 0 | 0 | 0 | 0 | 0 | 0 | 0 | 0 | 0 | 0 | 0 | 0 | 0 | 0 | 0 | 0 | 0 | 0 | 0 | 0 | 0 | 0
[19 empty] | Financing costs | Input | £000s | 0 | 0 | 0 | 0 | 0 | 0 | 0 | 0 | 0 | 0 | 0 | 0 | 0 | 0 | 0 | 0 | 0 | 0 | 0 | 0 | 0 | 0 | 0 | 0 | 0 | 0 | 0 | 0 | 0 | 0 | 0 | 0 | 0 | 0 | 0 | 0 | 0 | 0 | 0 | 0 | 0 | 0 | 0 | 0 | 0 | 0 | 0 | 0 | 0 | 0 | 0 | 0 | 0 | 0 | 0 | 0 | 0 | 0 | 0 | 0 | 0 | 0 | 0 | 0 | 0 | 0 | 0 | 0 | 0 | 0 | 0 | 0 | 0 | 0 | 0 | 0 | 0 | 0 | 0 | 0 | 0 | 0 | 0 | 0 | 0 | 0 | 0 | 0 | 0 | 0 | 0 | 0 | 0 | 0 | 0 | 0 | 0 | 0 | 0 | 0 | 0 | 0 | 0 | 0
[19 empty] | Fixed opex | Input | £000s | 0 | 0 | 0 | 0 | 0 | 0 | 0 | 0 | 0 | 0 | 529.2 | 529.2 | 529.2 | 529.2 | 529.2 | 529.2 | 529.2 | 529.2 | 529.2 | 529.2 | 529.2 | 529.2 | 529.2 | 529.2 | 529.2 | 529.2 | 529.2 | 529.2 | 529.2 | 529.2 | 529.2 | 529.2 | 529.2 | 529.2 | 529.2 | 529.2 | 529.2 | 529.2 | 529.2 | 529.2 | 529.2 | 529.2 | 529.2 | 529.2 | 529.2 | 529.2 | 529.2 | 529.2 | 529.2 | 529.2 | 529.2 | 529.2 | 529.2 | 529.2 | 529.2 | 529.2 | 529.2 | 529.2 | 529.2 | 529.2 | 529.2 | 529.2 | 529.2 | 529.2 | 529.2 | 529.2 | 529.2 | 529.2 | 529.2 | 529.2 | 529.2 | 529.2 | 529.2 | 529.2 | 529.2 | 529.2 | 529.2 | 529.2 | 529.2 | 529.2 | 0 | 0 | 0 | 0 | 0 | 0 | 0 | 0 | 0 | 0 | 0 | 0 | 0 | 0 | 0 | 0 | 0 | 0 | 0 | 0 | 0 | 0 | 0 | 0
[19 empty] | Variable opex | Input | £000s | 0 | 0 | 0 | 0 | 0 | 0 | 0 | 0 | 0 | 0 | 4019.5 | 4019.5 | 4019.5 | 4019.5 | 4019.5 | 4019.5 | 4019.5 | 4019.5 | 4019.5 | 4019.5 | 4019.5 | 4019.5 | 4019.5 | 4019.5 | 4019.5 | 4019.5 | 4019.5 | 4019.5 | 4019.5 | 4019.5 | 4019.5 | 4019.5 | 4019.5 | 4019.5 | 4019.5 | 4019.5 | 4019.5 | 4019.5 | 4019.5 | 4019.5 | 4019.5 | 4019.5 | 4019.5 | 4019.5 | 4019.5 | 4019.5 | 4019.5 | 4019.5 | 4019.5 | 4019.5 | 4019.5 | 4019.5 | 4019.5 | 4019.5 | 4019.5 | 4019.5 | 4019.5 | 4019.5 | 4019.5 | 4019.5 | 4019.5 | 4019.5 | 4019.5 | 4019.5 | 4019.5 | 4019.5 | 4019.5 | 4019.5 | 4019.5 | 4019.5 | 4019.5 | 4019.5 | 4019.5 | 4019.5 | 4019.5 | 4019.5 | 4019.5 | 4019.5 | 4019.5 | 4019.5 | 0 | 0 | 0 | 0 | 0 | 0 | 0 | 0 | 0 | 0 | 0 | 0 | 0 | 0 | 0 | 0 | 0 | 0 | 0 | 0 | 0 | 0 | 0 | 0
[19 empty] | Opex savings | Input | £000s | 0 | 0 | 0 | 0 | 0 | 0 | 0 | 0 | 0 | 0 | 0 | 0 | 0 | 0 | 0 | 0 | 0 | 0 | 0 | 0 | 0 | 0 | 0 | 0 | 0 | 0 | 0 | 0 | 0 | 0 | 0 | 0 | 0 | 0 | 0 | 0 | 0 | 0 | 0 | 0 | 0 | 0 | 0 | 0 | 0 | 0 | 0 | 0 | 0 | 0 | 0 | 0 | 0 | 0 | 0 | 0 | 0 | 0 | 0 | 0 | 0 | 0 | 0 | 0 | 0 | 0 | 0 | 0 | 0 | 0 | 0 | 0 | 0 | 0 | 0 | 0 | 0 | 0 | 0 | 0 | 0 | 0 | 0 | 0 | 0 | 0 | 0 | 0 | 0 | 0 | 0 | 0 | 0 | 0 | 0 | 0 | 0 | 0 | 0 | 0 | 0 | 0 | 0 | 0
[19 empty] | Fixed env & social | Input | £000s | 1.0122 | 1.5183 | 3.0366 | 3.5427 | 4.5549 | 5.061 | 6.5793 | 10.122 | 10.122 | 5.061 | 0 | 0 | 0 | 0 | 0 | 0 | 0 | 0 | 0 | 0 | 0.086408 | 0.12961 | 0.25922 | 0.30243 | 0.38884 | 0.43204 | 0.56165 | 0.86408 | 0.86408 | 0.43204 | 0 | 0 | 0 | 0 | 0 | 0 | 0 | 0 | 0 | 0 | 0.086408 | 0.12961 | 0.25922 | 0.30243 | 0.38884 | 0.43204 | 0.56165 | 0.86408 | 0.86408 | 0.43204 | 0 | 0 | 0 | 0 | 0 | 0 | 0 | 0 | 0 | 0 | 0.14322 | 0.21483 | 0.42966 | 0.50127 | 0.64449 | 0.7161 | 0.93093 | 1.4322 | 1.4322 | 0.7161 | 0 | 0 | 0 | 0 | 0 | 0 | 0 | 0 | 0 | 0 | 0 | 0 | 0 | 0 | 0 | 0 | 0 | 0 | 0 | 0 | 0 | 0 | 0 | 0 | 0 | 0 | 0 | 0 | 0 | 0 | 0 | 0 | 0 | 0
[19 empty] | Variable env & social | Input | £000s | 0 | 0 | 0 | 0 | 0 | 0 | 0 | 0 | 0 | 0 | 35.99 | 35.99 | 35.99 | 35.99 | 35.99 | 35.99 | 35.99 | 35.99 | 35.99 | 35.99 | 35.99 | 35.99 | 35.99 | 35.99 | 35.99 | 35.99 | 35.99 | 35.99 | 35.99 | 35.99 | 35.99 | 35.99 | 35.99 | 35.99 | 35.99 | 35.99 | 35.99 | 35.99 | 35.99 | 35.99 | 35.99 | 35.99 | 35.99 | 35.99 | 35.99 | 35.99 | 35.99 | 35.99 | 35.99 | 35.99 | 35.99 | 35.99 | 35.99 | 35.99 | 35.99 | 35.99 | 35.99 | 35.99 | 35.99 | 35.99 | 35.99 | 35.99 | 35.99 | 35.99 | 35.99 | 35.99 | 35.99 | 35.99 | 35.99 | 35.99 | 35.99 | 35.99 | 35.99 | 35.99 | 35.99 | 35.99 | 35.99 | 35.99 | 35.99 | 35.99 | 0 | 0 | 0 | 0 | 0 | 0 | 0 | 0 | 0 | 0 | 0 | 0 | 0 | 0 | 0 | 0 | 0 | 0 | 0 | 0 | 0 | 0 | 0 | 0
[19 empty] | Fixed carbon costs | Input | £000s | 10.1811 | 15.2716 | 30.5433 | 35.6338 | 45.8149 | 50.9054 | 66.1771 | 101.8109 | 101.8109 | 50.9054 | 0 | 0 | 0 | 0 | 0 | 0 | 0 | 0 | 0 | 0 | 0.86913 | 1.3037 | 2.6074 | 3.0419 | 3.9111 | 4.3456 | 5.6493 | 8.6913 | 8.6913 | 4.3456 | 0 | 0 | 0 | 0 | 0 | 0 | 0 | 0 | 0 | 0 | 0.86913 | 1.3037 | 2.6074 | 3.0419 | 3.9111 | 4.3456 | 5.6493 | 8.6913 | 8.6913 | 4.3456 | 0 | 0 | 0 | 0 | 0 | 0 | 0 | 0 | 0 | 0 | 1.4406 | 2.1608 | 4.3217 | 5.042 | 6.4825 | 7.2028 | 9.3636 | 14.4056 | 14.4056 | 7.2028 | 0 | 0 | 0 | 0 | 0 | 0 | 0 | 0 | 0 | 0 | 0 | 0 | 0 | 0 | 0 | 0 | 0 | 0 | 0 | 0 | 0 | 0 | 0 | 0 | 0 | 0 | 0 | 0 | 0 | 0 | 0 | 0 | 0 | 0
[19 empty] | Variable carbon costs | Input | £000s | 0 | 0 | 0 | 0 | 0 | 0 | 0 | 0 | 0 | 0 | 580.3811 | 545.9469 | 511.5128 | 477.0787 | 442.6445 | 408.2104 | 373.7763 | 339.3421 | 304.908 | 270.4739 | 236.0397 | 201.6056 | 167.1715 | 132.7373 | 98.3032 | 98.3032 | 98.3032 | 98.3032 | 98.3032 | 98.3032 | 98.3032 | 98.3032 | 98.3032 | 98.3032 | 98.3032 | 98.3032 | 98.3032 | 98.3032 | 98.3032 | 98.3032 | 98.3032 | 98.3032 | 98.3032 | 98.3032 | 98.3032 | 98.3032 | 98.3032 | 98.3032 | 98.3032 | 98.3032 | 98.3032 | 98.3032 | 98.3032 | 98.3032 | 98.3032 | 98.3032 | 98.3032 | 98.3032 | 98.3032 | 98.3032 | 98.3032 | 98.3032 | 98.3032 | 98.3032 | 98.3032 | 98.3032 | 98.3032 | 98.3032 | 98.3032 | 98.3032 | 98.3032 | 98.3032 | 98.3032 | 98.3032 | 98.3032 | 98.3032 | 98.3032 | 98.3032 | 98.3032 | 98.3032 | 0 | 0 | 0 | 0 | 0 | 0 | 0 | 0 | 0 | 0 | 0 | 0 | 0 | 0 | 0 | 0 | 0 | 0 | 0 | 0 | 0 | 0 | 0 | 0
[19 empty] | Customer willingness to pay | Input | £000s | 0 | 0 | 0 | 0 | 0 | 0 | 0 | 0 | 0 | 0 | 0 | 0 | 0 | 0 | 0 | 0 | 0 | 0 | 0 | 0 | 0 | 0 | 0 | 0 | 0 | 0 | 0 | 0 | 0 | 0 | 0 | 0 | 0 | 0 | 0 | 0 | 0 | 0 | 0 | 0 | 0 | 0 | 0 | 0 | 0 | 0 | 0 | 0 | 0 | 0 | 0 | 0 | 0 | 0 | 0 | 0 | 0 | 0 | 0 | 0 | 0 | 0 | 0 | 0 | 0 | 0 | 0 | 0 | 0 | 0 | 0 | 0 | 0 | 0 | 0 | 0 | 0 | 0 | 0 | 0 | 0 | 0 | 0 | 0 | 0 | 0 | 0 | 0 | 0 | 0 | 0 | 0 | 0 | 0 | 0 | 0 | 0 | 0 | 0 | 0 | 0 | 0 | 0 | 0
[19 empty] | Total | Sum of above (excl WAFU) | £000s | 8712.9333 | 13069.3999 | 26138.7999 | 30495.2665 | 39208.1998 | 43564.6664 | 56634.0664 | 87129.3329 | 87129.3329 | 43564.6664 | 5165.0711 | 5130.6369 | 5096.2028 | 5061.7687 | 5027.3345 | 4992.9004 | 4958.4663 | 4924.0321 | 4889.598 | 4855.1639 | 5564.5253 | 5901.9889 | 6983.2481 | 7320.7117 | 8030.0731 | 8401.9709 | 9517.6642 | 12120.9486 | 12120.9486 | 8401.9709 | 4682.9932 | 4682.9932 | 4682.9932 | 4682.9932 | 4682.9932 | 4682.9932 | 4682.9932 | 4682.9932 | 4682.9932 | 4682.9932 | 5426.7887 | 5798.6865 | 6914.3798 | 7286.2776 | 8030.0731 | 8401.9709 | 9517.6642 | 12120.9486 | 12120.9486 | 8401.9709 | 4682.9932 | 4682.9932 | 4682.9932 | 4682.9932 | 4682.9932 | 4682.9932 | 4682.9932 | 4682.9932 | 4682.9932 | 4682.9932 | 5915.817 | 6532.2289 | 8381.4645 | 8997.8764 | 10230.7002 | 10847.1121 | 12696.3478 | 17011.231 | 17011.231 | 10847.1121 | 4682.9932 | 4682.9932 | 4682.9932 | 4682.9932 | 4682.9932 | 4682.9932 | 4682.9932 | 4682.9932 | 4682.9932 | 4682.9932 | 0 | 0 | 0 | 0 | 0 | 0 | 0 | 0 | 0 | 0 | 0 | 0 | 0 | 0 | 0 | 0 | 0 | 0 | 0 | 0 | 0 | 0 | 0 | 0
58.3a | Options to increase potable imports | [20 empty] | 0 | 0 | 0 | 0 | 0 | 0 | 0 | 0 | 0 | 0 | 0 | 0 | 0 | 0 | 0 | 0 | 0 | 0 | 0 | 0 | 0 | 0 | 0 | 0 | 0 | 0 | 0 | 0 | 0 | 0 | 0 | 0 | 0 | 0 | 0 | 0 | 0 | 0 | 0 | 0 | 0 | 0 | 0 | 0 | 0 | 0 | 0 | 0 | 0 | 0 | 0 | 0 | 0 | 0 | 0 | 0 | 0 | 0 | 0 | 0 | 0 | 0 | 0 | 0 | 0 | 0 | 0 | 0 | 0 | 0 | 0 | 0 | 0 | 0 | 0 | 0 | 0 | 0 | 0 | 0 | 0 | 0 | 0 | 0 | 0 | 0 | 0 | 0 | 0 | 0 | 0 | 0 | 0 | 0 | 0 | 0 | 0 | 0 | 0 | 0 | 0 | 0 | 0 | 0
58.1x | Potable water import to Site R with Site R to Ambergate pipeline capacity increase | BAM02 | Bulk supply | N | 2025-26 | Capacity | 60 | 522466.9503 | 229283.6583 | 832893.4324 | 0 | 3493.4786 | 105.5592 | 1065776.1284 | 203.3003 | 203.9892 | 3 | 3 | Gains in WAFU / Savings in demand | Input | Ml/d | 0 | 0 | 0 | 0 | 0 | 60 | 60 | 60 | 60 | 60 | 60 | 60 | 60 | 60 | 60 | 60 | 60 | 60 | 60 | 60 | 60 | 60 | 60 | 60 | 60 | 60 | 60 | 60 | 60 | 60 | 60 | 60 | 60 | 60 | 60 | 60 | 60 | 60 | 60 | 60 | 60 | 60 | 60 | 60 | 60 | 60 | 60 | 60 | 60 | 60 | 60 | 60 | 60 | 60 | 60 | 60 | 60 | 60 | 60 | 60 | 60 | 60 | 60 | 60 | 60 | 60 | 60 | 60 | 60 | 60 | 60 | 60 | 60 | 60 | 60 | 60 | 60 | 60 | 60 | 60 | 0 | 0 | 0 | 0 | 0 | 0 | 0 | 0 | 0 | 0 | 0 | 0 | 0 | 0 | 0 | 0 | 0 | 0 | 0 | 0 | 0 | 0 | 0 | 0
[19 empty] | Fixed capex | Input | £000s | 15391.6 | 17590.4 | 21988 | 87952 | 76958 | 0 | 0 | 0 | 0 | 0 | 0 | 0 | 0 | 0 | 0 | 0 | 0 | 0 | 0 | 0 | 2135.7 | 2440.8 | 3051 | 12204 | 10678.5 | 0 | 0 | 0 | 0 | 0 | 0 | 0 | 0 | 0 | 0 | 0 | 0 | 0 | 0 | 0 | 2135.7 | 2440.8 | 3051 | 12204 | 10678.5 | 0 | 0 | 0 | 0 | 0 | 0 | 0 | 0 | 0 | 0 | 0 | 0 | 0 | 0 | 0 | 4447.1 | 5082.4 | 6353 | 25412 | 22235.5 | 0 | 0 | 0 | 0 | 0 | 0 | 0 | 0 | 0 | 0 | 0 | 0 | 0 | 0 | 0 | 0 | 0 | 0 | 0 | 0 | 0 | 0 | 0 | 0 | 0 | 0 | 0 | 0 | 0 | 0 | 0 | 0 | 0 | 0 | 0 | 0 | 0 | 0 | 0
[19 empty] | Variable capex | Input | £000s | 0 | 0 | 0 | 0 | 0 | 0 | 0 | 0 | 0 | 0 | 0 | 0 | 0 | 0 | 0 | 0 | 0 | 0 | 0 | 0 | 0 | 0 | 0 | 0 | 0 | 0 | 0 | 0 | 0 | 0 | 0 | 0 | 0 | 0 | 0 | 0 | 0 | 0 | 0 | 0 | 0 | 0 | 0 | 0 | 0 | 0 | 0 | 0 | 0 | 0 | 0 | 0 | 0 | 0 | 0 | 0 | 0 | 0 | 0 | 0 | 0 | 0 | 0 | 0 | 0 | 0 | 0 | 0 | 0 | 0 | 0 | 0 | 0 | 0 | 0 | 0 | 0 | 0 | 0 | 0 | 0 | 0 | 0 | 0 | 0 | 0 | 0 | 0 | 0 | 0 | 0 | 0 | 0 | 0 | 0 | 0 | 0 | 0 | 0 | 0 | 0 | 0 | 0 | 0
[19 empty] | Financing costs | Input | £000s | 0 | 0 | 0 | 0 | 0 | 0 | 0 | 0 | 0 | 0 | 0 | 0 | 0 | 0 | 0 | 0 | 0 | 0 | 0 | 0 | 0 | 0 | 0 | 0 | 0 | 0 | 0 | 0 | 0 | 0 | 0 | 0 | 0 | 0 | 0 | 0 | 0 | 0 | 0 | 0 | 0 | 0 | 0 | 0 | 0 | 0 | 0 | 0 | 0 | 0 | 0 | 0 | 0 | 0 | 0 | 0 | 0 | 0 | 0 | 0 | 0 | 0 | 0 | 0 | 0 | 0 | 0 | 0 | 0 | 0 | 0 | 0 | 0 | 0 | 0 | 0 | 0 | 0 | 0 | 0 | 0 | 0 | 0 | 0 | 0 | 0 | 0 | 0 | 0 | 0 | 0 | 0 | 0 | 0 | 0 | 0 | 0 | 0 | 0 | 0 | 0 | 0 | 0 | 0
[19 empty] | Fixed opex | Input | £000s | 0 | 0 | 0 | 0 | 0 | 129 | 129 | 129 | 129 | 129 | 129 | 129 | 129 | 129 | 129 | 129 | 129 | 129 | 129 | 129 | 129 | 129 | 129 | 129 | 129 | 129 | 129 | 129 | 129 | 129 | 129 | 129 | 129 | 129 | 129 | 129 | 129 | 129 | 129 | 129 | 129 | 129 | 129 | 129 | 129 | 129 | 129 | 129 | 129 | 129 | 129 | 129 | 129 | 129 | 129 | 129 | 129 | 129 | 129 | 129 | 129 | 129 | 129 | 129 | 129 | 129 | 129 | 129 | 129 | 129 | 129 | 129 | 129 | 129 | 129 | 129 | 129 | 129 | 129 | 129 | 0 | 0 | 0 | 0 | 0 | 0 | 0 | 0 | 0 | 0 | 0 | 0 | 0 | 0 | 0 | 0 | 0 | 0 | 0 | 0 | 0 | 0 | 0 | 0
[19 empty] | Variable opex | Input | £000s | 0 | 0 | 0 | 0 | 0 | 34783 | 34783 | 34783 | 34783 | 34783 | 34783 | 34783 | 34783 | 34783 | 34783 | 34783 | 34783 | 34783 | 34783 | 34783 | 34783 | 34783 | 34783 | 34783 | 34783 | 34783 | 34783 | 34783 | 34783 | 34783 | 34783 | 34783 | 34783 | 34783 | 34783 | 34783 | 34783 | 34783 | 34783 | 34783 | 34783 | 34783 | 34783 | 34783 | 34783 | 34783 | 34783 | 34783 | 34783 | 34783 | 34783 | 34783 | 34783 | 34783 | 34783 | 34783 | 34783 | 34783 | 34783 | 34783 | 34783 | 34783 | 34783 | 34783 | 34783 | 34783 | 34783 | 34783 | 34783 | 34783 | 34783 | 34783 | 34783 | 34783 | 34783 | 34783 | 34783 | 34783 | 34783 | 34783 | 0 | 0 | 0 | 0 | 0 | 0 | 0 | 0 | 0 | 0 | 0 | 0 | 0 | 0 | 0 | 0 | 0 | 0 | 0 | 0 | 0 | 0 | 0 | 0
[19 empty] | Opex savings | Input | £000s | 0 | 0 | 0 | 0 | 0 | 0 | 0 | 0 | 0 | 0 | 0 | 0 | 0 | 0 | 0 | 0 | 0 | 0 | 0 | 0 | 0 | 0 | 0 | 0 | 0 | 0 | 0 | 0 | 0 | 0 | 0 | 0 | 0 | 0 | 0 | 0 | 0 | 0 | 0 | 0 | 0 | 0 | 0 | 0 | 0 | 0 | 0 | 0 | 0 | 0 | 0 | 0 | 0 | 0 | 0 | 0 | 0 | 0 | 0 | 0 | 0 | 0 | 0 | 0 | 0 | 0 | 0 | 0 | 0 | 0 | 0 | 0 | 0 | 0 | 0 | 0 | 0 | 0 | 0 | 0 | 0 | 0 | 0 | 0 | 0 | 0 | 0 | 0 | 0 | 0 | 0 | 0 | 0 | 0 | 0 | 0 | 0 | 0 | 0 | 0 | 0 | 0 | 0 | 0
[19 empty] | Fixed env & social | Input | £000s | 4.844 | 5.536 | 6.92 | 27.68 | 24.22 | 0 | 0 | 0 | 0 | 0 | 0 | 0 | 0 | 0 | 0 | 0 | 0 | 0 | 0 | 0 | 0.67214 | 0.76816 | 0.9602 | 3.8408 | 3.3607 | 0 | 0 | 0 | 0 | 0 | 0 | 0 | 0 | 0 | 0 | 0 | 0 | 0 | 0 | 0 | 0.67214 | 0.76816 | 0.9602 | 3.8408 | 3.3607 | 0 | 0 | 0 | 0 | 0 | 0 | 0 | 0 | 0 | 0 | 0 | 0 | 0 | 0 | 0 | 1.3996 | 1.5995 | 1.9994 | 7.9976 | 6.9979 | 0 | 0 | 0 | 0 | 0 | 0 | 0 | 0 | 0 | 0 | 0 | 0 | 0 | 0 | 0 | 0 | 0 | 0 | 0 | 0 | 0 | 0 | 0 | 0 | 0 | 0 | 0 | 0 | 0 | 0 | 0 | 0 | 0 | 0 | 0 | 0 | 0 | 0 | 0
[19 empty] | Variable env & social | Input | £000s | 0 | 0 | 0 | 0 | 0 | 1.4 | 1.4 | 1.4 | 1.4 | 1.4 | 1.4 | 1.4 | 1.4 | 1.4 | 1.4 | 1.4 | 1.4 | 1.4 | 1.4 | 1.4 | 1.4 | 1.4 | 1.4 | 1.4 | 1.4 | 1.4 | 1.4 | 1.4 | 1.4 | 1.4 | 1.4 | 1.4 | 1.4 | 1.4 | 1.4 | 1.4 | 1.4 | 1.4 | 1.4 | 1.4 | 1.4 | 1.4 | 1.4 | 1.4 | 1.4 | 1.4 | 1.4 | 1.4 | 1.4 | 1.4 | 1.4 | 1.4 | 1.4 | 1.4 | 1.4 | 1.4 | 1.4 | 1.4 | 1.4 | 1.4 | 1.4 | 1.4 | 1.4 | 1.4 | 1.4 | 1.4 | 1.4 | 1.4 | 1.4 | 1.4 | 1.4 | 1.4 | 1.4 | 1.4 | 1.4 | 1.4 | 1.4 | 1.4 | 1.4 | 1.4 | 0 | 0 | 0 | 0 | 0 | 0 | 0 | 0 | 0 | 0 | 0 | 0 | 0 | 0 | 0 | 0 | 0 | 0 | 0 | 0 | 0 | 0 | 0 | 0
[19 empty] | Fixed carbon costs | Input | £000s | 27.9882 | 31.9866 | 39.9832 | 159.9328 | 139.9412 | 0 | 0 | 0 | 0 | 0 | 0 | 0 | 0 | 0 | 0 | 0 | 0 | 0 | 0 | 0 | 3.8836 | 4.4384 | 5.548 | 22.1919 | 19.4179 | 0 | 0 | 0 | 0 | 0 | 0 | 0 | 0 | 0 | 0 | 0 | 0 | 0 | 0 | 0 | 3.8836 | 4.4384 | 5.548 | 22.1919 | 19.4179 | 0 | 0 | 0 | 0 | 0 | 0 | 0 | 0 | 0 | 0 | 0 | 0 | 0 | 0 | 0 | 8.0867 | 9.2419 | 11.5524 | 46.2094 | 40.4333 | 0 | 0 | 0 | 0 | 0 | 0 | 0 | 0 | 0 | 0 | 0 | 0 | 0 | 0 | 0 | 0 | 0 | 0 | 0 | 0 | 0 | 0 | 0 | 0 | 0 | 0 | 0 | 0 | 0 | 0 | 0 | 0 | 0 | 0 | 0 | 0 | 0 | 0 | 0
[19 empty] | Variable carbon costs | Input | £000s | 0 | 0 | 0 | 0 | 0 | 341.2056 | 316.0818 | 300.423 | 295.0875 | 274.9777 | 259.577 | 244.1762 | 228.7755 | 213.3747 | 197.974 | 182.5732 | 167.1724 | 151.7717 | 136.3709 | 120.9702 | 105.5694 | 90.1686 | 74.7679 | 59.3671 | 43.9664 | 43.9664 | 43.9664 | 43.9664 | 43.9664 | 43.9664 | 43.9664 | 43.9664 | 43.9664 | 43.9664 | 43.9664 | 43.9664 | 43.9664 | 43.9664 | 43.9664 | 43.9664 | 43.9664 | 43.9664 | 43.9664 | 43.9664 | 43.9664 | 43.9664 | 43.9664 | 43.9664 | 43.9664 | 43.9664 | 43.9664 | 43.9664 | 43.9664 | 43.9664 | 43.9664 | 43.9664 | 43.9664 | 43.9664 | 43.9664 | 43.9664 | 43.9664 | 43.9664 | 43.9664 | 43.9664 | 43.9664 | 43.9664 | 43.9664 | 43.9664 | 43.9664 | 43.9664 | 43.9664 | 43.9664 | 43.9664 | 43.9664 | 43.9664 | 43.9664 | 43.9664 | 43.9664 | 43.9664 | 43.9664 | 0 | 0 | 0 | 0 | 0 | 0 | 0 | 0 | 0 | 0 | 0 | 0 | 0 | 0 | 0 | 0 | 0 | 0 | 0 | 0 | 0 | 0 | 0 | 0
[19 empty] | Customer willingness to pay | Input | £000s | 0 | 0 | 0 | 0 | 0 | 0 | 0 | 0 | 0 | 0 | 0 | 0 | 0 | 0 | 0 | 0 | 0 | 0 | 0 | 0 | 0 | 0 | 0 | 0 | 0 | 0 | 0 | 0 | 0 | 0 | 0 | 0 | 0 | 0 | 0 | 0 | 0 | 0 | 0 | 0 | 0 | 0 | 0 | 0 | 0 | 0 | 0 | 0 | 0 | 0 | 0 | 0 | 0 | 0 | 0 | 0 | 0 | 0 | 0 | 0 | 0 | 0 | 0 | 0 | 0 | 0 | 0 | 0 | 0 | 0 | 0 | 0 | 0 | 0 | 0 | 0 | 0 | 0 | 0 | 0 | 0 | 0 | 0 | 0 | 0 | 0 | 0 | 0 | 0 | 0 | 0 | 0 | 0 | 0 | 0 | 0 | 0 | 0 | 0 | 0 | 0 | 0 | 0 | 0
[19 empty] | Total | Sum of above (excl WAFU) | £000s | 15424.4322 | 17627.9226 | 22034.9032 | 88139.6128 | 77122.1612 | 35254.6056 | 35229.4818 | 35213.823 | 35208.4875 | 35188.3777 | 35172.977 | 35157.5762 | 35142.1755 | 35126.7747 | 35111.374 | 35095.9732 | 35080.5724 | 35065.1717 | 35049.7709 | 35034.3702 | 37159.2251 | 37449.5752 | 38045.6761 | 47202.7998 | 45658.645 | 34957.3664 | 34957.3664 | 34957.3664 | 34957.3664 | 34957.3664 | 34957.3664 | 34957.3664 | 34957.3664 | 34957.3664 | 34957.3664 | 34957.3664 | 34957.3664 | 34957.3664 | 34957.3664 | 34957.3664 | 37097.6221 | 37403.3729 | 38014.8745 | 47187.3991 | 45658.645 | 34957.3664 | 34957.3664 | 34957.3664 | 34957.3664 | 34957.3664 | 34957.3664 | 34957.3664 | 34957.3664 | 34957.3664 | 34957.3664 | 34957.3664 | 34957.3664 | 34957.3664 | 34957.3664 | 34957.3664 | 39413.9526 | 40050.6078 | 41323.9181 | 60423.5734 | 57240.2975 | 34957.3664 | 34957.3664 | 34957.3664 | 34957.3664 | 34957.3664 | 34957.3664 | 34957.3664 | 34957.3664 | 34957.3664 | 34957.3664 | 34957.3664 | 34957.3664 | 34957.3664 | 34957.3664 | 34957.3664 | 0 | 0 | 0 | 0 | 0 | 0 | 0 | 0 | 0 | 0 | 0 | 0 | 0 | 0 | 0 | 0 | 0 | 0 | 0 | 0 | 0 | 0 | 0 | 0
58.1x | Potable water import to Chesterfield | RIV01 | Bulk supply | N | 2025-26 | Capacity | 20 | 174155.6501 | 41316.0128 | 181250.7036 | 0 | 581.4624 | 119.2059 | 223267.3848 | 127.7976 | 128.1999 | 3 | 3 | Gains in WAFU / Savings in demand | Input | Ml/d | 0 | 0 | 0 | 0 | 0 | 20 | 20 | 20 | 20 | 20 | 20 | 20 | 20 | 20 | 20 | 20 | 20 | 20 | 20 | 20 | 20 | 20 | 20 | 20 | 20 | 20 | 20 | 20 | 20 | 20 | 20 | 20 | 20 | 20 | 20 | 20 | 20 | 20 | 20 | 20 | 20 | 20 | 20 | 20 | 20 | 20 | 20 | 20 | 20 | 20 | 20 | 20 | 20 | 20 | 20 | 20 | 20 | 20 | 20 | 20 | 20 | 20 | 20 | 20 | 20 | 20 | 20 | 20 | 20 | 20 | 20 | 20 | 20 | 20 | 20 | 20 | 20 | 20 | 20 | 20 | 0 | 0 | 0 | 0 | 0 | 0 | 0 | 0 | 0 | 0 | 0 | 0 | 0 | 0 | 0 | 0 | 0 | 0 | 0 | 0 | 0 | 0 | 0 | 0
[19 empty] | Fixed capex | Input | £000s | 2974.93 | 3399.92 | 4249.9 | 16999.6 | 14874.65 | 0 | 0 | 0 | 0 | 0 | 0 | 0 | 0 | 0 | 0 | 0 | 0 | 0 | 0 | 0 | 198.17 | 226.48 | 283.1 | 1132.4 | 990.85 | 0 | 0 | 0 | 0 | 0 | 0 | 0 | 0 | 0 | 0 | 0 | 0 | 0 | 0 | 0 | 198.17 | 226.48 | 283.1 | 1132.4 | 990.85 | 0 | 0 | 0 | 0 | 0 | 0 | 0 | 0 | 0 | 0 | 0 | 0 | 0 | 0 | 0 | 418.88 | 478.72 | 598.4 | 2393.6 | 2094.4 | 0 | 0 | 0 | 0 | 0 | 0 | 0 | 0 | 0 | 0 | 0 | 0 | 0 | 0 | 0 | 0 | 0 | 0 | 0 | 0 | 0 | 0 | 0 | 0 | 0 | 0 | 0 | 0 | 0 | 0 | 0 | 0 | 0 | 0 | 0 | 0 | 0 | 0 | 0
[19 empty] | Variable capex | Input | £000s | 0 | 0 | 0 | 0 | 0 | 0 | 0 | 0 | 0 | 0 | 0 | 0 | 0 | 0 | 0 | 0 | 0 | 0 | 0 | 0 | 0 | 0 | 0 | 0 | 0 | 0 | 0 | 0 | 0 | 0 | 0 | 0 | 0 | 0 | 0 | 0 | 0 | 0 | 0 | 0 | 0 | 0 | 0 | 0 | 0 | 0 | 0 | 0 | 0 | 0 | 0 | 0 | 0 | 0 | 0 | 0 | 0 | 0 | 0 | 0 | 0 | 0 | 0 | 0 | 0 | 0 | 0 | 0 | 0 | 0 | 0 | 0 | 0 | 0 | 0 | 0 | 0 | 0 | 0 | 0 | 0 | 0 | 0 | 0 | 0 | 0 | 0 | 0 | 0 | 0 | 0 | 0 | 0 | 0 | 0 | 0 | 0 | 0 | 0 | 0 | 0 | 0 | 0 | 0
[19 empty] | Financing costs | Input | £000s | 0 | 0 | 0 | 0 | 0 | 0 | 0 | 0 | 0 | 0 | 0 | 0 | 0 | 0 | 0 | 0 | 0 | 0 | 0 | 0 | 0 | 0 | 0 | 0 | 0 | 0 | 0 | 0 | 0 | 0 | 0 | 0 | 0 | 0 | 0 | 0 | 0 | 0 | 0 | 0 | 0 | 0 | 0 | 0 | 0 | 0 | 0 | 0 | 0 | 0 | 0 | 0 | 0 | 0 | 0 | 0 | 0 | 0 | 0 | 0 | 0 | 0 | 0 | 0 | 0 | 0 | 0 | 0 | 0 | 0 | 0 | 0 | 0 | 0 | 0 | 0 | 0 | 0 | 0 | 0 | 0 | 0 | 0 | 0 | 0 | 0 | 0 | 0 | 0 | 0 | 0 | 0 | 0 | 0 | 0 | 0 | 0 | 0 | 0 | 0 | 0 | 0 | 0 | 0
[19 empty] | Fixed opex | Input | £000s | 0 | 0 | 0 | 0 | 0 | 59.3 | 59.3 | 59.3 | 59.3 | 59.3 | 59.3 | 59.3 | 59.3 | 59.3 | 59.3 | 59.3 | 59.3 | 59.3 | 59.3 | 59.3 | 59.3 | 59.3 | 59.3 | 59.3 | 59.3 | 59.3 | 59.3 | 59.3 | 59.3 | 59.3 | 59.3 | 59.3 | 59.3 | 59.3 | 59.3 | 59.3 | 59.3 | 59.3 | 59.3 | 59.3 | 59.3 | 59.3 | 59.3 | 59.3 | 59.3 | 59.3 | 59.3 | 59.3 | 59.3 | 59.3 | 59.3 | 59.3 | 59.3 | 59.3 | 59.3 | 59.3 | 59.3 | 59.3 | 59.3 | 59.3 | 59.3 | 59.3 | 59.3 | 59.3 | 59.3 | 59.3 | 59.3 | 59.3 | 59.3 | 59.3 | 59.3 | 59.3 | 59.3 | 59.3 | 59.3 | 59.3 | 59.3 | 59.3 | 59.3 | 59.3 | 0 | 0 | 0 | 0 | 0 | 0 | 0 | 0 | 0 | 0 | 0 | 0 | 0 | 0 | 0 | 0 | 0 | 0 | 0 | 0 | 0 | 0 | 0 | 0
[19 empty] | Variable opex | Input | £000s | 0 | 0 | 0 | 0 | 0 | 7538.1 | 7538.1 | 7538.1 | 7538.1 | 7538.1 | 7538.1 | 7538.1 | 7538.1 | 7538.1 | 7538.1 | 7538.1 | 7538.1 | 7538.1 | 7538.1 | 7538.1 | 7538.1 | 7538.1 | 7538.1 | 7538.1 | 7538.1 | 7538.1 | 7538.1 | 7538.1 | 7538.1 | 7538.1 | 7538.1 | 7538.1 | 7538.1 | 7538.1 | 7538.1 | 7538.1 | 7538.1 | 7538.1 | 7538.1 | 7538.1 | 7538.1 | 7538.1 | 7538.1 | 7538.1 | 7538.1 | 7538.1 | 7538.1 | 7538.1 | 7538.1 | 7538.1 | 7538.1 | 7538.1 | 7538.1 | 7538.1 | 7538.1 | 7538.1 | 7538.1 | 7538.1 | 7538.1 | 7538.1 | 7538.1 | 7538.1 | 7538.1 | 7538.1 | 7538.1 | 7538.1 | 7538.1 | 7538.1 | 7538.1 | 7538.1 | 7538.1 | 7538.1 | 7538.1 | 7538.1 | 7538.1 | 7538.1 | 7538.1 | 7538.1 | 7538.1 | 7538.1 | 0 | 0 | 0 | 0 | 0 | 0 | 0 | 0 | 0 | 0 | 0 | 0 | 0 | 0 | 0 | 0 | 0 | 0 | 0 | 0 | 0 | 0 | 0 | 0
[19 empty] | Opex savings | Input | £000s | 0 | 0 | 0 | 0 | 0 | 0 | 0 | 0 | 0 | 0 | 0 | 0 | 0 | 0 | 0 | 0 | 0 | 0 | 0 | 0 | 0 | 0 | 0 | 0 | 0 | 0 | 0 | 0 | 0 | 0 | 0 | 0 | 0 | 0 | 0 | 0 | 0 | 0 | 0 | 0 | 0 | 0 | 0 | 0 | 0 | 0 | 0 | 0 | 0 | 0 | 0 | 0 | 0 | 0 | 0 | 0 | 0 | 0 | 0 | 0 | 0 | 0 | 0 | 0 | 0 | 0 | 0 | 0 | 0 | 0 | 0 | 0 | 0 | 0 | 0 | 0 | 0 | 0 | 0 | 0 | 0 | 0 | 0 | 0 | 0 | 0 | 0 | 0 | 0 | 0 | 0 | 0 | 0 | 0 | 0 | 0 | 0 | 0 | 0 | 0 | 0 | 0 | 0 | 0
[19 empty] | Fixed env & social | Input | £000s | 3.6876 | 4.2144 | 5.268 | 21.072 | 18.438 | 0 | 0 | 0 | 0 | 0 | 0 | 0 | 0 | 0 | 0 | 0 | 0 | 0 | 0 | 0 | 0.24564 | 0.28074 | 0.35092 | 1.4037 | 1.2282 | 0 | 0 | 0 | 0 | 0 | 0 | 0 | 0 | 0 | 0 | 0 | 0 | 0 | 0 | 0 | 0.24564 | 0.28074 | 0.35092 | 1.4037 | 1.2282 | 0 | 0 | 0 | 0 | 0 | 0 | 0 | 0 | 0 | 0 | 0 | 0 | 0 | 0 | 0 | 0.51923 | 0.5934 | 0.74175 | 2.967 | 2.5961 | 0 | 0 | 0 | 0 | 0 | 0 | 0 | 0 | 0 | 0 | 0 | 0 | 0 | 0 | 0 | 0 | 0 | 0 | 0 | 0 | 0 | 0 | 0 | 0 | 0 | 0 | 0 | 0 | 0 | 0 | 0 | 0 | 0 | 0 | 0 | 0 | 0 | 0 | 0
[19 empty] | Variable env & social | Input | £000s | 0 | 0 | 0 | 0 | 0 | 2.85 | 2.85 | 2.85 | 2.85 | 2.85 | 2.85 | 2.85 | 2.85 | 2.85 | 2.85 | 2.85 | 2.85 | 2.85 | 2.85 | 2.85 | 2.85 | 2.85 | 2.85 | 2.85 | 2.85 | 2.85 | 2.85 | 2.85 | 2.85 | 2.85 | 2.85 | 2.85 | 2.85 | 2.85 | 2.85 | 2.85 | 2.85 | 2.85 | 2.85 | 2.85 | 2.85 | 2.85 | 2.85 | 2.85 | 2.85 | 2.85 | 2.85 | 2.85 | 2.85 | 2.85 | 2.85 | 2.85 | 2.85 | 2.85 | 2.85 | 2.85 | 2.85 | 2.85 | 2.85 | 2.85 | 2.85 | 2.85 | 2.85 | 2.85 | 2.85 | 2.85 | 2.85 | 2.85 | 2.85 | 2.85 | 2.85 | 2.85 | 2.85 | 2.85 | 2.85 | 2.85 | 2.85 | 2.85 | 2.85 | 2.85 | 0 | 0 | 0 | 0 | 0 | 0 | 0 | 0 | 0 | 0 | 0 | 0 | 0 | 0 | 0 | 0 | 0 | 0 | 0 | 0 | 0 | 0 | 0 | 0
[19 empty] | Fixed carbon costs | Input | £000s | 8.2258 | 9.4009 | 11.7512 | 47.0046 | 41.1291 | 0 | 0 | 0 | 0 | 0 | 0 | 0 | 0 | 0 | 0 | 0 | 0 | 0 | 0 | 0 | 0.54795 | 0.62623 | 0.78278 | 3.1311 | 2.7397 | 0 | 0 | 0 | 0 | 0 | 0 | 0 | 0 | 0 | 0 | 0 | 0 | 0 | 0 | 0 | 0.54795 | 0.62623 | 0.78278 | 3.1311 | 2.7397 | 0 | 0 | 0 | 0 | 0 | 0 | 0 | 0 | 0 | 0 | 0 | 0 | 0 | 0 | 0 | 1.1582 | 1.3237 | 1.6546 | 6.6184 | 5.7911 | 0 | 0 | 0 | 0 | 0 | 0 | 0 | 0 | 0 | 0 | 0 | 0 | 0 | 0 | 0 | 0 | 0 | 0 | 0 | 0 | 0 | 0 | 0 | 0 | 0 | 0 | 0 | 0 | 0 | 0 | 0 | 0 | 0 | 0 | 0 | 0 | 0 | 0 | 0
[19 empty] | Variable carbon costs | Input | £000s | 0 | 0 | 0 | 0 | 0 | 51.8174 | 48.002 | 45.6239 | 44.8137 | 41.7597 | 39.4208 | 37.082 | 34.7431 | 32.4043 | 30.0654 | 27.7266 | 25.3878 | 23.0489 | 20.7101 | 18.3712 | 16.0324 | 13.6935 | 11.3547 | 9.0158 | 6.677 | 6.677 | 6.677 | 6.677 | 6.677 | 6.677 | 6.677 | 6.677 | 6.677 | 6.677 | 6.677 | 6.677 | 6.677 | 6.677 | 6.677 | 6.677 | 6.677 | 6.677 | 6.677 | 6.677 | 6.677 | 6.677 | 6.677 | 6.677 | 6.677 | 6.677 | 6.677 | 6.677 | 6.677 | 6.677 | 6.677 | 6.677 | 6.677 | 6.677 | 6.677 | 6.677 | 6.677 | 6.677 | 6.677 | 6.677 | 6.677 | 6.677 | 6.677 | 6.677 | 6.677 | 6.677 | 6.677 | 6.677 | 6.677 | 6.677 | 6.677 | 6.677 | 6.677 | 6.677 | 6.677 | 6.677 | 0 | 0 | 0 | 0 | 0 | 0 | 0 | 0 | 0 | 0 | 0 | 0 | 0 | 0 | 0 | 0 | 0 | 0 | 0 | 0 | 0 | 0 | 0 | 0
[19 empty] | Customer willingness to pay | Input | £000s | 0 | 0 | 0 | 0 | 0 | 0 | 0 | 0 | 0 | 0 | 0 | 0 | 0 | 0 | 0 | 0 | 0 | 0 | 0 | 0 | 0 | 0 | 0 | 0 | 0 | 0 | 0 | 0 | 0 | 0 | 0 | 0 | 0 | 0 | 0 | 0 | 0 | 0 | 0 | 0 | 0 | 0 | 0 | 0 | 0 | 0 | 0 | 0 | 0 | 0 | 0 | 0 | 0 | 0 | 0 | 0 | 0 | 0 | 0 | 0 | 0 | 0 | 0 | 0 | 0 | 0 | 0 | 0 | 0 | 0 | 0 | 0 | 0 | 0 | 0 | 0 | 0 | 0 | 0 | 0 | 0 | 0 | 0 | 0 | 0 | 0 | 0 | 0 | 0 | 0 | 0 | 0 | 0 | 0 | 0 | 0 | 0 | 0 | 0 | 0 | 0 | 0 | 0 | 0
[19 empty] | Total | Sum of above (excl WAFU) | £000s | 2986.8434 | 3413.5353 | 4266.9192 | 17067.6766 | 14934.2171 | 7652.0674 | 7648.252 | 7645.8739 | 7645.0637 | 7642.0097 | 7639.6708 | 7637.332 | 7634.9931 | 7632.6543 | 7630.3154 | 7627.9766 | 7625.6378 | 7623.2989 | 7620.9601 | 7618.6212 | 7815.246 | 7841.3305 | 7895.8384 | 8746.2006 | 8601.7449 | 7606.927 | 7606.927 | 7606.927 | 7606.927 | 7606.927 | 7606.927 | 7606.927 | 7606.927 | 7606.927 | 7606.927 | 7606.927 | 7606.927 | 7606.927 | 7606.927 | 7606.927 | 7805.8906 | 7834.3139 | 7891.1607 | 8743.8618 | 8601.7449 | 7606.927 | 7606.927 | 7606.927 | 7606.927 | 7606.927 | 7606.927 | 7606.927 | 7606.927 | 7606.927 | 7606.927 | 7606.927 | 7606.927 | 7606.927 | 7606.927 | 7606.927 | 8027.4844 | 8087.5641 | 8207.7233 | 10010.1124 | 9709.7142 | 7606.927 | 7606.927 | 7606.927 | 7606.927 | 7606.927 | 7606.927 | 7606.927 | 7606.927 | 7606.927 | 7606.927 | 7606.927 | 7606.927 | 7606.927 | 7606.927 | 7606.927 | 0 | 0 | 0 | 0 | 0 | 0 | 0 | 0 | 0 | 0 | 0 | 0 | 0 | 0 | 0 | 0 | 0 | 0 | 0 | 0 | 0 | 0 | 0 | 0
58.4a | Options to reduce raw water losses and operational use | [20 empty] | 0 | 0 | 0 | 0 | 0 | 0 | 0 | 0 | 0 | 0 | 0 | 0 | 0 | 0 | 0 | 0 | 0 | 0 | 0 | 0 | 0 | 0 | 0 | 0 | 0 | 0 | 0 | 0 | 0 | 0 | 0 | 0 | 0 | 0 | 0 | 0 | 0 | 0 | 0 | 0 | 0 | 0 | 0 | 0 | 0 | 0 | 0 | 0 | 0 | 0 | 0 | 0 | 0 | 0 | 0 | 0 | 0 | 0 | 0 | 0 | 0 | 0 | 0 | 0 | 0 | 0 | 0 | 0 | 0 | 0 | 0 | 0 | 0 | 0 | 0 | 0 | 0 | 0 | 0 | 0 | 0 | 0 | 0 | 0 | 0 | 0 | 0 | 0 | 0 | 0 | 0 | 0 | 0 | 0 | 0 | 0 | 0 | 0 | 0 | 0 | 0 | 0 | 0 | 0
58.5a | Options to reduce raw water exports | [20 empty] | 0 | 0 | 0 | 0 | 0 | 0 | 0 | 0 | 0 | 0 | 0 | 0 | 0 | 0 | 0 | 0 | 0 | 0 | 0 | 0 | 0 | 0 | 0 | 0 | 0 | 0 | 0 | 0 | 0 | 0 | 0 | 0 | 0 | 0 | 0 | 0 | 0 | 0 | 0 | 0 | 0 | 0 | 0 | 0 | 0 | 0 | 0 | 0 | 0 | 0 | 0 | 0 | 0 | 0 | 0 | 0 | 0 | 0 | 0 | 0 | 0 | 0 | 0 | 0 | 0 | 0 | 0 | 0 | 0 | 0 | 0 | 0 | 0 | 0 | 0 | 0 | 0 | 0 | 0 | 0 | 0 | 0 | 0 | 0 | 0 | 0 | 0 | 0 | 0 | 0 | 0 | 0 | 0 | 0 | 0 | 0 | 0 | 0 | 0 | 0 | 0 | 0 | 0 | 0
58.1x | Site R to Baslow pipeline capacity increase | BAM04 | Bulk supply | N | 2025-26 | Capacity | 20 | 174155.6501 | 11642.5716 | 55696.4083 | 0 | 67.4297 | 10.0199 | 67416.4296 | 38.666 | 38.7104 | 3 | 3 | Gains in WAFU / Savings in demand | Input | Ml/d | 0 | 0 | 0 | 0 | 0 | 20 | 20 | 20 | 20 | 20 | 20 | 20 | 20 | 20 | 20 | 20 | 20 | 20 | 20 | 20 | 20 | 20 | 20 | 20 | 20 | 20 | 20 | 20 | 20 | 20 | 20 | 20 | 20 | 20 | 20 | 20 | 20 | 20 | 20 | 20 | 20 | 20 | 20 | 20 | 20 | 20 | 20 | 20 | 20 | 20 | 20 | 20 | 20 | 20 | 20 | 20 | 20 | 20 | 20 | 20 | 20 | 20 | 20 | 20 | 20 | 20 | 20 | 20 | 20 | 20 | 20 | 20 | 20 | 20 | 20 | 20 | 20 | 20 | 20 | 20 | 0 | 0 | 0 | 0 | 0 | 0 | 0 | 0 | 0 | 0 | 0 | 0 | 0 | 0 | 0 | 0 | 0 | 0 | 0 | 0 | 0 | 0 | 0 | 0
[19 empty] | Fixed capex | Input | £000s | 784.91 | 897.04 | 1121.3 | 4485.2 | 3924.55 | 0 | 0 | 0 | 0 | 0 | 0 | 0 | 0 | 0 | 0 | 0 | 0 | 0 | 0 | 0 | 34.93 | 39.92 | 49.9 | 199.6 | 174.65 | 0 | 0 | 0 | 0 | 0 | 0 | 0 | 0 | 0 | 0 | 0 | 0 | 0 | 0 | 0 | 34.93 | 39.92 | 49.9 | 199.6 | 174.65 | 0 | 0 | 0 | 0 | 0 | 0 | 0 | 0 | 0 | 0 | 0 | 0 | 0 | 0 | 0 | 583.24 | 666.56 | 833.2 | 3332.8 | 2916.2 | 0 | 0 | 0 | 0 | 0 | 0 | 0 | 0 | 0 | 0 | 0 | 0 | 0 | 0 | 0 | 0 | 0 | 0 | 0 | 0 | 0 | 0 | 0 | 0 | 0 | 0 | 0 | 0 | 0 | 0 | 0 | 0 | 0 | 0 | 0 | 0 | 0 | 0 | 0
[19 empty] | Variable capex | Input | £000s | 0 | 0 | 0 | 0 | 0 | 0 | 0 | 0 | 0 | 0 | 0 | 0 | 0 | 0 | 0 | 0 | 0 | 0 | 0 | 0 | 0 | 0 | 0 | 0 | 0 | 0 | 0 | 0 | 0 | 0 | 0 | 0 | 0 | 0 | 0 | 0 | 0 | 0 | 0 | 0 | 0 | 0 | 0 | 0 | 0 | 0 | 0 | 0 | 0 | 0 | 0 | 0 | 0 | 0 | 0 | 0 | 0 | 0 | 0 | 0 | 0 | 0 | 0 | 0 | 0 | 0 | 0 | 0 | 0 | 0 | 0 | 0 | 0 | 0 | 0 | 0 | 0 | 0 | 0 | 0 | 0 | 0 | 0 | 0 | 0 | 0 | 0 | 0 | 0 | 0 | 0 | 0 | 0 | 0 | 0 | 0 | 0 | 0 | 0 | 0 | 0 | 0 | 0 | 0
[19 empty] | Financing costs | Input | £000s | 0 | 0 | 0 | 0 | 0 | 0 | 0 | 0 | 0 | 0 | 0 | 0 | 0 | 0 | 0 | 0 | 0 | 0 | 0 | 0 | 0 | 0 | 0 | 0 | 0 | 0 | 0 | 0 | 0 | 0 | 0 | 0 | 0 | 0 | 0 | 0 | 0 | 0 | 0 | 0 | 0 | 0 | 0 | 0 | 0 | 0 | 0 | 0 | 0 | 0 | 0 | 0 | 0 | 0 | 0 | 0 | 0 | 0 | 0 | 0 | 0 | 0 | 0 | 0 | 0 | 0 | 0 | 0 | 0 | 0 | 0 | 0 | 0 | 0 | 0 | 0 | 0 | 0 | 0 | 0 | 0 | 0 | 0 | 0 | 0 | 0 | 0 | 0 | 0 | 0 | 0 | 0 | 0 | 0 | 0 | 0 | 0 | 0 | 0 | 0 | 0 | 0 | 0 | 0
[19 empty] | Fixed opex | Input | £000s | 0 | 0 | 0 | 0 | 0 | 2154.6 | 2154.6 | 2154.6 | 2154.6 | 2154.6 | 2154.6 | 2154.6 | 2154.6 | 2154.6 | 2154.6 | 2154.6 | 2154.6 | 2154.6 | 2154.6 | 2154.6 | 2154.6 | 2154.6 | 2154.6 | 2154.6 | 2154.6 | 2154.6 | 2154.6 | 2154.6 | 2154.6 | 2154.6 | 2154.6 | 2154.6 | 2154.6 | 2154.6 | 2154.6 | 2154.6 | 2154.6 | 2154.6 | 2154.6 | 2154.6 | 2154.6 | 2154.6 | 2154.6 | 2154.6 | 2154.6 | 2154.6 | 2154.6 | 2154.6 | 2154.6 | 2154.6 | 2154.6 | 2154.6 | 2154.6 | 2154.6 | 2154.6 | 2154.6 | 2154.6 | 2154.6 | 2154.6 | 2154.6 | 2154.6 | 2154.6 | 2154.6 | 2154.6 | 2154.6 | 2154.6 | 2154.6 | 2154.6 | 2154.6 | 2154.6 | 2154.6 | 2154.6 | 2154.6 | 2154.6 | 2154.6 | 2154.6 | 2154.6 | 2154.6 | 2154.6 | 2154.6 | 0 | 0 | 0 | 0 | 0 | 0 | 0 | 0 | 0 | 0 | 0 | 0 | 0 | 0 | 0 | 0 | 0 | 0 | 0 | 0 | 0 | 0 | 0 | 0
[19 empty] | Variable opex | Input | £000s | 0 | 0 | 0 | 0 | 0 | 180 | 180 | 180 | 180 | 180 | 180 | 180 | 180 | 180 | 180 | 180 | 180 | 180 | 180 | 180 | 180 | 180 | 180 | 180 | 180 | 180 | 180 | 180 | 180 | 180 | 180 | 180 | 180 | 180 | 180 | 180 | 180 | 180 | 180 | 180 | 180 | 180 | 180 | 180 | 180 | 180 | 180 | 180 | 180 | 180 | 180 | 180 | 180 | 180 | 180 | 180 | 180 | 180 | 180 | 180 | 180 | 180 | 180 | 180 | 180 | 180 | 180 | 180 | 180 | 180 | 180 | 180 | 180 | 180 | 180 | 180 | 180 | 180 | 180 | 180 | 0 | 0 | 0 | 0 | 0 | 0 | 0 | 0 | 0 | 0 | 0 | 0 | 0 | 0 | 0 | 0 | 0 | 0 | 0 | 0 | 0 | 0 | 0 | 0
[19 empty] | Opex savings | Input | £000s | 0 | 0 | 0 | 0 | 0 | 0 | 0 | 0 | 0 | 0 | 0 | 0 | 0 | 0 | 0 | 0 | 0 | 0 | 0 | 0 | 0 | 0 | 0 | 0 | 0 | 0 | 0 | 0 | 0 | 0 | 0 | 0 | 0 | 0 | 0 | 0 | 0 | 0 | 0 | 0 | 0 | 0 | 0 | 0 | 0 | 0 | 0 | 0 | 0 | 0 | 0 | 0 | 0 | 0 | 0 | 0 | 0 | 0 | 0 | 0 | 0 | 0 | 0 | 0 | 0 | 0 | 0 | 0 | 0 | 0 | 0 | 0 | 0 | 0 | 0 | 0 | 0 | 0 | 0 | 0 | 0 | 0 | 0 | 0 | 0 | 0 | 0 | 0 | 0 | 0 | 0 | 0 | 0 | 0 | 0 | 0 | 0 | 0 | 0 | 0 | 0 | 0 | 0 | 0
[19 empty] | Fixed env & social | Input | £000s | 0 | 0 | 0 | 0 | 0 | 0 | 0 | 0 | 0 | 0 | 0 | 0 | 0 | 0 | 0 | 0 | 0 | 0 | 0 | 0 | 0 | 0 | 0 | 0 | 0 | 0 | 0 | 0 | 0 | 0 | 0 | 0 | 0 | 0 | 0 | 0 | 0 | 0 | 0 | 0 | 0 | 0 | 0 | 0 | 0 | 0 | 0 | 0 | 0 | 0 | 0 | 0 | 0 | 0 | 0 | 0 | 0 | 0 | 0 | 0 | 0 | 0 | 0 | 0 | 0 | 0 | 0 | 0 | 0 | 0 | 0 | 0 | 0 | 0 | 0 | 0 | 0 | 0 | 0 | 0 | 0 | 0 | 0 | 0 | 0 | 0 | 0 | 0 | 0 | 0 | 0 | 0 | 0 | 0 | 0 | 0 | 0 | 0 | 0 | 0 | 0 | 0 | 0 | 0
[19 empty] | Variable env & social | Input | £000s | 0 | 0 | 0 | 0 | 0 | 0.42 | 0.42 | 0.42 | 0.42 | 0.42 | 0.42 | 0.42 | 0.42 | 0.42 | 0.42 | 0.42 | 0.42 | 0.42 | 0.42 | 0.42 | 0.42 | 0.42 | 0.42 | 0.42 | 0.42 | 0.42 | 0.42 | 0.42 | 0.42 | 0.42 | 0.42 | 0.42 | 0.42 | 0.42 | 0.42 | 0.42 | 0.42 | 0.42 | 0.42 | 0.42 | 0.42 | 0.42 | 0.42 | 0.42 | 0.42 | 0.42 | 0.42 | 0.42 | 0.42 | 0.42 | 0.42 | 0.42 | 0.42 | 0.42 | 0.42 | 0.42 | 0.42 | 0.42 | 0.42 | 0.42 | 0.42 | 0.42 | 0.42 | 0.42 | 0.42 | 0.42 | 0.42 | 0.42 | 0.42 | 0.42 | 0.42 | 0.42 | 0.42 | 0.42 | 0.42 | 0.42 | 0.42 | 0.42 | 0.42 | 0.42 | 0 | 0 | 0 | 0 | 0 | 0 | 0 | 0 | 0 | 0 | 0 | 0 | 0 | 0 | 0 | 0 | 0 | 0 | 0 | 0 | 0 | 0 | 0 | 0
[19 empty] | Fixed carbon costs | Input | £000s | 0 | 0 | 0 | 0 | 0 | 0 | 0 | 0 | 0 | 0 | 0 | 0 | 0 | 0 | 0 | 0 | 0 | 0 | 0 | 0 | 0 | 0 | 0 | 0 | 0 | 0 | 0 | 0 | 0 | 0 | 0 | 0 | 0 | 0 | 0 | 0 | 0 | 0 | 0 | 0 | 0 | 0 | 0 | 0 | 0 | 0 | 0 | 0 | 0 | 0 | 0 | 0 | 0 | 0 | 0 | 0 | 0 | 0 | 0 | 0 | 0 | 0 | 0 | 0 | 0 | 0 | 0 | 0 | 0 | 0 | 0 | 0 | 0 | 0 | 0 | 0 | 0 | 0 | 0 | 0 | 0 | 0 | 0 | 0 | 0 | 0 | 0 | 0 | 0 | 0 | 0 | 0 | 0 | 0 | 0 | 0 | 0 | 0 | 0 | 0 | 0 | 0 | 0 | 0
[19 empty] | Variable carbon costs | Input | £000s | 0 | 0 | 0 | 0 | 0 | 7.4783 | 6.9277 | 6.5845 | 6.4675 | 6.0268 | 5.6892 | 5.3517 | 5.0141 | 4.6766 | 4.3391 | 4.0015 | 3.664 | 3.3264 | 2.9889 | 2.6513 | 2.3138 | 1.9763 | 1.6387 | 1.3012 | 0.96363 | 0.96363 | 0.96363 | 0.96363 | 0.96363 | 0.96363 | 0.96363 | 0.96363 | 0.96363 | 0.96363 | 0.96363 | 0.96363 | 0.96363 | 0.96363 | 0.96363 | 0.96363 | 0.96363 | 0.96363 | 0.96363 | 0.96363 | 0.96363 | 0.96363 | 0.96363 | 0.96363 | 0.96363 | 0.96363 | 0.96363 | 0.96363 | 0.96363 | 0.96363 | 0.96363 | 0.96363 | 0.96363 | 0.96363 | 0.96363 | 0.96363 | 0.96363 | 0.96363 | 0.96363 | 0.96363 | 0.96363 | 0.96363 | 0.96363 | 0.96363 | 0.96363 | 0.96363 | 0.96363 | 0.96363 | 0.96363 | 0.96363 | 0.96363 | 0.96363 | 0.96363 | 0.96363 | 0.96363 | 0.96363 | 0 | 0 | 0 | 0 | 0 | 0 | 0 | 0 | 0 | 0 | 0 | 0 | 0 | 0 | 0 | 0 | 0 | 0 | 0 | 0 | 0 | 0 | 0 | 0
[19 empty] | Customer willingness to pay | Input | £000s | 0 | 0 | 0 | 0 | 0 | 0 | 0 | 0 | 0 | 0 | 0 | 0 | 0 | 0 | 0 | 0 | 0 | 0 | 0 | 0 | 0 | 0 | 0 | 0 | 0 | 0 | 0 | 0 | 0 | 0 | 0 | 0 | 0 | 0 | 0 | 0 | 0 | 0 | 0 | 0 | 0 | 0 | 0 | 0 | 0 | 0 | 0 | 0 | 0 | 0 | 0 | 0 | 0 | 0 | 0 | 0 | 0 | 0 | 0 | 0 | 0 | 0 | 0 | 0 | 0 | 0 | 0 | 0 | 0 | 0 | 0 | 0 | 0 | 0 | 0 | 0 | 0 | 0 | 0 | 0 | 0 | 0 | 0 | 0 | 0 | 0 | 0 | 0 | 0 | 0 | 0 | 0 | 0 | 0 | 0 | 0 | 0 | 0 | 0 | 0 | 0 | 0 | 0 | 0
[19 empty] | Total | Sum of above (excl WAFU) | £000s | 784.91 | 897.04 | 1121.3 | 4485.2 | 3924.55 | 2342.4983 | 2341.9477 | 2341.6045 | 2341.4875 | 2341.0468 | 2340.7092 | 2340.3717 | 2340.0341 | 2339.6966 | 2339.3591 | 2339.0215 | 2338.684 | 2338.3464 | 2338.0089 | 2337.6713 | 2372.2638 | 2376.9163 | 2386.5587 | 2535.9212 | 2510.6336 | 2335.9836 | 2335.9836 | 2335.9836 | 2335.9836 | 2335.9836 | 2335.9836 | 2335.9836 | 2335.9836 | 2335.9836 | 2335.9836 | 2335.9836 | 2335.9836 | 2335.9836 | 2335.9836 | 2335.9836 | 2370.9136 | 2375.9036 | 2385.8836 | 2535.5836 | 2510.6336 | 2335.9836 | 2335.9836 | 2335.9836 | 2335.9836 | 2335.9836 | 2335.9836 | 2335.9836 | 2335.9836 | 2335.9836 | 2335.9836 | 2335.9836 | 2335.9836 | 2335.9836 | 2335.9836 | 2335.9836 | 2919.2236 | 3002.5436 | 3169.1836 | 5668.7836 | 5252.1836 | 2335.9836 | 2335.9836 | 2335.9836 | 2335.9836 | 2335.9836 | 2335.9836 | 2335.9836 | 2335.9836 | 2335.9836 | 2335.9836 | 2335.9836 | 2335.9836 | 2335.9836 | 2335.9836 | 2335.9836 | 0 | 0 | 0 | 0 | 0 | 0 | 0 | 0 | 0 | 0 | 0 | 0 | 0 | 0 | 0 | 0 | 0 | 0 | 0 | 0 | 0 | 0 | 0 | 0
58.1x | Site R to Ambergate transfer solution | BAM05 | Bulk supply | N | 2030-31 | Capacity | 50 | 363582.542 | 144107.521 | 112848.0521 | 0 | 678.1513 | 105.2479 | 257738.9723 | 70.6732 | 70.8887 | 3 | 3 | Gains in WAFU / Savings in demand | Input | Ml/d | 0 | 0 | 0 | 0 | 0 | 0 | 0 | 0 | 0 | 0 | 50 | 50 | 50 | 50 | 50 | 50 | 50 | 50 | 50 | 50 | 50 | 50 | 50 | 50 | 50 | 50 | 50 | 50 | 50 | 50 | 50 | 50 | 50 | 50 | 50 | 50 | 50 | 50 | 50 | 50 | 50 | 50 | 50 | 50 | 50 | 50 | 50 | 50 | 50 | 50 | 50 | 50 | 50 | 50 | 50 | 50 | 50 | 50 | 50 | 50 | 50 | 50 | 50 | 50 | 50 | 50 | 50 | 50 | 50 | 50 | 50 | 50 | 50 | 50 | 50 | 50 | 50 | 50 | 50 | 50 | 0 | 0 | 0 | 0 | 0 | 0 | 0 | 0 | 0 | 0 | 0 | 0 | 0 | 0 | 0 | 0 | 0 | 0 | 0 | 0 | 0 | 0 | 0 | 0
[19 empty] | Fixed capex | Input | £000s | 2869.78 | 4304.67 | 8609.34 | 10044.23 | 12914.01 | 14348.9 | 18653.57 | 28697.8 | 28697.8 | 14348.9 | 0 | 0 | 0 | 0 | 0 | 0 | 0 | 0 | 0 | 0 | 565.56 | 848.34 | 1696.68 | 1979.46 | 2545.02 | 2827.8 | 3676.14 | 5655.6 | 5655.6 | 2827.8 | 0 | 0 | 0 | 0 | 0 | 0 | 0 | 0 | 0 | 0 | 565.56 | 848.34 | 1696.68 | 1979.46 | 2545.02 | 2827.8 | 3676.14 | 5655.6 | 5655.6 | 2827.8 | 0 | 0 | 0 | 0 | 0 | 0 | 0 | 0 | 0 | 0 | 1387.12 | 2080.68 | 4161.36 | 4854.92 | 6242.04 | 6935.6 | 9016.28 | 13871.2 | 13871.2 | 6935.6 | 0 | 0 | 0 | 0 | 0 | 0 | 0 | 0 | 0 | 0 | 0 | 0 | 0 | 0 | 0 | 0 | 0 | 0 | 0 | 0 | 0 | 0 | 0 | 0 | 0 | 0 | 0 | 0 | 0 | 0 | 0 | 0 | 0 | 0
[19 empty] | Variable capex | Input | £000s | 0 | 0 | 0 | 0 | 0 | 0 | 0 | 0 | 0 | 0 | 0 | 0 | 0 | 0 | 0 | 0 | 0 | 0 | 0 | 0 | 0 | 0 | 0 | 0 | 0 | 0 | 0 | 0 | 0 | 0 | 0 | 0 | 0 | 0 | 0 | 0 | 0 | 0 | 0 | 0 | 0 | 0 | 0 | 0 | 0 | 0 | 0 | 0 | 0 | 0 | 0 | 0 | 0 | 0 | 0 | 0 | 0 | 0 | 0 | 0 | 0 | 0 | 0 | 0 | 0 | 0 | 0 | 0 | 0 | 0 | 0 | 0 | 0 | 0 | 0 | 0 | 0 | 0 | 0 | 0 | 0 | 0 | 0 | 0 | 0 | 0 | 0 | 0 | 0 | 0 | 0 | 0 | 0 | 0 | 0 | 0 | 0 | 0 | 0 | 0 | 0 | 0 | 0 | 0
[19 empty] | Financing costs | Input | £000s | 0 | 0 | 0 | 0 | 0 | 0 | 0 | 0 | 0 | 0 | 0 | 0 | 0 | 0 | 0 | 0 | 0 | 0 | 0 | 0 | 0 | 0 | 0 | 0 | 0 | 0 | 0 | 0 | 0 | 0 | 0 | 0 | 0 | 0 | 0 | 0 | 0 | 0 | 0 | 0 | 0 | 0 | 0 | 0 | 0 | 0 | 0 | 0 | 0 | 0 | 0 | 0 | 0 | 0 | 0 | 0 | 0 | 0 | 0 | 0 | 0 | 0 | 0 | 0 | 0 | 0 | 0 | 0 | 0 | 0 | 0 | 0 | 0 | 0 | 0 | 0 | 0 | 0 | 0 | 0 | 0 | 0 | 0 | 0 | 0 | 0 | 0 | 0 | 0 | 0 | 0 | 0 | 0 | 0 | 0 | 0 | 0 | 0 | 0 | 0 | 0 | 0 | 0 | 0
[19 empty] | Fixed opex | Input | £000s | 0 | 0 | 0 | 0 | 0 | 0 | 0 | 0 | 0 | 0 | 4389.9 | 4389.9 | 4389.9 | 4389.9 | 4389.9 | 4389.9 | 4389.9 | 4389.9 | 4389.9 | 4389.9 | 4389.9 | 4389.9 | 4389.9 | 4389.9 | 4389.9 | 4389.9 | 4389.9 | 4389.9 | 4389.9 | 4389.9 | 4389.9 | 4389.9 | 4389.9 | 4389.9 | 4389.9 | 4389.9 | 4389.9 | 4389.9 | 4389.9 | 4389.9 | 4389.9 | 4389.9 | 4389.9 | 4389.9 | 4389.9 | 4389.9 | 4389.9 | 4389.9 | 4389.9 | 4389.9 | 4389.9 | 4389.9 | 4389.9 | 4389.9 | 4389.9 | 4389.9 | 4389.9 | 4389.9 | 4389.9 | 4389.9 | 4389.9 | 4389.9 | 4389.9 | 4389.9 | 4389.9 | 4389.9 | 4389.9 | 4389.9 | 4389.9 | 4389.9 | 4389.9 | 4389.9 | 4389.9 | 4389.9 | 4389.9 | 4389.9 | 4389.9 | 4389.9 | 4389.9 | 4389.9 | 0 | 0 | 0 | 0 | 0 | 0 | 0 | 0 | 0 | 0 | 0 | 0 | 0 | 0 | 0 | 0 | 0 | 0 | 0 | 0 | 0 | 0 | 0 | 0
[19 empty] | Variable opex | Input | £000s | 0 | 0 | 0 | 0 | 0 | 0 | 0 | 0 | 0 | 0 | 1274.5 | 1274.5 | 1274.5 | 1274.5 | 1274.5 | 1274.5 | 1274.5 | 1274.5 | 1274.5 | 1274.5 | 1274.5 | 1274.5 | 1274.5 | 1274.5 | 1274.5 | 1274.5 | 1274.5 | 1274.5 | 1274.5 | 1274.5 | 1274.5 | 1274.5 | 1274.5 | 1274.5 | 1274.5 | 1274.5 | 1274.5 | 1274.5 | 1274.5 | 1274.5 | 1274.5 | 1274.5 | 1274.5 | 1274.5 | 1274.5 | 1274.5 | 1274.5 | 1274.5 | 1274.5 | 1274.5 | 1274.5 | 1274.5 | 1274.5 | 1274.5 | 1274.5 | 1274.5 | 1274.5 | 1274.5 | 1274.5 | 1274.5 | 1274.5 | 1274.5 | 1274.5 | 1274.5 | 1274.5 | 1274.5 | 1274.5 | 1274.5 | 1274.5 | 1274.5 | 1274.5 | 1274.5 | 1274.5 | 1274.5 | 1274.5 | 1274.5 | 1274.5 | 1274.5 | 1274.5 | 1274.5 | 0 | 0 | 0 | 0 | 0 | 0 | 0 | 0 | 0 | 0 | 0 | 0 | 0 | 0 | 0 | 0 | 0 | 0 | 0 | 0 | 0 | 0 | 0 | 0
[19 empty] | Opex savings | Input | £000s | 0 | 0 | 0 | 0 | 0 | 0 | 0 | 0 | 0 | 0 | 0 | 0 | 0 | 0 | 0 | 0 | 0 | 0 | 0 | 0 | 0 | 0 | 0 | 0 | 0 | 0 | 0 | 0 | 0 | 0 | 0 | 0 | 0 | 0 | 0 | 0 | 0 | 0 | 0 | 0 | 0 | 0 | 0 | 0 | 0 | 0 | 0 | 0 | 0 | 0 | 0 | 0 | 0 | 0 | 0 | 0 | 0 | 0 | 0 | 0 | 0 | 0 | 0 | 0 | 0 | 0 | 0 | 0 | 0 | 0 | 0 | 0 | 0 | 0 | 0 | 0 | 0 | 0 | 0 | 0 | 0 | 0 | 0 | 0 | 0 | 0 | 0 | 0 | 0 | 0 | 0 | 0 | 0 | 0 | 0 | 0 | 0 | 0 | 0 | 0 | 0 | 0 | 0 | 0
[19 empty] | Fixed env & social | Input | £000s | 0.263 | 0.3945 | 0.789 | 0.9205 | 1.1835 | 1.315 | 1.7095 | 2.63 | 2.63 | 1.315 | 0 | 0 | 0 | 0 | 0 | 0 | 0 | 0 | 0 | 0 | 0.051831 | 0.077746 | 0.15549 | 0.18141 | 0.23324 | 0.25915 | 0.3369 | 0.51831 | 0.51831 | 0.25915 | 0 | 0 | 0 | 0 | 0 | 0 | 0 | 0 | 0 | 0 | 0.051831 | 0.077746 | 0.15549 | 0.18141 | 0.23324 | 0.25915 | 0.3369 | 0.51831 | 0.51831 | 0.25915 | 0 | 0 | 0 | 0 | 0 | 0 | 0 | 0 | 0 | 0 | 0.12712 | 0.19068 | 0.38137 | 0.44493 | 0.57205 | 0.63561 | 0.82629 | 1.2712 | 1.2712 | 0.63561 | 0 | 0 | 0 | 0 | 0 | 0 | 0 | 0 | 0 | 0 | 0 | 0 | 0 | 0 | 0 | 0 | 0 | 0 | 0 | 0 | 0 | 0 | 0 | 0 | 0 | 0 | 0 | 0 | 0 | 0 | 0 | 0 | 0 | 0
[19 empty] | Variable env & social | Input | £000s | 0 | 0 | 0 | 0 | 0 | 0 | 0 | 0 | 0 | 0 | 4.62 | 4.62 | 4.62 | 4.62 | 4.62 | 4.62 | 4.62 | 4.62 | 4.62 | 4.62 | 4.62 | 4.62 | 4.62 | 4.62 | 4.62 | 4.62 | 4.62 | 4.62 | 4.62 | 4.62 | 4.62 | 4.62 | 4.62 | 4.62 | 4.62 | 4.62 | 4.62 | 4.62 | 4.62 | 4.62 | 4.62 | 4.62 | 4.62 | 4.62 | 4.62 | 4.62 | 4.62 | 4.62 | 4.62 | 4.62 | 4.62 | 4.62 | 4.62 | 4.62 | 4.62 | 4.62 | 4.62 | 4.62 | 4.62 | 4.62 | 4.62 | 4.62 | 4.62 | 4.62 | 4.62 | 4.62 | 4.62 | 4.62 | 4.62 | 4.62 | 4.62 | 4.62 | 4.62 | 4.62 | 4.62 | 4.62 | 4.62 | 4.62 | 4.62 | 4.62 | 0 | 0 | 0 | 0 | 0 | 0 | 0 | 0 | 0 | 0 | 0 | 0 | 0 | 0 | 0 | 0 | 0 | 0 | 0 | 0 | 0 | 0 | 0 | 0
[19 empty] | Fixed carbon costs | Input | £000s | 4.0666 | 6.0999 | 12.1998 | 14.233 | 18.2996 | 20.3329 | 26.4328 | 40.6658 | 40.6658 | 20.3329 | 0 | 0 | 0 | 0 | 0 | 0 | 0 | 0 | 0 | 0 | 0.80142 | 1.2021 | 2.4043 | 2.805 | 3.6064 | 4.0071 | 5.2092 | 8.0142 | 8.0142 | 4.0071 | 0 | 0 | 0 | 0 | 0 | 0 | 0 | 0 | 0 | 0 | 0.80142 | 1.2021 | 2.4043 | 2.805 | 3.6064 | 4.0071 | 5.2092 | 8.0142 | 8.0142 | 4.0071 | 0 | 0 | 0 | 0 | 0 | 0 | 0 | 0 | 0 | 0 | 1.9656 | 2.9484 | 5.8968 | 6.8796 | 8.8452 | 9.828 | 12.7764 | 19.656 | 19.656 | 9.828 | 0 | 0 | 0 | 0 | 0 | 0 | 0 | 0 | 0 | 0 | 0 | 0 | 0 | 0 | 0 | 0 | 0 | 0 | 0 | 0 | 0 | 0 | 0 | 0 | 0 | 0 | 0 | 0 | 0 | 0 | 0 | 0 | 0 | 0
[19 empty] | Variable carbon costs | Input | £000s | 0 | 0 | 0 | 0 | 0 | 0 | 0 | 0 | 0 | 0 | 65.7838 | 61.8809 | 57.9779 | 54.0749 | 50.172 | 46.269 | 42.366 | 38.4631 | 34.5601 | 30.6571 | 26.7541 | 22.8512 | 18.9482 | 15.0452 | 11.1423 | 11.1423 | 11.1423 | 11.1423 | 11.1423 | 11.1423 | 11.1423 | 11.1423 | 11.1423 | 11.1423 | 11.1423 | 11.1423 | 11.1423 | 11.1423 | 11.1423 | 11.1423 | 11.1423 | 11.1423 | 11.1423 | 11.1423 | 11.1423 | 11.1423 | 11.1423 | 11.1423 | 11.1423 | 11.1423 | 11.1423 | 11.1423 | 11.1423 | 11.1423 | 11.1423 | 11.1423 | 11.1423 | 11.1423 | 11.1423 | 11.1423 | 11.1423 | 11.1423 | 11.1423 | 11.1423 | 11.1423 | 11.1423 | 11.1423 | 11.1423 | 11.1423 | 11.1423 | 11.1423 | 11.1423 | 11.1423 | 11.1423 | 11.1423 | 11.1423 | 11.1423 | 11.1423 | 11.1423 | 11.1423 | 0 | 0 | 0 | 0 | 0 | 0 | 0 | 0 | 0 | 0 | 0 | 0 | 0 | 0 | 0 | 0 | 0 | 0 | 0 | 0 | 0 | 0 | 0 | 0
[19 empty] | Customer willingness to pay | Input | £000s | 0 | 0 | 0 | 0 | 0 | 0 | 0 | 0 | 0 | 0 | 0 | 0 | 0 | 0 | 0 | 0 | 0 | 0 | 0 | 0 | 0 | 0 | 0 | 0 | 0 | 0 | 0 | 0 | 0 | 0 | 0 | 0 | 0 | 0 | 0 | 0 | 0 | 0 | 0 | 0 | 0 | 0 | 0 | 0 | 0 | 0 | 0 | 0 | 0 | 0 | 0 | 0 | 0 | 0 | 0 | 0 | 0 | 0 | 0 | 0 | 0 | 0 | 0 | 0 | 0 | 0 | 0 | 0 | 0 | 0 | 0 | 0 | 0 | 0 | 0 | 0 | 0 | 0 | 0 | 0 | 0 | 0 | 0 | 0 | 0 | 0 | 0 | 0 | 0 | 0 | 0 | 0 | 0 | 0 | 0 | 0 | 0 | 0 | 0 | 0 | 0 | 0 | 0 | 0
[19 empty] | Total | Sum of above (excl WAFU) | £000s | 2874.1096 | 4311.1644 | 8622.3288 | 10059.3835 | 12933.4931 | 14370.5479 | 18681.7123 | 28741.0958 | 28741.0958 | 14370.5479 | 5734.8038 | 5730.9009 | 5726.9979 | 5723.0949 | 5719.192 | 5715.289 | 5711.386 | 5707.4831 | 5703.5801 | 5699.6771 | 6262.1874 | 6541.4911 | 7387.208 | 7666.5116 | 8229.0219 | 8512.2285 | 9361.8484 | 11344.2948 | 11344.2948 | 8512.2285 | 5680.1623 | 5680.1623 | 5680.1623 | 5680.1623 | 5680.1623 | 5680.1623 | 5680.1623 | 5680.1623 | 5680.1623 | 5680.1623 | 6246.5755 | 6529.7821 | 7379.402 | 7662.6086 | 8229.0219 | 8512.2285 | 9361.8484 | 11344.2948 | 11344.2948 | 8512.2285 | 5680.1623 | 5680.1623 | 5680.1623 | 5680.1623 | 5680.1623 | 5680.1623 | 5680.1623 | 5680.1623 | 5680.1623 | 5680.1623 | 7069.375 | 7763.9814 | 9847.8004 | 10542.4068 | 11931.6195 | 12626.2259 | 14710.045 | 19572.2895 | 19572.2895 | 12626.2259 | 5680.1623 | 5680.1623 | 5680.1623 | 5680.1623 | 5680.1623 | 5680.1623 | 5680.1623 | 5680.1623 | 5680.1623 | 5680.1623 | 0 | 0 | 0 | 0 | 0 | 0 | 0 | 0 | 0 | 0 | 0 | 0 | 0 | 0 | 0 | 0 | 0 | 0 | 0 | 0 | 0 | 0 | 0 | 0
58.6a | Options to reduce potable water exports | [20 empty] | 0 | 0 | 0 | 0 | 0 | 0 | 0 | 0 | 0 | 0 | 0 | 0 | 0 | 0 | 0 | 0 | 0 | 0 | 0 | 0 | 0 | 0 | 0 | 0 | 0 | 0 | 0 | 0 | 0 | 0 | 0 | 0 | 0 | 0 | 0 | 0 | 0 | 0 | 0 | 0 | 0 | 0 | 0 | 0 | 0 | 0 | 0 | 0 | 0 | 0 | 0 | 0 | 0 | 0 | 0 | 0 | 0 | 0 | 0 | 0 | 0 | 0 | 0 | 0 | 0 | 0 | 0 | 0 | 0 | 0 | 0 | 0 | 0 | 0 | 0 | 0 | 0 | 0 | 0 | 0 | 0 | 0 | 0 | 0 | 0 | 0 | 0 | 0 | 0 | 0 | 0 | 0 | 0 | 0 | 0 | 0 | 0 | 0 | 0 | 0 | 0 | 0 | 0 | 0
58.7a | Other options to increase Deployable Output | [20 empty] | 0 | 0 | 0 | 0 | 0 | 0 | 0 | 0 | 0 | 0 | 0 | 0 | 0 | 0 | 0 | 0 | 0 | 0 | 0 | 0 | 0 | 0 | 0 | 0 | 0 | 0 | 0 | 0 | 0 | 0 | 0 | 0 | 0 | 0 | 0 | 0 | 0 | 0 | 0 | 0 | 0 | 0 | 0 | 0 | 0 | 0 | 0 | 0 | 0 | 0 | 0 | 0 | 0 | 0 | 0 | 0 | 0 | 0 | 0 | 0 | 0 | 0 | 0 | 0 | 0 | 0 | 0 | 0 | 0 | 0 | 0 | 0 | 0 | 0 | 0 | 0 | 0 | 0 | 0 | 0 | 0 | 0 | 0 | 0 | 0 | 0 | 0 | 0 | 0 | 0 | 0 | 0 | 0 | 0 | 0 | 0 | 0 | 0 | 0 | 0 | 0 | 0 | 0 | 0
58.1x | Site R to Ambergate pipeline capacity increase | BAM01 | Bulk supply | N | 2025-26 | Capacity | 7.5 | 65308.3688 | 40190.8027 | 50707.9225 | 0 | 200.821 | 96.6261 | 91196.1723 | 139.1839 | 139.6393 | 3 | 3 | Gains in WAFU / Savings in demand | Input | Ml/d | 0 | 0 | 0 | 0 | 0 | 7.5 | 7.5 | 7.5 | 7.5 | 7.5 | 7.5 | 7.5 | 7.5 | 7.5 | 7.5 | 7.5 | 7.5 | 7.5 | 7.5 | 7.5 | 7.5 | 7.5 | 7.5 | 7.5 | 7.5 | 7.5 | 7.5 | 7.5 | 7.5 | 7.5 | 7.5 | 7.5 | 7.5 | 7.5 | 7.5 | 7.5 | 7.5 | 7.5 | 7.5 | 7.5 | 7.5 | 7.5 | 7.5 | 7.5 | 7.5 | 7.5 | 7.5 | 7.5 | 7.5 | 7.5 | 7.5 | 7.5 | 7.5 | 7.5 | 7.5 | 7.5 | 7.5 | 7.5 | 7.5 | 7.5 | 7.5 | 7.5 | 7.5 | 7.5 | 7.5 | 7.5 | 7.5 | 7.5 | 7.5 | 7.5 | 7.5 | 7.5 | 7.5 | 7.5 | 7.5 | 7.5 | 7.5 | 7.5 | 7.5 | 7.5 | 0 | 0 | 0 | 0 | 0 | 0 | 0 | 0 | 0 | 0 | 0 | 0 | 0 | 0 | 0 | 0 | 0 | 0 | 0 | 0 | 0 | 0 | 0 | 0
[19 empty] | Fixed capex | Input | £000s | 3079.16 | 3519.04 | 4398.8 | 17595.2 | 15395.8 | 0 | 0 | 0 | 0 | 0 | 0 | 0 | 0 | 0 | 0 | 0 | 0 | 0 | 0 | 0 | 6.51 | 7.44 | 9.3 | 37.2 | 32.55 | 0 | 0 | 0 | 0 | 0 | 0 | 0 | 0 | 0 | 0 | 0 | 0 | 0 | 0 | 0 | 6.51 | 7.44 | 9.3 | 37.2 | 32.55 | 0 | 0 | 0 | 0 | 0 | 0 | 0 | 0 | 0 | 0 | 0 | 0 | 0 | 0 | 0 | 131.04 | 149.76 | 187.2 | 748.8 | 655.2 | 0 | 0 | 0 | 0 | 0 | 0 | 0 | 0 | 0 | 0 | 0 | 0 | 0 | 0 | 0 | 0 | 0 | 0 | 0 | 0 | 0 | 0 | 0 | 0 | 0 | 0 | 0 | 0 | 0 | 0 | 0 | 0 | 0 | 0 | 0 | 0 | 0 | 0 | 0
[19 empty] | Variable capex | Input | £000s | 0 | 0 | 0 | 0 | 0 | 0 | 0 | 0 | 0 | 0 | 0 | 0 | 0 | 0 | 0 | 0 | 0 | 0 | 0 | 0 | 0 | 0 | 0 | 0 | 0 | 0 | 0 | 0 | 0 | 0 | 0 | 0 | 0 | 0 | 0 | 0 | 0 | 0 | 0 | 0 | 0 | 0 | 0 | 0 | 0 | 0 | 0 | 0 | 0 | 0 | 0 | 0 | 0 | 0 | 0 | 0 | 0 | 0 | 0 | 0 | 0 | 0 | 0 | 0 | 0 | 0 | 0 | 0 | 0 | 0 | 0 | 0 | 0 | 0 | 0 | 0 | 0 | 0 | 0 | 0 | 0 | 0 | 0 | 0 | 0 | 0 | 0 | 0 | 0 | 0 | 0 | 0 | 0 | 0 | 0 | 0 | 0 | 0 | 0 | 0 | 0 | 0 | 0 | 0
[19 empty] | Financing costs | Input | £000s | 0 | 0 | 0 | 0 | 0 | 0 | 0 | 0 | 0 | 0 | 0 | 0 | 0 | 0 | 0 | 0 | 0 | 0 | 0 | 0 | 0 | 0 | 0 | 0 | 0 | 0 | 0 | 0 | 0 | 0 | 0 | 0 | 0 | 0 | 0 | 0 | 0 | 0 | 0 | 0 | 0 | 0 | 0 | 0 | 0 | 0 | 0 | 0 | 0 | 0 | 0 | 0 | 0 | 0 | 0 | 0 | 0 | 0 | 0 | 0 | 0 | 0 | 0 | 0 | 0 | 0 | 0 | 0 | 0 | 0 | 0 | 0 | 0 | 0 | 0 | 0 | 0 | 0 | 0 | 0 | 0 | 0 | 0 | 0 | 0 | 0 | 0 | 0 | 0 | 0 | 0 | 0 | 0 | 0 | 0 | 0 | 0 | 0 | 0 | 0 | 0 | 0 | 0 | 0
[19 empty] | Fixed opex | Input | £000s | 0 | 0 | 0 | 0 | 0 | 2058 | 2058 | 2058 | 2058 | 2058 | 2058 | 2058 | 2058 | 2058 | 2058 | 2058 | 2058 | 2058 | 2058 | 2058 | 2058 | 2058 | 2058 | 2058 | 2058 | 2058 | 2058 | 2058 | 2058 | 2058 | 2058 | 2058 | 2058 | 2058 | 2058 | 2058 | 2058 | 2058 | 2058 | 2058 | 2058 | 2058 | 2058 | 2058 | 2058 | 2058 | 2058 | 2058 | 2058 | 2058 | 2058 | 2058 | 2058 | 2058 | 2058 | 2058 | 2058 | 2058 | 2058 | 2058 | 2058 | 2058 | 2058 | 2058 | 2058 | 2058 | 2058 | 2058 | 2058 | 2058 | 2058 | 2058 | 2058 | 2058 | 2058 | 2058 | 2058 | 2058 | 2058 | 2058 | 0 | 0 | 0 | 0 | 0 | 0 | 0 | 0 | 0 | 0 | 0 | 0 | 0 | 0 | 0 | 0 | 0 | 0 | 0 | 0 | 0 | 0 | 0 | 0
[19 empty] | Variable opex | Input | £000s | 0 | 0 | 0 | 0 | 0 | 67.5 | 67.5 | 67.5 | 67.5 | 67.5 | 67.5 | 67.5 | 67.5 | 67.5 | 67.5 | 67.5 | 67.5 | 67.5 | 67.5 | 67.5 | 67.5 | 67.5 | 67.5 | 67.5 | 67.5 | 67.5 | 67.5 | 67.5 | 67.5 | 67.5 | 67.5 | 67.5 | 67.5 | 67.5 | 67.5 | 67.5 | 67.5 | 67.5 | 67.5 | 67.5 | 67.5 | 67.5 | 67.5 | 67.5 | 67.5 | 67.5 | 67.5 | 67.5 | 67.5 | 67.5 | 67.5 | 67.5 | 67.5 | 67.5 | 67.5 | 67.5 | 67.5 | 67.5 | 67.5 | 67.5 | 67.5 | 67.5 | 67.5 | 67.5 | 67.5 | 67.5 | 67.5 | 67.5 | 67.5 | 67.5 | 67.5 | 67.5 | 67.5 | 67.5 | 67.5 | 67.5 | 67.5 | 67.5 | 67.5 | 67.5 | 0 | 0 | 0 | 0 | 0 | 0 | 0 | 0 | 0 | 0 | 0 | 0 | 0 | 0 | 0 | 0 | 0 | 0 | 0 | 0 | 0 | 0 | 0 | 0
[19 empty] | Opex savings | Input | £000s | 0 | 0 | 0 | 0 | 0 | 0 | 0 | 0 | 0 | 0 | 0 | 0 | 0 | 0 | 0 | 0 | 0 | 0 | 0 | 0 | 0 | 0 | 0 | 0 | 0 | 0 | 0 | 0 | 0 | 0 | 0 | 0 | 0 | 0 | 0 | 0 | 0 | 0 | 0 | 0 | 0 | 0 | 0 | 0 | 0 | 0 | 0 | 0 | 0 | 0 | 0 | 0 | 0 | 0 | 0 | 0 | 0 | 0 | 0 | 0 | 0 | 0 | 0 | 0 | 0 | 0 | 0 | 0 | 0 | 0 | 0 | 0 | 0 | 0 | 0 | 0 | 0 | 0 | 0 | 0 | 0 | 0 | 0 | 0 | 0 | 0 | 0 | 0 | 0 | 0 | 0 | 0 | 0 | 0 | 0 | 0 | 0 | 0 | 0 | 0 | 0 | 0 | 0 | 0
[19 empty] | Fixed env & social | Input | £000s | 4.844 | 5.536 | 6.92 | 27.68 | 24.22 | 0 | 0 | 0 | 0 | 0 | 0 | 0 | 0 | 0 | 0 | 0 | 0 | 0 | 0 | 0 | 0.010241 | 0.011704 | 0.01463 | 0.058521 | 0.051206 | 0 | 0 | 0 | 0 | 0 | 0 | 0 | 0 | 0 | 0 | 0 | 0 | 0 | 0 | 0 | 0.010241 | 0.011704 | 0.01463 | 0.058521 | 0.051206 | 0 | 0 | 0 | 0 | 0 | 0 | 0 | 0 | 0 | 0 | 0 | 0 | 0 | 0 | 0 | 0.20615 | 0.2356 | 0.29449 | 1.178 | 1.0307 | 0 | 0 | 0 | 0 | 0 | 0 | 0 | 0 | 0 | 0 | 0 | 0 | 0 | 0 | 0 | 0 | 0 | 0 | 0 | 0 | 0 | 0 | 0 | 0 | 0 | 0 | 0 | 0 | 0 | 0 | 0 | 0 | 0 | 0 | 0 | 0 | 0 | 0 | 0
[19 empty] | Variable env & social | Input | £000s | 0 | 0 | 0 | 0 | 0 | 1.4 | 1.4 | 1.4 | 1.4 | 1.4 | 1.4 | 1.4 | 1.4 | 1.4 | 1.4 | 1.4 | 1.4 | 1.4 | 1.4 | 1.4 | 1.4 | 1.4 | 1.4 | 1.4 | 1.4 | 1.4 | 1.4 | 1.4 | 1.4 | 1.4 | 1.4 | 1.4 | 1.4 | 1.4 | 1.4 | 1.4 | 1.4 | 1.4 | 1.4 | 1.4 | 1.4 | 1.4 | 1.4 | 1.4 | 1.4 | 1.4 | 1.4 | 1.4 | 1.4 | 1.4 | 1.4 | 1.4 | 1.4 | 1.4 | 1.4 | 1.4 | 1.4 | 1.4 | 1.4 | 1.4 | 1.4 | 1.4 | 1.4 | 1.4 | 1.4 | 1.4 | 1.4 | 1.4 | 1.4 | 1.4 | 1.4 | 1.4 | 1.4 | 1.4 | 1.4 | 1.4 | 1.4 | 1.4 | 1.4 | 1.4 | 0 | 0 | 0 | 0 | 0 | 0 | 0 | 0 | 0 | 0 | 0 | 0 | 0 | 0 | 0 | 0 | 0 | 0 | 0 | 0 | 0 | 0 | 0 | 0
[19 empty] | Fixed carbon costs | Input | £000s | 13.448 | 15.3692 | 19.2114 | 76.8458 | 67.24 | 0 | 0 | 0 | 0 | 0 | 0 | 0 | 0 | 0 | 0 | 0 | 0 | 0 | 0 | 0 | 0.028432 | 0.032494 | 0.040617 | 0.16247 | 0.14216 | 0 | 0 | 0 | 0 | 0 | 0 | 0 | 0 | 0 | 0 | 0 | 0 | 0 | 0 | 0 | 0.028432 | 0.032494 | 0.040617 | 0.16247 | 0.14216 | 0 | 0 | 0 | 0 | 0 | 0 | 0 | 0 | 0 | 0 | 0 | 0 | 0 | 0 | 0 | 0.57231 | 0.65407 | 0.81758 | 3.2703 | 2.8615 | 0 | 0 | 0 | 0 | 0 | 0 | 0 | 0 | 0 | 0 | 0 | 0 | 0 | 0 | 0 | 0 | 0 | 0 | 0 | 0 | 0 | 0 | 0 | 0 | 0 | 0 | 0 | 0 | 0 | 0 | 0 | 0 | 0 | 0 | 0 | 0 | 0 | 0 | 0
[19 empty] | Variable carbon costs | Input | £000s | 0 | 0 | 0 | 0 | 0 | 2.8049 | 2.5983 | 2.4696 | 2.4257 | 2.2604 | 2.1338 | 2.0072 | 1.8806 | 1.754 | 1.6274 | 1.5008 | 1.3742 | 1.2476 | 1.121 | 0.99443 | 0.86783 | 0.74123 | 0.61462 | 0.48802 | 0.36142 | 0.36142 | 0.36142 | 0.36142 | 0.36142 | 0.36142 | 0.36142 | 0.36142 | 0.36142 | 0.36142 | 0.36142 | 0.36142 | 0.36142 | 0.36142 | 0.36142 | 0.36142 | 0.36142 | 0.36142 | 0.36142 | 0.36142 | 0.36142 | 0.36142 | 0.36142 | 0.36142 | 0.36142 | 0.36142 | 0.36142 | 0.36142 | 0.36142 | 0.36142 | 0.36142 | 0.36142 | 0.36142 | 0.36142 | 0.36142 | 0.36142 | 0.36142 | 0.36142 | 0.36142 | 0.36142 | 0.36142 | 0.36142 | 0.36142 | 0.36142 | 0.36142 | 0.36142 | 0.36142 | 0.36142 | 0.36142 | 0.36142 | 0.36142 | 0.36142 | 0.36142 | 0.36142 | 0.36142 | 0.36142 | 0 | 0 | 0 | 0 | 0 | 0 | 0 | 0 | 0 | 0 | 0 | 0 | 0 | 0 | 0 | 0 | 0 | 0 | 0 | 0 | 0 | 0 | 0 | 0
[19 empty] | Customer willingness to pay | Input | £000s | 0 | 0 | 0 | 0 | 0 | 0 | 0 | 0 | 0 | 0 | 0 | 0 | 0 | 0 | 0 | 0 | 0 | 0 | 0 | 0 | 0 | 0 | 0 | 0 | 0 | 0 | 0 | 0 | 0 | 0 | 0 | 0 | 0 | 0 | 0 | 0 | 0 | 0 | 0 | 0 | 0 | 0 | 0 | 0 | 0 | 0 | 0 | 0 | 0 | 0 | 0 | 0 | 0 | 0 | 0 | 0 | 0 | 0 | 0 | 0 | 0 | 0 | 0 | 0 | 0 | 0 | 0 | 0 | 0 | 0 | 0 | 0 | 0 | 0 | 0 | 0 | 0 | 0 | 0 | 0 | 0 | 0 | 0 | 0 | 0 | 0 | 0 | 0 | 0 | 0 | 0 | 0 | 0 | 0 | 0 | 0 | 0 | 0 | 0 | 0 | 0 | 0 | 0 | 0
[19 empty] | Total | Sum of above (excl WAFU) | £000s | 3097.452 | 3539.9452 | 4424.9314 | 17699.7258 | 15487.26 | 2129.7049 | 2129.4983 | 2129.3696 | 2129.3257 | 2129.1604 | 2129.0338 | 2128.9072 | 2128.7806 | 2128.654 | 2128.5274 | 2128.4008 | 2128.2742 | 2128.1476 | 2128.021 | 2127.8944 | 2134.3165 | 2135.1254 | 2136.8699 | 2164.809 | 2160.0048 | 2127.2614 | 2127.2614 | 2127.2614 | 2127.2614 | 2127.2614 | 2127.2614 | 2127.2614 | 2127.2614 | 2127.2614 | 2127.2614 | 2127.2614 | 2127.2614 | 2127.2614 | 2127.2614 | 2127.2614 | 2133.8101 | 2134.7456 | 2136.6167 | 2164.6824 | 2160.0048 | 2127.2614 | 2127.2614 | 2127.2614 | 2127.2614 | 2127.2614 | 2127.2614 | 2127.2614 | 2127.2614 | 2127.2614 | 2127.2614 | 2127.2614 | 2127.2614 | 2127.2614 | 2127.2614 | 2127.2614 | 2259.0799 | 2277.9111 | 2315.5735 | 2880.5097 | 2786.3537 | 2127.2614 | 2127.2614 | 2127.2614 | 2127.2614 | 2127.2614 | 2127.2614 | 2127.2614 | 2127.2614 | 2127.2614 | 2127.2614 | 2127.2614 | 2127.2614 | 2127.2614 | 2127.2614 | 2127.2614 | 0 | 0 | 0 | 0 | 0 | 0 | 0 | 0 | 0 | 0 | 0 | 0 | 0 | 0 | 0 | 0 | 0 | 0 | 0 | 0 | 0 | 0 | 0 | 0
58.1x | Site R to Grindleford pipeline capacity increase | BAM03 | Bulk supply | Y | 2025-26 | Capacity | 7.5 | 65308.3688 | 4411.1783 | 2994.0458 | 0 | 25.2906 | 4.0557 | 7434.5703 | 11.3389 | 11.3838 | 3 | 3 | Gains in WAFU / Savings in demand | Input | Ml/d | 0 | 0 | 0 | 0 | 0 | 7.5 | 7.5 | 7.5 | 7.5 | 7.5 | 7.5 | 7.5 | 7.5 | 7.5 | 7.5 | 7.5 | 7.5 | 7.5 | 7.5 | 7.5 | 7.5 | 7.5 | 7.5 | 7.5 | 7.5 | 7.5 | 7.5 | 7.5 | 7.5 | 7.5 | 7.5 | 7.5 | 7.5 | 7.5 | 7.5 | 7.5 | 7.5 | 7.5 | 7.5 | 7.5 | 7.5 | 7.5 | 7.5 | 7.5 | 7.5 | 7.5 | 7.5 | 7.5 | 7.5 | 7.5 | 7.5 | 7.5 | 7.5 | 7.5 | 7.5 | 7.5 | 7.5 | 7.5 | 7.5 | 7.5 | 7.5 | 7.5 | 7.5 | 7.5 | 7.5 | 7.5 | 7.5 | 7.5 | 7.5 | 7.5 | 7.5 | 7.5 | 7.5 | 7.5 | 7.5 | 7.5 | 7.5 | 7.5 | 7.5 | 7.5 | 0 | 0 | 0 | 0 | 0 | 0 | 0 | 0 | 0 | 0 | 0 | 0 | 0 | 0 | 0 | 0 | 0 | 0 | 0 | 0 | 0 | 0 | 0 | 0
[19 empty] | Fixed capex | Input | £000s | 303.73 | 347.12 | 433.9 | 1735.6 | 1518.65 | 0 | 0 | 0 | 0 | 0 | 0 | 0 | 0 | 0 | 0 | 0 | 0 | 0 | 0 | 0 | 0 | 0 | 0 | 0 | 0 | 0 | 0 | 0 | 0 | 0 | 0 | 0 | 0 | 0 | 0 | 0 | 0 | 0 | 0 | 0 | 0 | 0 | 0 | 0 | 0 | 0 | 0 | 0 | 0 | 0 | 0 | 0 | 0 | 0 | 0 | 0 | 0 | 0 | 0 | 0 | 246.96 | 282.24 | 352.8 | 1411.2 | 1234.8 | 0 | 0 | 0 | 0 | 0 | 0 | 0 | 0 | 0 | 0 | 0 | 0 | 0 | 0 | 0 | 0 | 0 | 0 | 0 | 0 | 0 | 0 | 0 | 0 | 0 | 0 | 0 | 0 | 0 | 0 | 0 | 0 | 0 | 0 | 0 | 0 | 0 | 0 | 0
[19 empty] | Variable capex | Input | £000s | 0 | 0 | 0 | 0 | 0 | 0 | 0 | 0 | 0 | 0 | 0 | 0 | 0 | 0 | 0 | 0 | 0 | 0 | 0 | 0 | 0 | 0 | 0 | 0 | 0 | 0 | 0 | 0 | 0 | 0 | 0 | 0 | 0 | 0 | 0 | 0 | 0 | 0 | 0 | 0 | 0 | 0 | 0 | 0 | 0 | 0 | 0 | 0 | 0 | 0 | 0 | 0 | 0 | 0 | 0 | 0 | 0 | 0 | 0 | 0 | 0 | 0 | 0 | 0 | 0 | 0 | 0 | 0 | 0 | 0 | 0 | 0 | 0 | 0 | 0 | 0 | 0 | 0 | 0 | 0 | 0 | 0 | 0 | 0 | 0 | 0 | 0 | 0 | 0 | 0 | 0 | 0 | 0 | 0 | 0 | 0 | 0 | 0 | 0 | 0 | 0 | 0 | 0 | 0
[19 empty] | Financing costs | Input | £000s | 0 | 0 | 0 | 0 | 0 | 0 | 0 | 0 | 0 | 0 | 0 | 0 | 0 | 0 | 0 | 0 | 0 | 0 | 0 | 0 | 0 | 0 | 0 | 0 | 0 | 0 | 0 | 0 | 0 | 0 | 0 | 0 | 0 | 0 | 0 | 0 | 0 | 0 | 0 | 0 | 0 | 0 | 0 | 0 | 0 | 0 | 0 | 0 | 0 | 0 | 0 | 0 | 0 | 0 | 0 | 0 | 0 | 0 | 0 | 0 | 0 | 0 | 0 | 0 | 0 | 0 | 0 | 0 | 0 | 0 | 0 | 0 | 0 | 0 | 0 | 0 | 0 | 0 | 0 | 0 | 0 | 0 | 0 | 0 | 0 | 0 | 0 | 0 | 0 | 0 | 0 | 0 | 0 | 0 | 0 | 0 | 0 | 0 | 0 | 0 | 0 | 0 | 0 | 0
[19 empty] | Fixed opex | Input | £000s | 0 | 0 | 0 | 0 | 0 | 58 | 58 | 58 | 58 | 58 | 58 | 58 | 58 | 58 | 58 | 58 | 58 | 58 | 58 | 58 | 58 | 58 | 58 | 58 | 58 | 58 | 58 | 58 | 58 | 58 | 58 | 58 | 58 | 58 | 58 | 58 | 58 | 58 | 58 | 58 | 58 | 58 | 58 | 58 | 58 | 58 | 58 | 58 | 58 | 58 | 58 | 58 | 58 | 58 | 58 | 58 | 58 | 58 | 58 | 58 | 58 | 58 | 58 | 58 | 58 | 58 | 58 | 58 | 58 | 58 | 58 | 58 | 58 | 58 | 58 | 58 | 58 | 58 | 58 | 58 | 0 | 0 | 0 | 0 | 0 | 0 | 0 | 0 | 0 | 0 | 0 | 0 | 0 | 0 | 0 | 0 | 0 | 0 | 0 | 0 | 0 | 0 | 0 | 0
[19 empty] | Variable opex | Input | £000s | 0 | 0 | 0 | 0 | 0 | 67.5 | 67.5 | 67.5 | 67.5 | 67.5 | 67.5 | 67.5 | 67.5 | 67.5 | 67.5 | 67.5 | 67.5 | 67.5 | 67.5 | 67.5 | 67.5 | 67.5 | 67.5 | 67.5 | 67.5 | 67.5 | 67.5 | 67.5 | 67.5 | 67.5 | 67.5 | 67.5 | 67.5 | 67.5 | 67.5 | 67.5 | 67.5 | 67.5 | 67.5 | 67.5 | 67.5 | 67.5 | 67.5 | 67.5 | 67.5 | 67.5 | 67.5 | 67.5 | 67.5 | 67.5 | 67.5 | 67.5 | 67.5 | 67.5 | 67.5 | 67.5 | 67.5 | 67.5 | 67.5 | 67.5 | 67.5 | 67.5 | 67.5 | 67.5 | 67.5 | 67.5 | 67.5 | 67.5 | 67.5 | 67.5 | 67.5 | 67.5 | 67.5 | 67.5 | 67.5 | 67.5 | 67.5 | 67.5 | 67.5 | 67.5 | 0 | 0 | 0 | 0 | 0 | 0 | 0 | 0 | 0 | 0 | 0 | 0 | 0 | 0 | 0 | 0 | 0 | 0 | 0 | 0 | 0 | 0 | 0 | 0
[19 empty] | Opex savings | Input | £000s | 0 | 0 | 0 | 0 | 0 | 0 | 0 | 0 | 0 | 0 | 0 | 0 | 0 | 0 | 0 | 0 | 0 | 0 | 0 | 0 | 0 | 0 | 0 | 0 | 0 | 0 | 0 | 0 | 0 | 0 | 0 | 0 | 0 | 0 | 0 | 0 | 0 | 0 | 0 | 0 | 0 | 0 | 0 | 0 | 0 | 0 | 0 | 0 | 0 | 0 | 0 | 0 | 0 | 0 | 0 | 0 | 0 | 0 | 0 | 0 | 0 | 0 | 0 | 0 | 0 | 0 | 0 | 0 | 0 | 0 | 0 | 0 | 0 | 0 | 0 | 0 | 0 | 0 | 0 | 0 | 0 | 0 | 0 | 0 | 0 | 0 | 0 | 0 | 0 | 0 | 0 | 0 | 0 | 0 | 0 | 0 | 0 | 0 | 0 | 0 | 0 | 0 | 0 | 0
[19 empty] | Fixed env & social | Input | £000s | 0 | 0 | 0 | 0 | 0 | 0 | 0 | 0 | 0 | 0 | 0 | 0 | 0 | 0 | 0 | 0 | 0 | 0 | 0 | 0 | 0 | 0 | 0 | 0 | 0 | 0 | 0 | 0 | 0 | 0 | 0 | 0 | 0 | 0 | 0 | 0 | 0 | 0 | 0 | 0 | 0 | 0 | 0 | 0 | 0 | 0 | 0 | 0 | 0 | 0 | 0 | 0 | 0 | 0 | 0 | 0 | 0 | 0 | 0 | 0 | 0 | 0 | 0 | 0 | 0 | 0 | 0 | 0 | 0 | 0 | 0 | 0 | 0 | 0 | 0 | 0 | 0 | 0 | 0 | 0 | 0 | 0 | 0 | 0 | 0 | 0 | 0 | 0 | 0 | 0 | 0 | 0 | 0 | 0 | 0 | 0 | 0 | 0 | 0 | 0 | 0 | 0 | 0 | 0
[19 empty] | Variable env & social | Input | £000s | 0 | 0 | 0 | 0 | 0 | 0.17 | 0.17 | 0.17 | 0.17 | 0.17 | 0.17 | 0.17 | 0.17 | 0.17 | 0.17 | 0.17 | 0.17 | 0.17 | 0.17 | 0.17 | 0.17 | 0.17 | 0.17 | 0.17 | 0.17 | 0.17 | 0.17 | 0.17 | 0.17 | 0.17 | 0.17 | 0.17 | 0.17 | 0.17 | 0.17 | 0.17 | 0.17 | 0.17 | 0.17 | 0.17 | 0.17 | 0.17 | 0.17 | 0.17 | 0.17 | 0.17 | 0.17 | 0.17 | 0.17 | 0.17 | 0.17 | 0.17 | 0.17 | 0.17 | 0.17 | 0.17 | 0.17 | 0.17 | 0.17 | 0.17 | 0.17 | 0.17 | 0.17 | 0.17 | 0.17 | 0.17 | 0.17 | 0.17 | 0.17 | 0.17 | 0.17 | 0.17 | 0.17 | 0.17 | 0.17 | 0.17 | 0.17 | 0.17 | 0.17 | 0.17 | 0 | 0 | 0 | 0 | 0 | 0 | 0 | 0 | 0 | 0 | 0 | 0 | 0 | 0 | 0 | 0 | 0 | 0 | 0 | 0 | 0 | 0 | 0 | 0
[19 empty] | Fixed carbon costs | Input | £000s | 0 | 0 | 0 | 0 | 0 | 0 | 0 | 0 | 0 | 0 | 0 | 0 | 0 | 0 | 0 | 0 | 0 | 0 | 0 | 0 | 0 | 0 | 0 | 0 | 0 | 0 | 0 | 0 | 0 | 0 | 0 | 0 | 0 | 0 | 0 | 0 | 0 | 0 | 0 | 0 | 0 | 0 | 0 | 0 | 0 | 0 | 0 | 0 | 0 | 0 | 0 | 0 | 0 | 0 | 0 | 0 | 0 | 0 | 0 | 0 | 0 | 0 | 0 | 0 | 0 | 0 | 0 | 0 | 0 | 0 | 0 | 0 | 0 | 0 | 0 | 0 | 0 | 0 | 0 | 0 | 0 | 0 | 0 | 0 | 0 | 0 | 0 | 0 | 0 | 0 | 0 | 0 | 0 | 0 | 0 | 0 | 0 | 0 | 0 | 0 | 0 | 0 | 0 | 0
[19 empty] | Variable carbon costs | Input | £000s | 0 | 0 | 0 | 0 | 0 | 2.8049 | 2.5983 | 2.4696 | 2.4257 | 2.2604 | 2.1338 | 2.0072 | 1.8806 | 1.754 | 1.6274 | 1.5008 | 1.3742 | 1.2476 | 1.121 | 0.99443 | 0.86783 | 0.74123 | 0.61462 | 0.48802 | 0.36142 | 0.36142 | 0.36142 | 0.36142 | 0.36142 | 0.36142 | 0.36142 | 0.36142 | 0.36142 | 0.36142 | 0.36142 | 0.36142 | 0.36142 | 0.36142 | 0.36142 | 0.36142 | 0.36142 | 0.36142 | 0.36142 | 0.36142 | 0.36142 | 0.36142 | 0.36142 | 0.36142 | 0.36142 | 0.36142 | 0.36142 | 0.36142 | 0.36142 | 0.36142 | 0.36142 | 0.36142 | 0.36142 | 0.36142 | 0.36142 | 0.36142 | 0.36142 | 0.36142 | 0.36142 | 0.36142 | 0.36142 | 0.36142 | 0.36142 | 0.36142 | 0.36142 | 0.36142 | 0.36142 | 0.36142 | 0.36142 | 0.36142 | 0.36142 | 0.36142 | 0.36142 | 0.36142 | 0.36142 | 0.36142 | 0 | 0 | 0 | 0 | 0 | 0 | 0 | 0 | 0 | 0 | 0 | 0 | 0 | 0 | 0 | 0 | 0 | 0 | 0 | 0 | 0 | 0 | 0 | 0
[19 empty] | Customer willingness to pay | Input | £000s | 0 | 0 | 0 | 0 | 0 | 0 | 0 | 0 | 0 | 0 | 0 | 0 | 0 | 0 | 0 | 0 | 0 | 0 | 0 | 0 | 0 | 0 | 0 | 0 | 0 | 0 | 0 | 0 | 0 | 0 | 0 | 0 | 0 | 0 | 0 | 0 | 0 | 0 | 0 | 0 | 0 | 0 | 0 | 0 | 0 | 0 | 0 | 0 | 0 | 0 | 0 | 0 | 0 | 0 | 0 | 0 | 0 | 0 | 0 | 0 | 0 | 0 | 0 | 0 | 0 | 0 | 0 | 0 | 0 | 0 | 0 | 0 | 0 | 0 | 0 | 0 | 0 | 0 | 0 | 0 | 0 | 0 | 0 | 0 | 0 | 0 | 0 | 0 | 0 | 0 | 0 | 0 | 0 | 0 | 0 | 0 | 0 | 0 | 0 | 0 | 0 | 0 | 0 | 0
[19 empty] | Total | Sum of above (excl WAFU) | £000s | 303.73 | 347.12 | 433.9 | 1735.6 | 1518.65 | 128.4749 | 128.2683 | 128.1396 | 128.0957 | 127.9304 | 127.8038 | 127.6772 | 127.5506 | 127.424 | 127.2974 | 127.1708 | 127.0442 | 126.9176 | 126.791 | 126.6644 | 126.5378 | 126.4112 | 126.2846 | 126.158 | 126.0314 | 126.0314 | 126.0314 | 126.0314 | 126.0314 | 126.0314 | 126.0314 | 126.0314 | 126.0314 | 126.0314 | 126.0314 | 126.0314 | 126.0314 | 126.0314 | 126.0314 | 126.0314 | 126.0314 | 126.0314 | 126.0314 | 126.0314 | 126.0314 | 126.0314 | 126.0314 | 126.0314 | 126.0314 | 126.0314 | 126.0314 | 126.0314 | 126.0314 | 126.0314 | 126.0314 | 126.0314 | 126.0314 | 126.0314 | 126.0314 | 126.0314 | 372.9914 | 408.2714 | 478.8314 | 1537.2314 | 1360.8314 | 126.0314 | 126.0314 | 126.0314 | 126.0314 | 126.0314 | 126.0314 | 126.0314 | 126.0314 | 126.0314 | 126.0314 | 126.0314 | 126.0314 | 126.0314 | 126.0314 | 126.0314 | 0 | 0 | 0 | 0 | 0 | 0 | 0 | 0 | 0 | 0 | 0 | 0 | 0 | 0 | 0 | 0 | 0 | 0 | 0 | 0 | 0 | 0 | 0 | 0
58.1x | Carsington to Site L, J and F | CARSC01 | Reservoir enlargement | N | 2035-36 | Capacity | 100 | 606246.6515 | 929997.5915 | 127466.2651 | 0 | 2534.8995 | 395.377 | 1060394.133 | 174.428 | 174.9113 | 1 | 3 | Gains in WAFU / Savings in demand | Input | Ml/d | 0 | 0 | 0 | 0 | 0 | 0 | 0 | 0 | 0 | 0 | 0 | 0 | 0 | 0 | 0 | 100 | 100 | 100 | 100 | 100 | 100 | 100 | 100 | 100 | 100 | 100 | 100 | 100 | 100 | 100 | 100 | 100 | 100 | 100 | 100 | 100 | 100 | 100 | 100 | 100 | 100 | 100 | 100 | 100 | 100 | 100 | 100 | 100 | 100 | 100 | 100 | 100 | 100 | 100 | 100 | 100 | 100 | 100 | 100 | 100 | 100 | 100 | 100 | 100 | 100 | 100 | 100 | 100 | 100 | 100 | 100 | 100 | 100 | 100 | 100 | 100 | 100 | 100 | 100 | 100 | 0 | 0 | 0 | 0 | 0 | 0 | 0 | 0 | 0 | 0 | 0 | 0 | 0 | 0 | 0 | 0 | 0 | 0 | 0 | 0 | 0 | 0 | 0 | 0
[19 empty] | Fixed capex | Input | £000s | 10663.76 | 21327.52 | 21327.52 | 31991.28 | 31991.28 | 53318.8 | 63982.56 | 106637.6 | 106637.6 | 106637.6 | 106637.6 | 106637.6 | 106637.6 | 106637.6 | 85310.08 | 0 | 0 | 0 | 0 | 0 | 642.44 | 1284.88 | 1284.88 | 1927.32 | 1927.32 | 3212.2 | 3854.64 | 6424.4 | 6424.4 | 6424.4 | 6424.4 | 6424.4 | 6424.4 | 6424.4 | 5139.52 | 0 | 0 | 0 | 0 | 0 | 642.44 | 1284.88 | 1284.88 | 1927.32 | 1927.32 | 3212.2 | 3854.64 | 6424.4 | 6424.4 | 6424.4 | 6424.4 | 6424.4 | 6424.4 | 6424.4 | 5139.52 | 0 | 0 | 0 | 0 | 0 | 9224.19 | 18448.38 | 18448.38 | 27672.57 | 27672.57 | 46120.95 | 55345.14 | 92241.9 | 92241.9 | 92241.9 | 92241.9 | 92241.9 | 92241.9 | 92241.9 | 73793.52 | 0 | 0 | 0 | 0 | 0 | 0 | 0 | 0 | 0 | 0 | 0 | 0 | 0 | 0 | 0 | 0 | 0 | 0 | 0 | 0 | 0 | 0 | 0 | 0 | 0 | 0 | 0 | 0 | 0
[19 empty] | Variable capex | Input | £000s | 0 | 0 | 0 | 0 | 0 | 0 | 0 | 0 | 0 | 0 | 0 | 0 | 0 | 0 | 0 | 0 | 0 | 0 | 0 | 0 | 0 | 0 | 0 | 0 | 0 | 0 | 0 | 0 | 0 | 0 | 0 | 0 | 0 | 0 | 0 | 0 | 0 | 0 | 0 | 0 | 0 | 0 | 0 | 0 | 0 | 0 | 0 | 0 | 0 | 0 | 0 | 0 | 0 | 0 | 0 | 0 | 0 | 0 | 0 | 0 | 0 | 0 | 0 | 0 | 0 | 0 | 0 | 0 | 0 | 0 | 0 | 0 | 0 | 0 | 0 | 0 | 0 | 0 | 0 | 0 | 0 | 0 | 0 | 0 | 0 | 0 | 0 | 0 | 0 | 0 | 0 | 0 | 0 | 0 | 0 | 0 | 0 | 0 | 0 | 0 | 0 | 0 | 0 | 0
[19 empty] | Financing costs | Input | £000s | 0 | 0 | 0 | 0 | 0 | 0 | 0 | 0 | 0 | 0 | 0 | 0 | 0 | 0 | 0 | 0 | 0 | 0 | 0 | 0 | 0 | 0 | 0 | 0 | 0 | 0 | 0 | 0 | 0 | 0 | 0 | 0 | 0 | 0 | 0 | 0 | 0 | 0 | 0 | 0 | 0 | 0 | 0 | 0 | 0 | 0 | 0 | 0 | 0 | 0 | 0 | 0 | 0 | 0 | 0 | 0 | 0 | 0 | 0 | 0 | 0 | 0 | 0 | 0 | 0 | 0 | 0 | 0 | 0 | 0 | 0 | 0 | 0 | 0 | 0 | 0 | 0 | 0 | 0 | 0 | 0 | 0 | 0 | 0 | 0 | 0 | 0 | 0 | 0 | 0 | 0 | 0 | 0 | 0 | 0 | 0 | 0 | 0 | 0 | 0 | 0 | 0 | 0 | 0
[19 empty] | Fixed opex | Input | £000s | 0 | 0 | 0 | 0 | 0 | 0 | 0 | 0 | 0 | 0 | 0 | 0 | 0 | 0 | 0 | 2520.9 | 2520.9 | 2520.9 | 2520.9 | 2520.9 | 2520.9 | 2520.9 | 2520.9 | 2520.9 | 2520.9 | 2520.9 | 2520.9 | 2520.9 | 2520.9 | 2520.9 | 2520.9 | 2520.9 | 2520.9 | 2520.9 | 2520.9 | 2520.9 | 2520.9 | 2520.9 | 2520.9 | 2520.9 | 2520.9 | 2520.9 | 2520.9 | 2520.9 | 2520.9 | 2520.9 | 2520.9 | 2520.9 | 2520.9 | 2520.9 | 2520.9 | 2520.9 | 2520.9 | 2520.9 | 2520.9 | 2520.9 | 2520.9 | 2520.9 | 2520.9 | 2520.9 | 2520.9 | 2520.9 | 2520.9 | 2520.9 | 2520.9 | 2520.9 | 2520.9 | 2520.9 | 2520.9 | 2520.9 | 2520.9 | 2520.9 | 2520.9 | 2520.9 | 2520.9 | 2520.9 | 2520.9 | 2520.9 | 2520.9 | 2520.9 | 0 | 0 | 0 | 0 | 0 | 0 | 0 | 0 | 0 | 0 | 0 | 0 | 0 | 0 | 0 | 0 | 0 | 0 | 0 | 0 | 0 | 0 | 0 | 0
[19 empty] | Variable opex | Input | £000s | 0 | 0 | 0 | 0 | 0 | 0 | 0 | 0 | 0 | 0 | 0 | 0 | 0 | 0 | 0 | 5153.4 | 5153.4 | 5153.4 | 5153.4 | 5153.4 | 5153.4 | 5153.4 | 5153.4 | 5153.4 | 5153.4 | 5153.4 | 5153.4 | 5153.4 | 5153.4 | 5153.4 | 5153.4 | 5153.4 | 5153.4 | 5153.4 | 5153.4 | 5153.4 | 5153.4 | 5153.4 | 5153.4 | 5153.4 | 5153.4 | 5153.4 | 5153.4 | 5153.4 | 5153.4 | 5153.4 | 5153.4 | 5153.4 | 5153.4 | 5153.4 | 5153.4 | 5153.4 | 5153.4 | 5153.4 | 5153.4 | 5153.4 | 5153.4 | 5153.4 | 5153.4 | 5153.4 | 5153.4 | 5153.4 | 5153.4 | 5153.4 | 5153.4 | 5153.4 | 5153.4 | 5153.4 | 5153.4 | 5153.4 | 5153.4 | 5153.4 | 5153.4 | 5153.4 | 5153.4 | 5153.4 | 5153.4 | 5153.4 | 5153.4 | 5153.4 | 0 | 0 | 0 | 0 | 0 | 0 | 0 | 0 | 0 | 0 | 0 | 0 | 0 | 0 | 0 | 0 | 0 | 0 | 0 | 0 | 0 | 0 | 0 | 0
[19 empty] | Opex savings | Input | £000s | 0 | 0 | 0 | 0 | 0 | 0 | 0 | 0 | 0 | 0 | 0 | 0 | 0 | 0 | 0 | 0 | 0 | 0 | 0 | 0 | 0 | 0 | 0 | 0 | 0 | 0 | 0 | 0 | 0 | 0 | 0 | 0 | 0 | 0 | 0 | 0 | 0 | 0 | 0 | 0 | 0 | 0 | 0 | 0 | 0 | 0 | 0 | 0 | 0 | 0 | 0 | 0 | 0 | 0 | 0 | 0 | 0 | 0 | 0 | 0 | 0 | 0 | 0 | 0 | 0 | 0 | 0 | 0 | 0 | 0 | 0 | 0 | 0 | 0 | 0 | 0 | 0 | 0 | 0 | 0 | 0 | 0 | 0 | 0 | 0 | 0 | 0 | 0 | 0 | 0 | 0 | 0 | 0 | 0 | 0 | 0 | 0 | 0 | 0 | 0 | 0 | 0 | 0 | 0
[19 empty] | Fixed env & social | Input | £000s | 1.2178 | 2.4356 | 2.4356 | 3.6534 | 3.6534 | 6.089 | 7.3068 | 12.178 | 12.178 | 12.178 | 12.178 | 12.178 | 12.178 | 12.178 | 9.7424 | 0 | 0 | 0 | 0 | 0 | 0.073367 | 0.14673 | 0.14673 | 0.2201 | 0.2201 | 0.36683 | 0.4402 | 0.73367 | 0.73367 | 0.73367 | 0.73367 | 0.73367 | 0.73367 | 0.73367 | 0.58693 | 0 | 0 | 0 | 0 | 0 | 0.073367 | 0.14673 | 0.14673 | 0.2201 | 0.2201 | 0.36683 | 0.4402 | 0.73367 | 0.73367 | 0.73367 | 0.73367 | 0.73367 | 0.73367 | 0.73367 | 0.58693 | 0 | 0 | 0 | 0 | 0 | 1.0534 | 2.1068 | 2.1068 | 3.1602 | 3.1602 | 5.267 | 6.3204 | 10.534 | 10.534 | 10.534 | 10.534 | 10.534 | 10.534 | 10.534 | 8.4272 | 0 | 0 | 0 | 0 | 0 | 0 | 0 | 0 | 0 | 0 | 0 | 0 | 0 | 0 | 0 | 0 | 0 | 0 | 0 | 0 | 0 | 0 | 0 | 0 | 0 | 0 | 0 | 0 | 0
[19 empty] | Variable env & social | Input | £000s | 0 | 0 | 0 | 0 | 0 | 0 | 0 | 0 | 0 | 0 | 0 | 0 | 0 | 0 | 0 | 17.41 | 17.41 | 17.41 | 17.41 | 17.41 | 17.41 | 17.41 | 17.41 | 17.41 | 17.41 | 17.41 | 17.41 | 17.41 | 17.41 | 17.41 | 17.41 | 17.41 | 17.41 | 17.41 | 17.41 | 17.41 | 17.41 | 17.41 | 17.41 | 17.41 | 17.41 | 17.41 | 17.41 | 17.41 | 17.41 | 17.41 | 17.41 | 17.41 | 17.41 | 17.41 | 17.41 | 17.41 | 17.41 | 17.41 | 17.41 | 17.41 | 17.41 | 17.41 | 17.41 | 17.41 | 17.41 | 17.41 | 17.41 | 17.41 | 17.41 | 17.41 | 17.41 | 17.41 | 17.41 | 17.41 | 17.41 | 17.41 | 17.41 | 17.41 | 17.41 | 17.41 | 17.41 | 17.41 | 17.41 | 17.41 | 0 | 0 | 0 | 0 | 0 | 0 | 0 | 0 | 0 | 0 | 0 | 0 | 0 | 0 | 0 | 0 | 0 | 0 | 0 | 0 | 0 | 0 | 0 | 0
[19 empty] | Fixed carbon costs | Input | £000s | 10.9125 | 21.825 | 21.825 | 32.7375 | 32.7375 | 54.5624 | 65.4749 | 109.1249 | 109.1249 | 109.1249 | 109.1249 | 109.1249 | 109.1249 | 109.1249 | 87.2999 | 0 | 0 | 0 | 0 | 0 | 0.65742 | 1.3148 | 1.3148 | 1.9723 | 1.9723 | 3.2871 | 3.9445 | 6.5742 | 6.5742 | 6.5742 | 6.5742 | 6.5742 | 6.5742 | 6.5742 | 5.2594 | 0 | 0 | 0 | 0 | 0 | 0.65742 | 1.3148 | 1.3148 | 1.9723 | 1.9723 | 3.2871 | 3.9445 | 6.5742 | 6.5742 | 6.5742 | 6.5742 | 6.5742 | 6.5742 | 6.5742 | 5.2594 | 0 | 0 | 0 | 0 | 0 | 9.4393 | 18.8787 | 18.8787 | 28.318 | 28.318 | 47.1967 | 56.636 | 94.3934 | 94.3934 | 94.3934 | 94.3934 | 94.3934 | 94.3934 | 94.3934 | 75.5147 | 0 | 0 | 0 | 0 | 0 | 0 | 0 | 0 | 0 | 0 | 0 | 0 | 0 | 0 | 0 | 0 | 0 | 0 | 0 | 0 | 0 | 0 | 0 | 0 | 0 | 0 | 0 | 0 | 0
[19 empty] | Variable carbon costs | Input | £000s | 0 | 0 | 0 | 0 | 0 | 0 | 0 | 0 | 0 | 0 | 0 | 0 | 0 | 0 | 0 | 260.7024 | 238.7111 | 216.7199 | 194.7286 | 172.7373 | 150.7461 | 128.7548 | 106.7636 | 84.7723 | 62.7811 | 62.7811 | 62.7811 | 62.7811 | 62.7811 | 62.7811 | 62.7811 | 62.7811 | 62.7811 | 62.7811 | 62.7811 | 62.7811 | 62.7811 | 62.7811 | 62.7811 | 62.7811 | 62.7811 | 62.7811 | 62.7811 | 62.7811 | 62.7811 | 62.7811 | 62.7811 | 62.7811 | 62.7811 | 62.7811 | 62.7811 | 62.7811 | 62.7811 | 62.7811 | 62.7811 | 62.7811 | 62.7811 | 62.7811 | 62.7811 | 62.7811 | 62.7811 | 62.7811 | 62.7811 | 62.7811 | 62.7811 | 62.7811 | 62.7811 | 62.7811 | 62.7811 | 62.7811 | 62.7811 | 62.7811 | 62.7811 | 62.7811 | 62.7811 | 62.7811 | 62.7811 | 62.7811 | 62.7811 | 62.7811 | 0 | 0 | 0 | 0 | 0 | 0 | 0 | 0 | 0 | 0 | 0 | 0 | 0 | 0 | 0 | 0 | 0 | 0 | 0 | 0 | 0 | 0 | 0 | 0
[19 empty] | Customer willingness to pay | Input | £000s | 0 | 0 | 0 | 0 | 0 | 0 | 0 | 0 | 0 | 0 | 0 | 0 | 0 | 0 | 0 | 0 | 0 | 0 | 0 | 0 | 0 | 0 | 0 | 0 | 0 | 0 | 0 | 0 | 0 | 0 | 0 | 0 | 0 | 0 | 0 | 0 | 0 | 0 | 0 | 0 | 0 | 0 | 0 | 0 | 0 | 0 | 0 | 0 | 0 | 0 | 0 | 0 | 0 | 0 | 0 | 0 | 0 | 0 | 0 | 0 | 0 | 0 | 0 | 0 | 0 | 0 | 0 | 0 | 0 | 0 | 0 | 0 | 0 | 0 | 0 | 0 | 0 | 0 | 0 | 0 | 0 | 0 | 0 | 0 | 0 | 0 | 0 | 0 | 0 | 0 | 0 | 0 | 0 | 0 | 0 | 0 | 0 | 0 | 0 | 0 | 0 | 0 | 0 | 0
[19 empty] | Total | Sum of above (excl WAFU) | £000s | 10675.8903 | 21351.7806 | 21351.7806 | 32027.6709 | 32027.6709 | 53379.4514 | 64055.3417 | 106758.9029 | 106758.9029 | 106758.9029 | 106758.9029 | 106758.9029 | 106758.9029 | 106758.9029 | 85407.1223 | 7952.4124 | 7930.4211 | 7908.4299 | 7886.4386 | 7864.4473 | 8485.6269 | 9106.8064 | 9084.8152 | 9705.9947 | 9684.0034 | 10970.345 | 11613.5158 | 14186.199 | 14186.199 | 14186.199 | 14186.199 | 14186.199 | 14186.199 | 14186.199 | 12899.8574 | 7754.4911 | 7754.4911 | 7754.4911 | 7754.4911 | 7754.4911 | 8397.6618 | 9040.8326 | 9040.8326 | 9684.0034 | 9684.0034 | 10970.345 | 11613.5158 | 14186.199 | 14186.199 | 14186.199 | 14186.199 | 14186.199 | 14186.199 | 14186.199 | 12899.8574 | 7754.4911 | 7754.4911 | 7754.4911 | 7754.4911 | 7754.4911 | 16989.1738 | 26223.8565 | 26223.8565 | 35458.5393 | 35458.5393 | 53927.9048 | 63162.5875 | 100101.3185 | 100101.3185 | 100101.3185 | 100101.3185 | 100101.3185 | 100101.3185 | 100101.3185 | 81631.953 | 7754.4911 | 7754.4911 | 7754.4911 | 7754.4911 | 7754.4911 | 0 | 0 | 0 | 0 | 0 | 0 | 0 | 0 | 0 | 0 | 0 | 0 | 0 | 0 | 0 | 0 | 0 | 0 | 0 | 0 | 0 | 0 | 0 | 0
58.1x | Carsington to sites L, F and E | CARSC02 | Reservoir enlargement | N | 2035-36 | Capacity | 100 | 606246.6515 | 1082821.0555 | 136021.8172 | 0 | 2586.5956 | 563.4838 | 1221992.9521 | 201.0474 | 201.567 | 1 | 3 | Gains in WAFU / Savings in demand | Input | Ml/d | 0 | 0 | 0 | 0 | 0 | 0 | 0 | 0 | 0 | 0 | 0 | 0 | 0 | 0 | 0 | 100 | 100 | 100 | 100 | 100 | 100 | 100 | 100 | 100 | 100 | 100 | 100 | 100 | 100 | 100 | 100 | 100 | 100 | 100 | 100 | 100 | 100 | 100 | 100 | 100 | 100 | 100 | 100 | 100 | 100 | 100 | 100 | 100 | 100 | 100 | 100 | 100 | 100 | 100 | 100 | 100 | 100 | 100 | 100 | 100 | 100 | 100 | 100 | 100 | 100 | 100 | 100 | 100 | 100 | 100 | 100 | 100 | 100 | 100 | 100 | 100 | 100 | 100 | 100 | 100 | 0 | 0 | 0 | 0 | 0 | 0 | 0 | 0 | 0 | 0 | 0 | 0 | 0 | 0 | 0 | 0 | 0 | 0 | 0 | 0 | 0 | 0 | 0 | 0
[19 empty] | Fixed capex | Input | £000s | 12687.57 | 25375.14 | 25375.14 | 38062.71 | 38062.71 | 63437.85 | 76125.42 | 126875.7 | 126875.7 | 126875.7 | 126875.7 | 126875.7 | 126875.7 | 126875.7 | 101500.56 | 0 | 0 | 0 | 0 | 0 | 662.54 | 1325.08 | 1325.08 | 1987.62 | 1987.62 | 3312.7 | 3975.24 | 6625.4 | 6625.4 | 6625.4 | 6625.4 | 6625.4 | 6625.4 | 6625.4 | 5300.32 | 0 | 0 | 0 | 0 | 0 | 662.54 | 1325.08 | 1325.08 | 1987.62 | 1987.62 | 3312.7 | 3975.24 | 6625.4 | 6625.4 | 6625.4 | 6625.4 | 6625.4 | 6625.4 | 6625.4 | 5300.32 | 0 | 0 | 0 | 0 | 0 | 9410.01 | 18820.02 | 18820.02 | 28230.03 | 28230.03 | 47050.05 | 56460.06 | 94100.1 | 94100.1 | 94100.1 | 94100.1 | 94100.1 | 94100.1 | 94100.1 | 75280.08 | 0 | 0 | 0 | 0 | 0 | 0 | 0 | 0 | 0 | 0 | 0 | 0 | 0 | 0 | 0 | 0 | 0 | 0 | 0 | 0 | 0 | 0 | 0 | 0 | 0 | 0 | 0 | 0 | 0
[19 empty] | Variable capex | Input | £000s | 0 | 0 | 0 | 0 | 0 | 0 | 0 | 0 | 0 | 0 | 0 | 0 | 0 | 0 | 0 | 0 | 0 | 0 | 0 | 0 | 0 | 0 | 0 | 0 | 0 | 0 | 0 | 0 | 0 | 0 | 0 | 0 | 0 | 0 | 0 | 0 | 0 | 0 | 0 | 0 | 0 | 0 | 0 | 0 | 0 | 0 | 0 | 0 | 0 | 0 | 0 | 0 | 0 | 0 | 0 | 0 | 0 | 0 | 0 | 0 | 0 | 0 | 0 | 0 | 0 | 0 | 0 | 0 | 0 | 0 | 0 | 0 | 0 | 0 | 0 | 0 | 0 | 0 | 0 | 0 | 0 | 0 | 0 | 0 | 0 | 0 | 0 | 0 | 0 | 0 | 0 | 0 | 0 | 0 | 0 | 0 | 0 | 0 | 0 | 0 | 0 | 0 | 0 | 0
[19 empty] | Financing costs | Input | £000s | 0 | 0 | 0 | 0 | 0 | 0 | 0 | 0 | 0 | 0 | 0 | 0 | 0 | 0 | 0 | 0 | 0 | 0 | 0 | 0 | 0 | 0 | 0 | 0 | 0 | 0 | 0 | 0 | 0 | 0 | 0 | 0 | 0 | 0 | 0 | 0 | 0 | 0 | 0 | 0 | 0 | 0 | 0 | 0 | 0 | 0 | 0 | 0 | 0 | 0 | 0 | 0 | 0 | 0 | 0 | 0 | 0 | 0 | 0 | 0 | 0 | 0 | 0 | 0 | 0 | 0 | 0 | 0 | 0 | 0 | 0 | 0 | 0 | 0 | 0 | 0 | 0 | 0 | 0 | 0 | 0 | 0 | 0 | 0 | 0 | 0 | 0 | 0 | 0 | 0 | 0 | 0 | 0 | 0 | 0 | 0 | 0 | 0 | 0 | 0 | 0 | 0 | 0 | 0
[19 empty] | Fixed opex | Input | £000s | 0 | 0 | 0 | 0 | 0 | 0 | 0 | 0 | 0 | 0 | 0 | 0 | 0 | 0 | 0 | 2590.5 | 2590.5 | 2590.5 | 2590.5 | 2590.5 | 2590.5 | 2590.5 | 2590.5 | 2590.5 | 2590.5 | 2590.5 | 2590.5 | 2590.5 | 2590.5 | 2590.5 | 2590.5 | 2590.5 | 2590.5 | 2590.5 | 2590.5 | 2590.5 | 2590.5 | 2590.5 | 2590.5 | 2590.5 | 2590.5 | 2590.5 | 2590.5 | 2590.5 | 2590.5 | 2590.5 | 2590.5 | 2590.5 | 2590.5 | 2590.5 | 2590.5 | 2590.5 | 2590.5 | 2590.5 | 2590.5 | 2590.5 | 2590.5 | 2590.5 | 2590.5 | 2590.5 | 2590.5 | 2590.5 | 2590.5 | 2590.5 | 2590.5 | 2590.5 | 2590.5 | 2590.5 | 2590.5 | 2590.5 | 2590.5 | 2590.5 | 2590.5 | 2590.5 | 2590.5 | 2590.5 | 2590.5 | 2590.5 | 2590.5 | 2590.5 | 0 | 0 | 0 | 0 | 0 | 0 | 0 | 0 | 0 | 0 | 0 | 0 | 0 | 0 | 0 | 0 | 0 | 0 | 0 | 0 | 0 | 0 | 0 | 0
[19 empty] | Variable opex | Input | £000s | 0 | 0 | 0 | 0 | 0 | 0 | 0 | 0 | 0 | 0 | 0 | 0 | 0 | 0 | 0 | 5598.9 | 5598.9 | 5598.9 | 5598.9 | 5598.9 | 5598.9 | 5598.9 | 5598.9 | 5598.9 | 5598.9 | 5598.9 | 5598.9 | 5598.9 | 5598.9 | 5598.9 | 5598.9 | 5598.9 | 5598.9 | 5598.9 | 5598.9 | 5598.9 | 5598.9 | 5598.9 | 5598.9 | 5598.9 | 5598.9 | 5598.9 | 5598.9 | 5598.9 | 5598.9 | 5598.9 | 5598.9 | 5598.9 | 5598.9 | 5598.9 | 5598.9 | 5598.9 | 5598.9 | 5598.9 | 5598.9 | 5598.9 | 5598.9 | 5598.9 | 5598.9 | 5598.9 | 5598.9 | 5598.9 | 5598.9 | 5598.9 | 5598.9 | 5598.9 | 5598.9 | 5598.9 | 5598.9 | 5598.9 | 5598.9 | 5598.9 | 5598.9 | 5598.9 | 5598.9 | 5598.9 | 5598.9 | 5598.9 | 5598.9 | 5598.9 | 0 | 0 | 0 | 0 | 0 | 0 | 0 | 0 | 0 | 0 | 0 | 0 | 0 | 0 | 0 | 0 | 0 | 0 | 0 | 0 | 0 | 0 | 0 | 0
[19 empty] | Opex savings | Input | £000s | 0 | 0 | 0 | 0 | 0 | 0 | 0 | 0 | 0 | 0 | 0 | 0 | 0 | 0 | 0 | 0 | 0 | 0 | 0 | 0 | 0 | 0 | 0 | 0 | 0 | 0 | 0 | 0 | 0 | 0 | 0 | 0 | 0 | 0 | 0 | 0 | 0 | 0 | 0 | 0 | 0 | 0 | 0 | 0 | 0 | 0 | 0 | 0 | 0 | 0 | 0 | 0 | 0 | 0 | 0 | 0 | 0 | 0 | 0 | 0 | 0 | 0 | 0 | 0 | 0 | 0 | 0 | 0 | 0 | 0 | 0 | 0 | 0 | 0 | 0 | 0 | 0 | 0 | 0 | 0 | 0 | 0 | 0 | 0 | 0 | 0 | 0 | 0 | 0 | 0 | 0 | 0 | 0 | 0 | 0 | 0 | 0 | 0 | 0 | 0 | 0 | 0 | 0 | 0
[19 empty] | Fixed env & social | Input | £000s | 1.3439 | 2.6878 | 2.6878 | 4.0317 | 4.0317 | 6.7195 | 8.0634 | 13.439 | 13.439 | 13.439 | 13.439 | 13.439 | 13.439 | 13.439 | 10.7512 | 0 | 0 | 0 | 0 | 0 | 0.070178 | 0.14036 | 0.14036 | 0.21053 | 0.21053 | 0.35089 | 0.42107 | 0.70178 | 0.70178 | 0.70178 | 0.70178 | 0.70178 | 0.70178 | 0.70178 | 0.56142 | 0 | 0 | 0 | 0 | 0 | 0.070178 | 0.14036 | 0.14036 | 0.21053 | 0.21053 | 0.35089 | 0.42107 | 0.70178 | 0.70178 | 0.70178 | 0.70178 | 0.70178 | 0.70178 | 0.70178 | 0.56142 | 0 | 0 | 0 | 0 | 0 | 0.99673 | 1.9935 | 1.9935 | 2.9902 | 2.9902 | 4.9837 | 5.9804 | 9.9673 | 9.9673 | 9.9673 | 9.9673 | 9.9673 | 9.9673 | 9.9673 | 7.9739 | 0 | 0 | 0 | 0 | 0 | 0 | 0 | 0 | 0 | 0 | 0 | 0 | 0 | 0 | 0 | 0 | 0 | 0 | 0 | 0 | 0 | 0 | 0 | 0 | 0 | 0 | 0 | 0 | 0
[19 empty] | Variable env & social | Input | £000s | 0 | 0 | 0 | 0 | 0 | 0 | 0 | 0 | 0 | 0 | 0 | 0 | 0 | 0 | 0 | 27.02 | 27.02 | 27.02 | 27.02 | 27.02 | 27.02 | 27.02 | 27.02 | 27.02 | 27.02 | 27.02 | 27.02 | 27.02 | 27.02 | 27.02 | 27.02 | 27.02 | 27.02 | 27.02 | 27.02 | 27.02 | 27.02 | 27.02 | 27.02 | 27.02 | 27.02 | 27.02 | 27.02 | 27.02 | 27.02 | 27.02 | 27.02 | 27.02 | 27.02 | 27.02 | 27.02 | 27.02 | 27.02 | 27.02 | 27.02 | 27.02 | 27.02 | 27.02 | 27.02 | 27.02 | 27.02 | 27.02 | 27.02 | 27.02 | 27.02 | 27.02 | 27.02 | 27.02 | 27.02 | 27.02 | 27.02 | 27.02 | 27.02 | 27.02 | 27.02 | 27.02 | 27.02 | 27.02 | 27.02 | 27.02 | 0 | 0 | 0 | 0 | 0 | 0 | 0 | 0 | 0 | 0 | 0 | 0 | 0 | 0 | 0 | 0 | 0 | 0 | 0 | 0 | 0 | 0 | 0 | 0
[19 empty] | Fixed carbon costs | Input | £000s | 10.6004 | 21.2008 | 21.2008 | 31.8013 | 31.8013 | 53.0021 | 63.6025 | 106.0042 | 106.0042 | 106.0042 | 106.0042 | 106.0042 | 106.0042 | 106.0042 | 84.8034 | 0 | 0 | 0 | 0 | 0 | 0.55355 | 1.1071 | 1.1071 | 1.6607 | 1.6607 | 2.7678 | 3.3213 | 5.5355 | 5.5355 | 5.5355 | 5.5355 | 5.5355 | 5.5355 | 5.5355 | 4.4284 | 0 | 0 | 0 | 0 | 0 | 0.55355 | 1.1071 | 1.1071 | 1.6607 | 1.6607 | 2.7678 | 3.3213 | 5.5355 | 5.5355 | 5.5355 | 5.5355 | 5.5355 | 5.5355 | 5.5355 | 4.4284 | 0 | 0 | 0 | 0 | 0 | 7.862 | 15.7241 | 15.7241 | 23.5861 | 23.5861 | 39.3102 | 47.1722 | 78.6203 | 78.6203 | 78.6203 | 78.6203 | 78.6203 | 78.6203 | 78.6203 | 62.8963 | 0 | 0 | 0 | 0 | 0 | 0 | 0 | 0 | 0 | 0 | 0 | 0 | 0 | 0 | 0 | 0 | 0 | 0 | 0 | 0 | 0 | 0 | 0 | 0 | 0 | 0 | 0 | 0 | 0
[19 empty] | Variable carbon costs | Input | £000s | 0 | 0 | 0 | 0 | 0 | 0 | 0 | 0 | 0 | 0 | 0 | 0 | 0 | 0 | 0 | 276.9537 | 253.5916 | 230.2295 | 206.8673 | 183.5052 | 160.1431 | 136.781 | 113.4189 | 90.0567 | 66.6946 | 66.6946 | 66.6946 | 66.6946 | 66.6946 | 66.6946 | 66.6946 | 66.6946 | 66.6946 | 66.6946 | 66.6946 | 66.6946 | 66.6946 | 66.6946 | 66.6946 | 66.6946 | 66.6946 | 66.6946 | 66.6946 | 66.6946 | 66.6946 | 66.6946 | 66.6946 | 66.6946 | 66.6946 | 66.6946 | 66.6946 | 66.6946 | 66.6946 | 66.6946 | 66.6946 | 66.6946 | 66.6946 | 66.6946 | 66.6946 | 66.6946 | 66.6946 | 66.6946 | 66.6946 | 66.6946 | 66.6946 | 66.6946 | 66.6946 | 66.6946 | 66.6946 | 66.6946 | 66.6946 | 66.6946 | 66.6946 | 66.6946 | 66.6946 | 66.6946 | 66.6946 | 66.6946 | 66.6946 | 66.6946 | 0 | 0 | 0 | 0 | 0 | 0 | 0 | 0 | 0 | 0 | 0 | 0 | 0 | 0 | 0 | 0 | 0 | 0 | 0 | 0 | 0 | 0 | 0 | 0
[19 empty] | Customer willingness to pay | Input | £000s | 0 | 0 | 0 | 0 | 0 | 0 | 0 | 0 | 0 | 0 | 0 | 0 | 0 | 0 | 0 | 0 | 0 | 0 | 0 | 0 | 0 | 0 | 0 | 0 | 0 | 0 | 0 | 0 | 0 | 0 | 0 | 0 | 0 | 0 | 0 | 0 | 0 | 0 | 0 | 0 | 0 | 0 | 0 | 0 | 0 | 0 | 0 | 0 | 0 | 0 | 0 | 0 | 0 | 0 | 0 | 0 | 0 | 0 | 0 | 0 | 0 | 0 | 0 | 0 | 0 | 0 | 0 | 0 | 0 | 0 | 0 | 0 | 0 | 0 | 0 | 0 | 0 | 0 | 0 | 0 | 0 | 0 | 0 | 0 | 0 | 0 | 0 | 0 | 0 | 0 | 0 | 0 | 0 | 0 | 0 | 0 | 0 | 0 | 0 | 0 | 0 | 0 | 0 | 0
[19 empty] | Total | Sum of above (excl WAFU) | £000s | 12699.5143 | 25399.0286 | 25399.0286 | 38098.543 | 38098.543 | 63497.5716 | 76197.0859 | 126995.1432 | 126995.1432 | 126995.1432 | 126995.1432 | 126995.1432 | 126995.1432 | 126995.1432 | 101596.1146 | 8493.3737 | 8470.0116 | 8446.6495 | 8423.2873 | 8399.9252 | 9039.7268 | 9679.5284 | 9656.1663 | 10295.9679 | 10272.6058 | 11598.9333 | 12262.097 | 14914.7519 | 14914.7519 | 14914.7519 | 14914.7519 | 14914.7519 | 14914.7519 | 14914.7519 | 13588.4244 | 8283.1146 | 8283.1146 | 8283.1146 | 8283.1146 | 8283.1146 | 8946.2783 | 9609.4421 | 9609.4421 | 10272.6058 | 10272.6058 | 11598.9333 | 12262.097 | 14914.7519 | 14914.7519 | 14914.7519 | 14914.7519 | 14914.7519 | 14914.7519 | 14914.7519 | 13588.4244 | 8283.1146 | 8283.1146 | 8283.1146 | 8283.1146 | 8283.1146 | 17701.9834 | 27120.8521 | 27120.8521 | 36539.7209 | 36539.7209 | 55377.4584 | 64796.3272 | 102471.8023 | 102471.8023 | 102471.8023 | 102471.8023 | 102471.8023 | 102471.8023 | 102471.8023 | 83634.0647 | 8283.1146 | 8283.1146 | 8283.1146 | 8283.1146 | 8283.1146 | 0 | 0 | 0 | 0 | 0 | 0 | 0 | 0 | 0 | 0 | 0 | 0 | 0 | 0 | 0 | 0 | 0 | 0 | 0 | 0 | 0 | 0 | 0 | 0
58.1x | Carsington to sites L, J, F and E | CARSC03 | Reservoir enlargement | N | 2035-36 | Capacity | 100 | 606246.6515 | 593326.0128 | 83794.9139 | 0 | 3188.2414 | 356.8285 | 680665.9967 | 111.6907 | 112.2754 | 1 | 3 | Gains in WAFU / Savings in demand | Input | Ml/d | 0 | 0 | 0 | 0 | 0 | 0 | 0 | 0 | 0 | 0 | 0 | 0 | 0 | 0 | 0 | 100 | 100 | 100 | 100 | 100 | 100 | 100 | 100 | 100 | 100 | 100 | 100 | 100 | 100 | 100 | 100 | 100 | 100 | 100 | 100 | 100 | 100 | 100 | 100 | 100 | 100 | 100 | 100 | 100 | 100 | 100 | 100 | 100 | 100 | 100 | 100 | 100 | 100 | 100 | 100 | 100 | 100 | 100 | 100 | 100 | 100 | 100 | 100 | 100 | 100 | 100 | 100 | 100 | 100 | 100 | 100 | 100 | 100 | 100 | 100 | 100 | 100 | 100 | 100 | 100 | 0 | 0 | 0 | 0 | 0 | 0 | 0 | 0 | 0 | 0 | 0 | 0 | 0 | 0 | 0 | 0 | 0 | 0 | 0 | 0 | 0 | 0 | 0 | 0
[19 empty] | Fixed capex | Input | £000s | 6646.2 | 13292.4 | 13292.4 | 19938.6 | 19938.6 | 33231 | 39877.2 | 66462 | 66462 | 66462 | 66462 | 66462 | 66462 | 66462 | 53169.6 | 0 | 0 | 0 | 0 | 0 | 704.8 | 1409.6 | 1409.6 | 2114.4 | 2114.4 | 3524 | 4228.8 | 7048 | 7048 | 7048 | 7048 | 7048 | 7048 | 7048 | 5638.4 | 0 | 0 | 0 | 0 | 0 | 704.8 | 1409.6 | 1409.6 | 2114.4 | 2114.4 | 3524 | 4228.8 | 7048 | 7048 | 7048 | 7048 | 7048 | 7048 | 7048 | 5638.4 | 0 | 0 | 0 | 0 | 0 | 5404.4 | 10808.8 | 10808.8 | 16213.2 | 16213.2 | 27022 | 32426.4 | 54044 | 54044 | 54044 | 54044 | 54044 | 54044 | 54044 | 43235.2 | 0 | 0 | 0 | 0 | 0 | 0 | 0 | 0 | 0 | 0 | 0 | 0 | 0 | 0 | 0 | 0 | 0 | 0 | 0 | 0 | 0 | 0 | 0 | 0 | 0 | 0 | 0 | 0 | 0
[19 empty] | Variable capex | Input | £000s | 0 | 0 | 0 | 0 | 0 | 0 | 0 | 0 | 0 | 0 | 0 | 0 | 0 | 0 | 0 | 0 | 0 | 0 | 0 | 0 | 0 | 0 | 0 | 0 | 0 | 0 | 0 | 0 | 0 | 0 | 0 | 0 | 0 | 0 | 0 | 0 | 0 | 0 | 0 | 0 | 0 | 0 | 0 | 0 | 0 | 0 | 0 | 0 | 0 | 0 | 0 | 0 | 0 | 0 | 0 | 0 | 0 | 0 | 0 | 0 | 0 | 0 | 0 | 0 | 0 | 0 | 0 | 0 | 0 | 0 | 0 | 0 | 0 | 0 | 0 | 0 | 0 | 0 | 0 | 0 | 0 | 0 | 0 | 0 | 0 | 0 | 0 | 0 | 0 | 0 | 0 | 0 | 0 | 0 | 0 | 0 | 0 | 0 | 0 | 0 | 0 | 0 | 0 | 0
[19 empty] | Financing costs | Input | £000s | 0 | 0 | 0 | 0 | 0 | 0 | 0 | 0 | 0 | 0 | 0 | 0 | 0 | 0 | 0 | 0 | 0 | 0 | 0 | 0 | 0 | 0 | 0 | 0 | 0 | 0 | 0 | 0 | 0 | 0 | 0 | 0 | 0 | 0 | 0 | 0 | 0 | 0 | 0 | 0 | 0 | 0 | 0 | 0 | 0 | 0 | 0 | 0 | 0 | 0 | 0 | 0 | 0 | 0 | 0 | 0 | 0 | 0 | 0 | 0 | 0 | 0 | 0 | 0 | 0 | 0 | 0 | 0 | 0 | 0 | 0 | 0 | 0 | 0 | 0 | 0 | 0 | 0 | 0 | 0 | 0 | 0 | 0 | 0 | 0 | 0 | 0 | 0 | 0 | 0 | 0 | 0 | 0 | 0 | 0 | 0 | 0 | 0 | 0 | 0 | 0 | 0 | 0 | 0
[19 empty] | Fixed opex | Input | £000s | 0 | 0 | 0 | 0 | 0 | 0 | 0 | 0 | 0 | 0 | 0 | 0 | 0 | 0 | 0 | 1068 | 1068 | 1068 | 1068 | 1068 | 1068 | 1068 | 1068 | 1068 | 1068 | 1068 | 1068 | 1068 | 1068 | 1068 | 1068 | 1068 | 1068 | 1068 | 1068 | 1068 | 1068 | 1068 | 1068 | 1068 | 1068 | 1068 | 1068 | 1068 | 1068 | 1068 | 1068 | 1068 | 1068 | 1068 | 1068 | 1068 | 1068 | 1068 | 1068 | 1068 | 1068 | 1068 | 1068 | 1068 | 1068 | 1068 | 1068 | 1068 | 1068 | 1068 | 1068 | 1068 | 1068 | 1068 | 1068 | 1068 | 1068 | 1068 | 1068 | 1068 | 1068 | 1068 | 1068 | 1068 | 0 | 0 | 0 | 0 | 0 | 0 | 0 | 0 | 0 | 0 | 0 | 0 | 0 | 0 | 0 | 0 | 0 | 0 | 0 | 0 | 0 | 0 | 0 | 0
[19 empty] | Variable opex | Input | £000s | 0 | 0 | 0 | 0 | 0 | 0 | 0 | 0 | 0 | 0 | 0 | 0 | 0 | 0 | 0 | 3977 | 3977 | 3977 | 3977 | 3977 | 3977 | 3977 | 3977 | 3977 | 3977 | 3977 | 3977 | 3977 | 3977 | 3977 | 3977 | 3977 | 3977 | 3977 | 3977 | 3977 | 3977 | 3977 | 3977 | 3977 | 3977 | 3977 | 3977 | 3977 | 3977 | 3977 | 3977 | 3977 | 3977 | 3977 | 3977 | 3977 | 3977 | 3977 | 3977 | 3977 | 3977 | 3977 | 3977 | 3977 | 3977 | 3977 | 3977 | 3977 | 3977 | 3977 | 3977 | 3977 | 3977 | 3977 | 3977 | 3977 | 3977 | 3977 | 3977 | 3977 | 3977 | 3977 | 3977 | 3977 | 0 | 0 | 0 | 0 | 0 | 0 | 0 | 0 | 0 | 0 | 0 | 0 | 0 | 0 | 0 | 0 | 0 | 0 | 0 | 0 | 0 | 0 | 0 | 0
[19 empty] | Opex savings | Input | £000s | 0 | 0 | 0 | 0 | 0 | 0 | 0 | 0 | 0 | 0 | 0 | 0 | 0 | 0 | 0 | 0 | 0 | 0 | 0 | 0 | 0 | 0 | 0 | 0 | 0 | 0 | 0 | 0 | 0 | 0 | 0 | 0 | 0 | 0 | 0 | 0 | 0 | 0 | 0 | 0 | 0 | 0 | 0 | 0 | 0 | 0 | 0 | 0 | 0 | 0 | 0 | 0 | 0 | 0 | 0 | 0 | 0 | 0 | 0 | 0 | 0 | 0 | 0 | 0 | 0 | 0 | 0 | 0 | 0 | 0 | 0 | 0 | 0 | 0 | 0 | 0 | 0 | 0 | 0 | 0 | 0 | 0 | 0 | 0 | 0 | 0 | 0 | 0 | 0 | 0 | 0 | 0 | 0 | 0 | 0 | 0 | 0 | 0 | 0 | 0 | 0 | 0 | 0 | 0
[19 empty] | Fixed env & social | Input | £000s | 0.5867 | 1.1734 | 1.1734 | 1.7601 | 1.7601 | 2.9335 | 3.5202 | 5.867 | 5.867 | 5.867 | 5.867 | 5.867 | 5.867 | 5.867 | 4.6936 | 0 | 0 | 0 | 0 | 0 | 0.062217 | 0.12443 | 0.12443 | 0.18665 | 0.18665 | 0.31108 | 0.3733 | 0.62217 | 0.62217 | 0.62217 | 0.62217 | 0.62217 | 0.62217 | 0.62217 | 0.49774 | 0 | 0 | 0 | 0 | 0 | 0.062217 | 0.12443 | 0.12443 | 0.18665 | 0.18665 | 0.31108 | 0.3733 | 0.62217 | 0.62217 | 0.62217 | 0.62217 | 0.62217 | 0.62217 | 0.62217 | 0.49774 | 0 | 0 | 0 | 0 | 0 | 0.47708 | 0.95416 | 0.95416 | 1.4312 | 1.4312 | 2.3854 | 2.8625 | 4.7708 | 4.7708 | 4.7708 | 4.7708 | 4.7708 | 4.7708 | 4.7708 | 3.8166 | 0 | 0 | 0 | 0 | 0 | 0 | 0 | 0 | 0 | 0 | 0 | 0 | 0 | 0 | 0 | 0 | 0 | 0 | 0 | 0 | 0 | 0 | 0 | 0 | 0 | 0 | 0 | 0 | 0
[19 empty] | Variable env & social | Input | £000s | 0 | 0 | 0 | 0 | 0 | 0 | 0 | 0 | 0 | 0 | 0 | 0 | 0 | 0 | 0 | 18.33 | 18.33 | 18.33 | 18.33 | 18.33 | 18.33 | 18.33 | 18.33 | 18.33 | 18.33 | 18.33 | 18.33 | 18.33 | 18.33 | 18.33 | 18.33 | 18.33 | 18.33 | 18.33 | 18.33 | 18.33 | 18.33 | 18.33 | 18.33 | 18.33 | 18.33 | 18.33 | 18.33 | 18.33 | 18.33 | 18.33 | 18.33 | 18.33 | 18.33 | 18.33 | 18.33 | 18.33 | 18.33 | 18.33 | 18.33 | 18.33 | 18.33 | 18.33 | 18.33 | 18.33 | 18.33 | 18.33 | 18.33 | 18.33 | 18.33 | 18.33 | 18.33 | 18.33 | 18.33 | 18.33 | 18.33 | 18.33 | 18.33 | 18.33 | 18.33 | 18.33 | 18.33 | 18.33 | 18.33 | 18.33 | 0 | 0 | 0 | 0 | 0 | 0 | 0 | 0 | 0 | 0 | 0 | 0 | 0 | 0 | 0 | 0 | 0 | 0 | 0 | 0 | 0 | 0 | 0 | 0
[19 empty] | Fixed carbon costs | Input | £000s | 13.0628 | 26.1256 | 26.1256 | 39.1884 | 39.1884 | 65.314 | 78.3768 | 130.628 | 130.628 | 130.628 | 130.628 | 130.628 | 130.628 | 130.628 | 104.5024 | 0 | 0 | 0 | 0 | 0 | 1.3853 | 2.7705 | 2.7705 | 4.1558 | 4.1558 | 6.9263 | 8.3115 | 13.8525 | 13.8525 | 13.8525 | 13.8525 | 13.8525 | 13.8525 | 13.8525 | 11.082 | 0 | 0 | 0 | 0 | 0 | 1.3853 | 2.7705 | 2.7705 | 4.1558 | 4.1558 | 6.9263 | 8.3115 | 13.8525 | 13.8525 | 13.8525 | 13.8525 | 13.8525 | 13.8525 | 13.8525 | 11.082 | 0 | 0 | 0 | 0 | 0 | 10.6221 | 21.2442 | 21.2442 | 31.8663 | 31.8663 | 53.1105 | 63.7326 | 106.221 | 106.221 | 106.221 | 106.221 | 106.221 | 106.221 | 106.221 | 84.9768 | 0 | 0 | 0 | 0 | 0 | 0 | 0 | 0 | 0 | 0 | 0 | 0 | 0 | 0 | 0 | 0 | 0 | 0 | 0 | 0 | 0 | 0 | 0 | 0 | 0 | 0 | 0 | 0 | 0
[19 empty] | Variable carbon costs | Input | £000s | 0 | 0 | 0 | 0 | 0 | 0 | 0 | 0 | 0 | 0 | 0 | 0 | 0 | 0 | 0 | 332.9708 | 304.8834 | 276.796 | 248.7086 | 220.6212 | 192.5339 | 164.4465 | 136.3591 | 108.2717 | 80.1844 | 80.1844 | 80.1844 | 80.1844 | 80.1844 | 80.1844 | 80.1844 | 80.1844 | 80.1844 | 80.1844 | 80.1844 | 80.1844 | 80.1844 | 80.1844 | 80.1844 | 80.1844 | 80.1844 | 80.1844 | 80.1844 | 80.1844 | 80.1844 | 80.1844 | 80.1844 | 80.1844 | 80.1844 | 80.1844 | 80.1844 | 80.1844 | 80.1844 | 80.1844 | 80.1844 | 80.1844 | 80.1844 | 80.1844 | 80.1844 | 80.1844 | 80.1844 | 80.1844 | 80.1844 | 80.1844 | 80.1844 | 80.1844 | 80.1844 | 80.1844 | 80.1844 | 80.1844 | 80.1844 | 80.1844 | 80.1844 | 80.1844 | 80.1844 | 80.1844 | 80.1844 | 80.1844 | 80.1844 | 80.1844 | 0 | 0 | 0 | 0 | 0 | 0 | 0 | 0 | 0 | 0 | 0 | 0 | 0 | 0 | 0 | 0 | 0 | 0 | 0 | 0 | 0 | 0 | 0 | 0
[19 empty] | Customer willingness to pay | Input | £000s | 0 | 0 | 0 | 0 | 0 | 0 | 0 | 0 | 0 | 0 | 0 | 0 | 0 | 0 | 0 | 0 | 0 | 0 | 0 | 0 | 0 | 0 | 0 | 0 | 0 | 0 | 0 | 0 | 0 | 0 | 0 | 0 | 0 | 0 | 0 | 0 | 0 | 0 | 0 | 0 | 0 | 0 | 0 | 0 | 0 | 0 | 0 | 0 | 0 | 0 | 0 | 0 | 0 | 0 | 0 | 0 | 0 | 0 | 0 | 0 | 0 | 0 | 0 | 0 | 0 | 0 | 0 | 0 | 0 | 0 | 0 | 0 | 0 | 0 | 0 | 0 | 0 | 0 | 0 | 0 | 0 | 0 | 0 | 0 | 0 | 0 | 0 | 0 | 0 | 0 | 0 | 0 | 0 | 0 | 0 | 0 | 0 | 0 | 0 | 0 | 0 | 0 | 0 | 0
[19 empty] | Total | Sum of above (excl WAFU) | £000s | 6659.8495 | 13319.699 | 13319.699 | 19979.5485 | 19979.5485 | 33299.2475 | 39959.097 | 66598.495 | 66598.495 | 66598.495 | 66598.495 | 66598.495 | 66598.495 | 66598.495 | 53278.796 | 5396.3008 | 5368.2134 | 5340.126 | 5312.0386 | 5283.9512 | 5962.1113 | 6640.2714 | 6612.1841 | 7290.3442 | 7262.2568 | 8674.7517 | 9380.9992 | 12205.9891 | 12205.9891 | 12205.9891 | 12205.9891 | 12205.9891 | 12205.9891 | 12205.9891 | 10793.4941 | 5143.5144 | 5143.5144 | 5143.5144 | 5143.5144 | 5143.5144 | 5849.7618 | 6556.0093 | 6556.0093 | 7262.2568 | 7262.2568 | 8674.7517 | 9380.9992 | 12205.9891 | 12205.9891 | 12205.9891 | 12205.9891 | 12205.9891 | 12205.9891 | 12205.9891 | 10793.4941 | 5143.5144 | 5143.5144 | 5143.5144 | 5143.5144 | 5143.5144 | 10559.0135 | 15974.5127 | 15974.5127 | 21390.0119 | 21390.0119 | 32221.0103 | 37636.5095 | 59298.5062 | 59298.5062 | 59298.5062 | 59298.5062 | 59298.5062 | 59298.5062 | 59298.5062 | 48467.5078 | 5143.5144 | 5143.5144 | 5143.5144 | 5143.5144 | 5143.5144 | 0 | 0 | 0 | 0 | 0 | 0 | 0 | 0 | 0 | 0 | 0 | 0 | 0 | 0 | 0 | 0 | 0 | 0 | 0 | 0 | 0 | 0 | 0 | 0
58.1x | Site U and site P upgrades supported by River Severn raw water storage capacity increase | CLYWB01 | Reservoir enlargement | N | 2035-36 | Capacity | 90 | 545621.9863 | 340976.0849 | 117306.2356 | 0 | 5865.0114 | 1171.7486 | 465319.0805 | 83.9926 | 85.2823 | 3 | 3 | Gains in WAFU / Savings in demand | Input | Ml/d | 0 | 0 | 0 | 0 | 0 | 0 | 0 | 0 | 0 | 0 | 0 | 0 | 0 | 0 | 0 | 90 | 90 | 90 | 90 | 90 | 90 | 90 | 90 | 90 | 90 | 90 | 90 | 90 | 90 | 90 | 90 | 90 | 90 | 90 | 90 | 90 | 90 | 90 | 90 | 90 | 90 | 90 | 90 | 90 | 90 | 90 | 90 | 90 | 90 | 90 | 90 | 90 | 90 | 90 | 90 | 90 | 90 | 90 | 90 | 90 | 90 | 90 | 90 | 90 | 90 | 90 | 90 | 90 | 90 | 90 | 90 | 90 | 90 | 90 | 90 | 90 | 90 | 90 | 90 | 90 | 0 | 0 | 0 | 0 | 0 | 0 | 0 | 0 | 0 | 0 | 0 | 0 | 0 | 0 | 0 | 0 | 0 | 0 | 0 | 0 | 0 | 0 | 0 | 0
[19 empty] | Fixed capex | Input | £000s | 3843.9 | 7687.8 | 7687.8 | 11531.7 | 11531.7 | 19219.5 | 23063.4 | 38439 | 38439 | 38439 | 38439 | 38439 | 38439 | 38439 | 30751.2 | 0 | 0 | 0 | 0 | 0 | 371.14 | 742.28 | 742.28 | 1113.42 | 1113.42 | 1855.7 | 2226.84 | 3711.4 | 3711.4 | 3711.4 | 3711.4 | 3711.4 | 3711.4 | 3711.4 | 2969.12 | 0 | 0 | 0 | 0 | 0 | 371.14 | 742.28 | 742.28 | 1113.42 | 1113.42 | 1855.7 | 2226.84 | 3711.4 | 3711.4 | 3711.4 | 3711.4 | 3711.4 | 3711.4 | 3711.4 | 2969.12 | 0 | 0 | 0 | 0 | 0 | 3119.69 | 6239.38 | 6239.38 | 9359.07 | 9359.07 | 15598.45 | 18718.14 | 31196.9 | 31196.9 | 31196.9 | 31196.9 | 31196.9 | 31196.9 | 31196.9 | 24957.52 | 0 | 0 | 0 | 0 | 0 | 0 | 0 | 0 | 0 | 0 | 0 | 0 | 0 | 0 | 0 | 0 | 0 | 0 | 0 | 0 | 0 | 0 | 0 | 0 | 0 | 0 | 0 | 0 | 0
[19 empty] | Variable capex | Input | £000s | 0 | 0 | 0 | 0 | 0 | 0 | 0 | 0 | 0 | 0 | 0 | 0 | 0 | 0 | 0 | 0 | 0 | 0 | 0 | 0 | 0 | 0 | 0 | 0 | 0 | 0 | 0 | 0 | 0 | 0 | 0 | 0 | 0 | 0 | 0 | 0 | 0 | 0 | 0 | 0 | 0 | 0 | 0 | 0 | 0 | 0 | 0 | 0 | 0 | 0 | 0 | 0 | 0 | 0 | 0 | 0 | 0 | 0 | 0 | 0 | 0 | 0 | 0 | 0 | 0 | 0 | 0 | 0 | 0 | 0 | 0 | 0 | 0 | 0 | 0 | 0 | 0 | 0 | 0 | 0 | 0 | 0 | 0 | 0 | 0 | 0 | 0 | 0 | 0 | 0 | 0 | 0 | 0 | 0 | 0 | 0 | 0 | 0 | 0 | 0 | 0 | 0 | 0 | 0
[19 empty] | Financing costs | Input | £000s | 0 | 0 | 0 | 0 | 0 | 0 | 0 | 0 | 0 | 0 | 0 | 0 | 0 | 0 | 0 | 0 | 0 | 0 | 0 | 0 | 0 | 0 | 0 | 0 | 0 | 0 | 0 | 0 | 0 | 0 | 0 | 0 | 0 | 0 | 0 | 0 | 0 | 0 | 0 | 0 | 0 | 0 | 0 | 0 | 0 | 0 | 0 | 0 | 0 | 0 | 0 | 0 | 0 | 0 | 0 | 0 | 0 | 0 | 0 | 0 | 0 | 0 | 0 | 0 | 0 | 0 | 0 | 0 | 0 | 0 | 0 | 0 | 0 | 0 | 0 | 0 | 0 | 0 | 0 | 0 | 0 | 0 | 0 | 0 | 0 | 0 | 0 | 0 | 0 | 0 | 0 | 0 | 0 | 0 | 0 | 0 | 0 | 0 | 0 | 0 | 0 | 0 | 0 | 0
[19 empty] | Fixed opex | Input | £000s | 0 | 0 | 0 | 0 | 0 | 0 | 0 | 0 | 0 | 0 | 0 | 0 | 0 | 0 | 0 | 1715.7 | 1715.7 | 1715.7 | 1715.7 | 1715.7 | 1715.7 | 1715.7 | 1715.7 | 1715.7 | 1715.7 | 1715.7 | 1715.7 | 1715.7 | 1715.7 | 1715.7 | 1715.7 | 1715.7 | 1715.7 | 1715.7 | 1715.7 | 1715.7 | 1715.7 | 1715.7 | 1715.7 | 1715.7 | 1715.7 | 1715.7 | 1715.7 | 1715.7 | 1715.7 | 1715.7 | 1715.7 | 1715.7 | 1715.7 | 1715.7 | 1715.7 | 1715.7 | 1715.7 | 1715.7 | 1715.7 | 1715.7 | 1715.7 | 1715.7 | 1715.7 | 1715.7 | 1715.7 | 1715.7 | 1715.7 | 1715.7 | 1715.7 | 1715.7 | 1715.7 | 1715.7 | 1715.7 | 1715.7 | 1715.7 | 1715.7 | 1715.7 | 1715.7 | 1715.7 | 1715.7 | 1715.7 | 1715.7 | 1715.7 | 1715.7 | 0 | 0 | 0 | 0 | 0 | 0 | 0 | 0 | 0 | 0 | 0 | 0 | 0 | 0 | 0 | 0 | 0 | 0 | 0 | 0 | 0 | 0 | 0 | 0
[19 empty] | Variable opex | Input | £000s | 0 | 0 | 0 | 0 | 0 | 0 | 0 | 0 | 0 | 0 | 0 | 0 | 0 | 0 | 0 | 5346.9 | 5346.9 | 5346.9 | 5346.9 | 5346.9 | 5346.9 | 5346.9 | 5346.9 | 5346.9 | 5346.9 | 5346.9 | 5346.9 | 5346.9 | 5346.9 | 5346.9 | 5346.9 | 5346.9 | 5346.9 | 5346.9 | 5346.9 | 5346.9 | 5346.9 | 5346.9 | 5346.9 | 5346.9 | 5346.9 | 5346.9 | 5346.9 | 5346.9 | 5346.9 | 5346.9 | 5346.9 | 5346.9 | 5346.9 | 5346.9 | 5346.9 | 5346.9 | 5346.9 | 5346.9 | 5346.9 | 5346.9 | 5346.9 | 5346.9 | 5346.9 | 5346.9 | 5346.9 | 5346.9 | 5346.9 | 5346.9 | 5346.9 | 5346.9 | 5346.9 | 5346.9 | 5346.9 | 5346.9 | 5346.9 | 5346.9 | 5346.9 | 5346.9 | 5346.9 | 5346.9 | 5346.9 | 5346.9 | 5346.9 | 5346.9 | 0 | 0 | 0 | 0 | 0 | 0 | 0 | 0 | 0 | 0 | 0 | 0 | 0 | 0 | 0 | 0 | 0 | 0 | 0 | 0 | 0 | 0 | 0 | 0
[19 empty] | Opex savings | Input | £000s | 0 | 0 | 0 | 0 | 0 | 0 | 0 | 0 | 0 | 0 | 0 | 0 | 0 | 0 | 0 | 0 | 0 | 0 | 0 | 0 | 0 | 0 | 0 | 0 | 0 | 0 | 0 | 0 | 0 | 0 | 0 | 0 | 0 | 0 | 0 | 0 | 0 | 0 | 0 | 0 | 0 | 0 | 0 | 0 | 0 | 0 | 0 | 0 | 0 | 0 | 0 | 0 | 0 | 0 | 0 | 0 | 0 | 0 | 0 | 0 | 0 | 0 | 0 | 0 | 0 | 0 | 0 | 0 | 0 | 0 | 0 | 0 | 0 | 0 | 0 | 0 | 0 | 0 | 0 | 0 | 0 | 0 | 0 | 0 | 0 | 0 | 0 | 0 | 0 | 0 | 0 | 0 | 0 | 0 | 0 | 0 | 0 | 0 | 0 | 0 | 0 | 0 | 0 | 0
[19 empty] | Fixed env & social | Input | £000s | 2.7781 | 5.5562 | 5.5562 | 8.3343 | 8.3343 | 13.8905 | 16.6686 | 27.781 | 27.781 | 27.781 | 27.781 | 27.781 | 27.781 | 27.781 | 22.2248 | 0 | 0 | 0 | 0 | 0 | 0.26823 | 0.53647 | 0.53647 | 0.8047 | 0.8047 | 1.3412 | 1.6094 | 2.6823 | 2.6823 | 2.6823 | 2.6823 | 2.6823 | 2.6823 | 2.6823 | 2.1459 | 0 | 0 | 0 | 0 | 0 | 0.26823 | 0.53647 | 0.53647 | 0.8047 | 0.8047 | 1.3412 | 1.6094 | 2.6823 | 2.6823 | 2.6823 | 2.6823 | 2.6823 | 2.6823 | 2.6823 | 2.1459 | 0 | 0 | 0 | 0 | 0 | 2.2547 | 4.5094 | 4.5094 | 6.7641 | 6.7641 | 11.2735 | 13.5282 | 22.5469 | 22.5469 | 22.5469 | 22.5469 | 22.5469 | 22.5469 | 22.5469 | 18.0375 | 0 | 0 | 0 | 0 | 0 | 0 | 0 | 0 | 0 | 0 | 0 | 0 | 0 | 0 | 0 | 0 | 0 | 0 | 0 | 0 | 0 | 0 | 0 | 0 | 0 | 0 | 0 | 0 | 0
[19 empty] | Variable env & social | Input | £000s | 0 | 0 | 0 | 0 | 0 | 0 | 0 | 0 | 0 | 0 | 0 | 0 | 0 | 0 | 0 | 55.71 | 55.71 | 55.71 | 55.71 | 55.71 | 55.71 | 55.71 | 55.71 | 55.71 | 55.71 | 55.71 | 55.71 | 55.71 | 55.71 | 55.71 | 55.71 | 55.71 | 55.71 | 55.71 | 55.71 | 55.71 | 55.71 | 55.71 | 55.71 | 55.71 | 55.71 | 55.71 | 55.71 | 55.71 | 55.71 | 55.71 | 55.71 | 55.71 | 55.71 | 55.71 | 55.71 | 55.71 | 55.71 | 55.71 | 55.71 | 55.71 | 55.71 | 55.71 | 55.71 | 55.71 | 55.71 | 55.71 | 55.71 | 55.71 | 55.71 | 55.71 | 55.71 | 55.71 | 55.71 | 55.71 | 55.71 | 55.71 | 55.71 | 55.71 | 55.71 | 55.71 | 55.71 | 55.71 | 55.71 | 55.71 | 0 | 0 | 0 | 0 | 0 | 0 | 0 | 0 | 0 | 0 | 0 | 0 | 0 | 0 | 0 | 0 | 0 | 0 | 0 | 0 | 0 | 0 | 0 | 0
[19 empty] | Fixed carbon costs | Input | £000s | 34.0979 | 68.1957 | 68.1957 | 102.2936 | 102.2936 | 170.4893 | 204.5872 | 340.9787 | 340.9787 | 340.9787 | 340.9787 | 340.9787 | 340.9787 | 340.9787 | 272.7829 | 0 | 0 | 0 | 0 | 0 | 3.2923 | 6.5845 | 6.5845 | 9.8768 | 9.8768 | 16.4613 | 19.7535 | 32.9225 | 32.9225 | 32.9225 | 32.9225 | 32.9225 | 32.9225 | 32.9225 | 26.338 | 0 | 0 | 0 | 0 | 0 | 3.2923 | 6.5845 | 6.5845 | 9.8768 | 9.8768 | 16.4613 | 19.7535 | 32.9225 | 32.9225 | 32.9225 | 32.9225 | 32.9225 | 32.9225 | 32.9225 | 26.338 | 0 | 0 | 0 | 0 | 0 | 27.6737 | 55.3473 | 55.3473 | 83.021 | 83.021 | 138.3683 | 166.042 | 276.7366 | 276.7366 | 276.7366 | 276.7366 | 276.7366 | 276.7366 | 276.7366 | 221.3893 | 0 | 0 | 0 | 0 | 0 | 0 | 0 | 0 | 0 | 0 | 0 | 0 | 0 | 0 | 0 | 0 | 0 | 0 | 0 | 0 | 0 | 0 | 0 | 0 | 0 | 0 | 0 | 0 | 0
[19 empty] | Variable carbon costs | Input | £000s | 0 | 0 | 0 | 0 | 0 | 0 | 0 | 0 | 0 | 0 | 0 | 0 | 0 | 0 | 0 | 467.7091 | 428.2561 | 388.803 | 349.3499 | 309.8968 | 270.4437 | 230.9906 | 191.5376 | 152.0845 | 112.6314 | 112.6314 | 112.6314 | 112.6314 | 112.6314 | 112.6314 | 112.6314 | 112.6314 | 112.6314 | 112.6314 | 112.6314 | 112.6314 | 112.6314 | 112.6314 | 112.6314 | 112.6314 | 112.6314 | 112.6314 | 112.6314 | 112.6314 | 112.6314 | 112.6314 | 112.6314 | 112.6314 | 112.6314 | 112.6314 | 112.6314 | 112.6314 | 112.6314 | 112.6314 | 112.6314 | 112.6314 | 112.6314 | 112.6314 | 112.6314 | 112.6314 | 112.6314 | 112.6314 | 112.6314 | 112.6314 | 112.6314 | 112.6314 | 112.6314 | 112.6314 | 112.6314 | 112.6314 | 112.6314 | 112.6314 | 112.6314 | 112.6314 | 112.6314 | 112.6314 | 112.6314 | 112.6314 | 112.6314 | 112.6314 | 0 | 0 | 0 | 0 | 0 | 0 | 0 | 0 | 0 | 0 | 0 | 0 | 0 | 0 | 0 | 0 | 0 | 0 | 0 | 0 | 0 | 0 | 0 | 0
[19 empty] | Customer willingness to pay | Input | £000s | 0 | 0 | 0 | 0 | 0 | 0 | 0 | 0 | 0 | 0 | 0 | 0 | 0 | 0 | 0 | 0 | 0 | 0 | 0 | 0 | 0 | 0 | 0 | 0 | 0 | 0 | 0 | 0 | 0 | 0 | 0 | 0 | 0 | 0 | 0 | 0 | 0 | 0 | 0 | 0 | 0 | 0 | 0 | 0 | 0 | 0 | 0 | 0 | 0 | 0 | 0 | 0 | 0 | 0 | 0 | 0 | 0 | 0 | 0 | 0 | 0 | 0 | 0 | 0 | 0 | 0 | 0 | 0 | 0 | 0 | 0 | 0 | 0 | 0 | 0 | 0 | 0 | 0 | 0 | 0 | 0 | 0 | 0 | 0 | 0 | 0 | 0 | 0 | 0 | 0 | 0 | 0 | 0 | 0 | 0 | 0 | 0 | 0 | 0 | 0 | 0 | 0 | 0 | 0
[19 empty] | Total | Sum of above (excl WAFU) | £000s | 3880.776 | 7761.5519 | 7761.5519 | 11642.3279 | 11642.3279 | 19403.8798 | 23284.6558 | 38807.7597 | 38807.7597 | 38807.7597 | 38807.7597 | 38807.7597 | 38807.7597 | 38807.7597 | 31046.2077 | 7586.0191 | 7546.5661 | 7507.113 | 7467.6599 | 7428.2068 | 7763.4542 | 8098.7016 | 8059.2485 | 8394.4959 | 8355.0429 | 9104.4438 | 9479.1443 | 10977.9462 | 10977.9462 | 10977.9462 | 10977.9462 | 10977.9462 | 10977.9462 | 10977.9462 | 10228.5453 | 7230.9414 | 7230.9414 | 7230.9414 | 7230.9414 | 7230.9414 | 7605.6419 | 7980.3424 | 7980.3424 | 8355.0429 | 8355.0429 | 9104.4438 | 9479.1443 | 10977.9462 | 10977.9462 | 10977.9462 | 10977.9462 | 10977.9462 | 10977.9462 | 10977.9462 | 10228.5453 | 7230.9414 | 7230.9414 | 7230.9414 | 7230.9414 | 7230.9414 | 10380.5598 | 13530.1781 | 13530.1781 | 16679.7965 | 16679.7965 | 22979.0332 | 26128.6515 | 38727.1249 | 38727.1249 | 38727.1249 | 38727.1249 | 38727.1249 | 38727.1249 | 38727.1249 | 32427.8882 | 7230.9414 | 7230.9414 | 7230.9414 | 7230.9414 | 7230.9414 | 0 | 0 | 0 | 0 | 0 | 0 | 0 | 0 | 0 | 0 | 0 | 0 | 0 | 0 | 0 | 0 | 0 | 0 | 0 | 0 | 0 | 0 | 0 | 0
58.1x | Site J expansion | OGS01 | SW enhancement | Y | 2025-26 | Capacity | 15 | 130616.7376 | 114758.275 | 26290.3461 | 0 | 1534.7567 | 87.7954 | 142671.1732 | 107.9866 | 109.2289 | 3 | 3 | Gains in WAFU / Savings in demand | Input | Ml/d | 0 | 0 | 0 | 0 | 0 | 15 | 15 | 15 | 15 | 15 | 15 | 15 | 15 | 15 | 15 | 15 | 15 | 15 | 15 | 15 | 15 | 15 | 15 | 15 | 15 | 15 | 15 | 15 | 15 | 15 | 15 | 15 | 15 | 15 | 15 | 15 | 15 | 15 | 15 | 15 | 15 | 15 | 15 | 15 | 15 | 15 | 15 | 15 | 15 | 15 | 15 | 15 | 15 | 15 | 15 | 15 | 15 | 15 | 15 | 15 | 15 | 15 | 15 | 15 | 15 | 15 | 15 | 15 | 15 | 15 | 15 | 15 | 15 | 15 | 15 | 15 | 15 | 15 | 15 | 15 | 0 | 0 | 0 | 0 | 0 | 0 | 0 | 0 | 0 | 0 | 0 | 0 | 0 | 0 | 0 | 0 | 0 | 0 | 0 | 0 | 0 | 0 | 0 | 0
[19 empty] | Fixed capex | Input | £000s | 5776.26 | 6601.44 | 8251.8 | 33007.2 | 28881.3 | 0 | 0 | 0 | 0 | 0 | 0 | 0 | 0 | 0 | 0 | 0 | 0 | 0 | 0 | 0 | 2893.66 | 3307.04 | 4133.8 | 16535.2 | 14468.3 | 0 | 0 | 0 | 0 | 0 | 0 | 0 | 0 | 0 | 0 | 0 | 0 | 0 | 0 | 0 | 2893.66 | 3307.04 | 4133.8 | 16535.2 | 14468.3 | 0 | 0 | 0 | 0 | 0 | 0 | 0 | 0 | 0 | 0 | 0 | 0 | 0 | 0 | 0 | 5686.59 | 6498.96 | 8123.7 | 32494.8 | 28432.95 | 0 | 0 | 0 | 0 | 0 | 0 | 0 | 0 | 0 | 0 | 0 | 0 | 0 | 0 | 0 | 0 | 0 | 0 | 0 | 0 | 0 | 0 | 0 | 0 | 0 | 0 | 0 | 0 | 0 | 0 | 0 | 0 | 0 | 0 | 0 | 0 | 0 | 0 | 0
[19 empty] | Variable capex | Input | £000s | 0 | 0 | 0 | 0 | 0 | 0 | 0 | 0 | 0 | 0 | 0 | 0 | 0 | 0 | 0 | 0 | 0 | 0 | 0 | 0 | 0 | 0 | 0 | 0 | 0 | 0 | 0 | 0 | 0 | 0 | 0 | 0 | 0 | 0 | 0 | 0 | 0 | 0 | 0 | 0 | 0 | 0 | 0 | 0 | 0 | 0 | 0 | 0 | 0 | 0 | 0 | 0 | 0 | 0 | 0 | 0 | 0 | 0 | 0 | 0 | 0 | 0 | 0 | 0 | 0 | 0 | 0 | 0 | 0 | 0 | 0 | 0 | 0 | 0 | 0 | 0 | 0 | 0 | 0 | 0 | 0 | 0 | 0 | 0 | 0 | 0 | 0 | 0 | 0 | 0 | 0 | 0 | 0 | 0 | 0 | 0 | 0 | 0 | 0 | 0 | 0 | 0 | 0 | 0
[19 empty] | Financing costs | Input | £000s | 0 | 0 | 0 | 0 | 0 | 0 | 0 | 0 | 0 | 0 | 0 | 0 | 0 | 0 | 0 | 0 | 0 | 0 | 0 | 0 | 0 | 0 | 0 | 0 | 0 | 0 | 0 | 0 | 0 | 0 | 0 | 0 | 0 | 0 | 0 | 0 | 0 | 0 | 0 | 0 | 0 | 0 | 0 | 0 | 0 | 0 | 0 | 0 | 0 | 0 | 0 | 0 | 0 | 0 | 0 | 0 | 0 | 0 | 0 | 0 | 0 | 0 | 0 | 0 | 0 | 0 | 0 | 0 | 0 | 0 | 0 | 0 | 0 | 0 | 0 | 0 | 0 | 0 | 0 | 0 | 0 | 0 | 0 | 0 | 0 | 0 | 0 | 0 | 0 | 0 | 0 | 0 | 0 | 0 | 0 | 0 | 0 | 0 | 0 | 0 | 0 | 0 | 0 | 0
[19 empty] | Fixed opex | Input | £000s | 0 | 0 | 0 | 0 | 0 | 105.1 | 105.1 | 105.1 | 105.1 | 105.1 | 105.1 | 105.1 | 105.1 | 105.1 | 105.1 | 105.1 | 105.1 | 105.1 | 105.1 | 105.1 | 105.1 | 105.1 | 105.1 | 105.1 | 105.1 | 105.1 | 105.1 | 105.1 | 105.1 | 105.1 | 105.1 | 105.1 | 105.1 | 105.1 | 105.1 | 105.1 | 105.1 | 105.1 | 105.1 | 105.1 | 105.1 | 105.1 | 105.1 | 105.1 | 105.1 | 105.1 | 105.1 | 105.1 | 105.1 | 105.1 | 105.1 | 105.1 | 105.1 | 105.1 | 105.1 | 105.1 | 105.1 | 105.1 | 105.1 | 105.1 | 105.1 | 105.1 | 105.1 | 105.1 | 105.1 | 105.1 | 105.1 | 105.1 | 105.1 | 105.1 | 105.1 | 105.1 | 105.1 | 105.1 | 105.1 | 105.1 | 105.1 | 105.1 | 105.1 | 105.1 | 0 | 0 | 0 | 0 | 0 | 0 | 0 | 0 | 0 | 0 | 0 | 0 | 0 | 0 | 0 | 0 | 0 | 0 | 0 | 0 | 0 | 0 | 0 | 0
[19 empty] | Variable opex | Input | £000s | 0 | 0 | 0 | 0 | 0 | 996.9 | 996.9 | 996.9 | 996.9 | 996.9 | 996.9 | 996.9 | 996.9 | 996.9 | 996.9 | 996.9 | 996.9 | 996.9 | 996.9 | 996.9 | 996.9 | 996.9 | 996.9 | 996.9 | 996.9 | 996.9 | 996.9 | 996.9 | 996.9 | 996.9 | 996.9 | 996.9 | 996.9 | 996.9 | 996.9 | 996.9 | 996.9 | 996.9 | 996.9 | 996.9 | 996.9 | 996.9 | 996.9 | 996.9 | 996.9 | 996.9 | 996.9 | 996.9 | 996.9 | 996.9 | 996.9 | 996.9 | 996.9 | 996.9 | 996.9 | 996.9 | 996.9 | 996.9 | 996.9 | 996.9 | 996.9 | 996.9 | 996.9 | 996.9 | 996.9 | 996.9 | 996.9 | 996.9 | 996.9 | 996.9 | 996.9 | 996.9 | 996.9 | 996.9 | 996.9 | 996.9 | 996.9 | 996.9 | 996.9 | 996.9 | 0 | 0 | 0 | 0 | 0 | 0 | 0 | 0 | 0 | 0 | 0 | 0 | 0 | 0 | 0 | 0 | 0 | 0 | 0 | 0 | 0 | 0 | 0 | 0
[19 empty] | Opex savings | Input | £000s | 0 | 0 | 0 | 0 | 0 | 0 | 0 | 0 | 0 | 0 | 0 | 0 | 0 | 0 | 0 | 0 | 0 | 0 | 0 | 0 | 0 | 0 | 0 | 0 | 0 | 0 | 0 | 0 | 0 | 0 | 0 | 0 | 0 | 0 | 0 | 0 | 0 | 0 | 0 | 0 | 0 | 0 | 0 | 0 | 0 | 0 | 0 | 0 | 0 | 0 | 0 | 0 | 0 | 0 | 0 | 0 | 0 | 0 | 0 | 0 | 0 | 0 | 0 | 0 | 0 | 0 | 0 | 0 | 0 | 0 | 0 | 0 | 0 | 0 | 0 | 0 | 0 | 0 | 0 | 0 | 0 | 0 | 0 | 0 | 0 | 0 | 0 | 0 | 0 | 0 | 0 | 0 | 0 | 0 | 0 | 0 | 0 | 0 | 0 | 0 | 0 | 0 | 0 | 0
[19 empty] | Fixed env & social | Input | £000s | 0.3003 | 0.3432 | 0.429 | 1.716 | 1.5015 | 0 | 0 | 0 | 0 | 0 | 0 | 0 | 0 | 0 | 0 | 0 | 0 | 0 | 0 | 0 | 0.15044 | 0.17193 | 0.21491 | 0.85964 | 0.75219 | 0 | 0 | 0 | 0 | 0 | 0 | 0 | 0 | 0 | 0 | 0 | 0 | 0 | 0 | 0 | 0.15044 | 0.17193 | 0.21491 | 0.85964 | 0.75219 | 0 | 0 | 0 | 0 | 0 | 0 | 0 | 0 | 0 | 0 | 0 | 0 | 0 | 0 | 0 | 0.29564 | 0.33787 | 0.42234 | 1.6894 | 1.4782 | 0 | 0 | 0 | 0 | 0 | 0 | 0 | 0 | 0 | 0 | 0 | 0 | 0 | 0 | 0 | 0 | 0 | 0 | 0 | 0 | 0 | 0 | 0 | 0 | 0 | 0 | 0 | 0 | 0 | 0 | 0 | 0 | 0 | 0 | 0 | 0 | 0 | 0 | 0
[19 empty] | Variable env & social | Input | £000s | 0 | 0 | 0 | 0 | 0 | 3.43 | 3.43 | 3.43 | 3.43 | 3.43 | 3.43 | 3.43 | 3.43 | 3.43 | 3.43 | 3.43 | 3.43 | 3.43 | 3.43 | 3.43 | 3.43 | 3.43 | 3.43 | 3.43 | 3.43 | 3.43 | 3.43 | 3.43 | 3.43 | 3.43 | 3.43 | 3.43 | 3.43 | 3.43 | 3.43 | 3.43 | 3.43 | 3.43 | 3.43 | 3.43 | 3.43 | 3.43 | 3.43 | 3.43 | 3.43 | 3.43 | 3.43 | 3.43 | 3.43 | 3.43 | 3.43 | 3.43 | 3.43 | 3.43 | 3.43 | 3.43 | 3.43 | 3.43 | 3.43 | 3.43 | 3.43 | 3.43 | 3.43 | 3.43 | 3.43 | 3.43 | 3.43 | 3.43 | 3.43 | 3.43 | 3.43 | 3.43 | 3.43 | 3.43 | 3.43 | 3.43 | 3.43 | 3.43 | 3.43 | 3.43 | 0 | 0 | 0 | 0 | 0 | 0 | 0 | 0 | 0 | 0 | 0 | 0 | 0 | 0 | 0 | 0 | 0 | 0 | 0 | 0 | 0 | 0 | 0 | 0
[19 empty] | Fixed carbon costs | Input | £000s | 17.2367 | 19.699 | 24.6238 | 98.4952 | 86.1833 | 0 | 0 | 0 | 0 | 0 | 0 | 0 | 0 | 0 | 0 | 0 | 0 | 0 | 0 | 0 | 8.6348 | 9.8684 | 12.3355 | 49.3419 | 43.1742 | 0 | 0 | 0 | 0 | 0 | 0 | 0 | 0 | 0 | 0 | 0 | 0 | 0 | 0 | 0 | 8.6348 | 9.8684 | 12.3355 | 49.3419 | 43.1742 | 0 | 0 | 0 | 0 | 0 | 0 | 0 | 0 | 0 | 0 | 0 | 0 | 0 | 0 | 0 | 16.9691 | 19.3932 | 24.2415 | 96.9662 | 84.8454 | 0 | 0 | 0 | 0 | 0 | 0 | 0 | 0 | 0 | 0 | 0 | 0 | 0 | 0 | 0 | 0 | 0 | 0 | 0 | 0 | 0 | 0 | 0 | 0 | 0 | 0 | 0 | 0 | 0 | 0 | 0 | 0 | 0 | 0 | 0 | 0 | 0 | 0 | 0
[19 empty] | Variable carbon costs | Input | £000s | 0 | 0 | 0 | 0 | 0 | 132.2338 | 122.4971 | 116.4286 | 114.3608 | 106.5673 | 100.5987 | 94.6302 | 88.6617 | 82.6931 | 76.7246 | 70.756 | 64.7875 | 58.8189 | 52.8504 | 46.8818 | 40.9133 | 34.9448 | 28.9762 | 23.0077 | 17.0391 | 17.0391 | 17.0391 | 17.0391 | 17.0391 | 17.0391 | 17.0391 | 17.0391 | 17.0391 | 17.0391 | 17.0391 | 17.0391 | 17.0391 | 17.0391 | 17.0391 | 17.0391 | 17.0391 | 17.0391 | 17.0391 | 17.0391 | 17.0391 | 17.0391 | 17.0391 | 17.0391 | 17.0391 | 17.0391 | 17.0391 | 17.0391 | 17.0391 | 17.0391 | 17.0391 | 17.0391 | 17.0391 | 17.0391 | 17.0391 | 17.0391 | 17.0391 | 17.0391 | 17.0391 | 17.0391 | 17.0391 | 17.0391 | 17.0391 | 17.0391 | 17.0391 | 17.0391 | 17.0391 | 17.0391 | 17.0391 | 17.0391 | 17.0391 | 17.0391 | 17.0391 | 17.0391 | 17.0391 | 17.0391 | 0 | 0 | 0 | 0 | 0 | 0 | 0 | 0 | 0 | 0 | 0 | 0 | 0 | 0 | 0 | 0 | 0 | 0 | 0 | 0 | 0 | 0 | 0 | 0
[19 empty] | Customer willingness to pay | Input | £000s | 0 | 0 | 0 | 0 | 0 | 0 | 0 | 0 | 0 | 0 | 0 | 0 | 0 | 0 | 0 | 0 | 0 | 0 | 0 | 0 | 0 | 0 | 0 | 0 | 0 | 0 | 0 | 0 | 0 | 0 | 0 | 0 | 0 | 0 | 0 | 0 | 0 | 0 | 0 | 0 | 0 | 0 | 0 | 0 | 0 | 0 | 0 | 0 | 0 | 0 | 0 | 0 | 0 | 0 | 0 | 0 | 0 | 0 | 0 | 0 | 0 | 0 | 0 | 0 | 0 | 0 | 0 | 0 | 0 | 0 | 0 | 0 | 0 | 0 | 0 | 0 | 0 | 0 | 0 | 0 | 0 | 0 | 0 | 0 | 0 | 0 | 0 | 0 | 0 | 0 | 0 | 0 | 0 | 0 | 0 | 0 | 0 | 0 | 0 | 0 | 0 | 0 | 0 | 0
[19 empty] | Total | Sum of above (excl WAFU) | £000s | 5793.797 | 6621.4822 | 8276.8528 | 33107.4112 | 28968.9848 | 1237.6638 | 1227.9271 | 1221.8586 | 1219.7908 | 1211.9973 | 1206.0287 | 1200.0602 | 1194.0917 | 1188.1231 | 1182.1546 | 1176.186 | 1170.2175 | 1164.2489 | 1158.2804 | 1152.3118 | 4048.7886 | 4457.4551 | 5280.7566 | 17713.8392 | 15634.6955 | 1122.4691 | 1122.4691 | 1122.4691 | 1122.4691 | 1122.4691 | 1122.4691 | 1122.4691 | 1122.4691 | 1122.4691 | 1122.4691 | 1122.4691 | 1122.4691 | 1122.4691 | 1122.4691 | 1122.4691 | 4024.9144 | 4439.5494 | 5268.8195 | 17707.8707 | 15634.6955 | 1122.4691 | 1122.4691 | 1122.4691 | 1122.4691 | 1122.4691 | 1122.4691 | 1122.4691 | 1122.4691 | 1122.4691 | 1122.4691 | 1122.4691 | 1122.4691 | 1122.4691 | 1122.4691 | 1122.4691 | 6826.3238 | 7641.1602 | 9270.833 | 33715.9246 | 29641.7427 | 1122.4691 | 1122.4691 | 1122.4691 | 1122.4691 | 1122.4691 | 1122.4691 | 1122.4691 | 1122.4691 | 1122.4691 | 1122.4691 | 1122.4691 | 1122.4691 | 1122.4691 | 1122.4691 | 1122.4691 | 0 | 0 | 0 | 0 | 0 | 0 | 0 | 0 | 0 | 0 | 0 | 0 | 0 | 0 | 0 | 0 | 0 | 0 | 0 | 0 | 0 | 0 | 0 | 0
58.1x | Site F expansion | LIT01 | SW enhancement | Y | 2025-26 | Capacity | 10 | 87077.825 | 30492.3554 | 20555.1381 | 0 | 1362.6299 | 92.804 | 52502.9275 | 58.6228 | 60.2943 | 3 | 3 | Gains in WAFU / Savings in demand | Input | Ml/d | 0 | 0 | 0 | 0 | 0 | 10 | 10 | 10 | 10 | 10 | 10 | 10 | 10 | 10 | 10 | 10 | 10 | 10 | 10 | 10 | 10 | 10 | 10 | 10 | 10 | 10 | 10 | 10 | 10 | 10 | 10 | 10 | 10 | 10 | 10 | 10 | 10 | 10 | 10 | 10 | 10 | 10 | 10 | 10 | 10 | 10 | 10 | 10 | 10 | 10 | 10 | 10 | 10 | 10 | 10 | 10 | 10 | 10 | 10 | 10 | 10 | 10 | 10 | 10 | 10 | 10 | 10 | 10 | 10 | 10 | 10 | 10 | 10 | 10 | 10 | 10 | 10 | 10 | 10 | 10 | 0 | 0 | 0 | 0 | 0 | 0 | 0 | 0 | 0 | 0 | 0 | 0 | 0 | 0 | 0 | 0 | 0 | 0 | 0 | 0 | 0 | 0 | 0 | 0
[19 empty] | Fixed capex | Input | £000s | 1651.86 | 1887.84 | 2359.8 | 9439.2 | 8259.3 | 0 | 0 | 0 | 0 | 0 | 0 | 0 | 0 | 0 | 0 | 0 | 0 | 0 | 0 | 0 | 599.62 | 685.28 | 856.6 | 3426.4 | 2998.1 | 0 | 0 | 0 | 0 | 0 | 0 | 0 | 0 | 0 | 0 | 0 | 0 | 0 | 0 | 0 | 599.62 | 685.28 | 856.6 | 3426.4 | 2998.1 | 0 | 0 | 0 | 0 | 0 | 0 | 0 | 0 | 0 | 0 | 0 | 0 | 0 | 0 | 0 | 1602.72 | 1831.68 | 2289.6 | 9158.4 | 8013.6 | 0 | 0 | 0 | 0 | 0 | 0 | 0 | 0 | 0 | 0 | 0 | 0 | 0 | 0 | 0 | 0 | 0 | 0 | 0 | 0 | 0 | 0 | 0 | 0 | 0 | 0 | 0 | 0 | 0 | 0 | 0 | 0 | 0 | 0 | 0 | 0 | 0 | 0 | 0
[19 empty] | Variable capex | Input | £000s | 0 | 0 | 0 | 0 | 0 | 0 | 0 | 0 | 0 | 0 | 0 | 0 | 0 | 0 | 0 | 0 | 0 | 0 | 0 | 0 | 0 | 0 | 0 | 0 | 0 | 0 | 0 | 0 | 0 | 0 | 0 | 0 | 0 | 0 | 0 | 0 | 0 | 0 | 0 | 0 | 0 | 0 | 0 | 0 | 0 | 0 | 0 | 0 | 0 | 0 | 0 | 0 | 0 | 0 | 0 | 0 | 0 | 0 | 0 | 0 | 0 | 0 | 0 | 0 | 0 | 0 | 0 | 0 | 0 | 0 | 0 | 0 | 0 | 0 | 0 | 0 | 0 | 0 | 0 | 0 | 0 | 0 | 0 | 0 | 0 | 0 | 0 | 0 | 0 | 0 | 0 | 0 | 0 | 0 | 0 | 0 | 0 | 0 | 0 | 0 | 0 | 0 | 0 | 0
[19 empty] | Financing costs | Input | £000s | 0 | 0 | 0 | 0 | 0 | 0 | 0 | 0 | 0 | 0 | 0 | 0 | 0 | 0 | 0 | 0 | 0 | 0 | 0 | 0 | 0 | 0 | 0 | 0 | 0 | 0 | 0 | 0 | 0 | 0 | 0 | 0 | 0 | 0 | 0 | 0 | 0 | 0 | 0 | 0 | 0 | 0 | 0 | 0 | 0 | 0 | 0 | 0 | 0 | 0 | 0 | 0 | 0 | 0 | 0 | 0 | 0 | 0 | 0 | 0 | 0 | 0 | 0 | 0 | 0 | 0 | 0 | 0 | 0 | 0 | 0 | 0 | 0 | 0 | 0 | 0 | 0 | 0 | 0 | 0 | 0 | 0 | 0 | 0 | 0 | 0 | 0 | 0 | 0 | 0 | 0 | 0 | 0 | 0 | 0 | 0 | 0 | 0 | 0 | 0 | 0 | 0 | 0 | 0
[19 empty] | Fixed opex | Input | £000s | 0 | 0 | 0 | 0 | 0 | 45.9 | 45.9 | 45.9 | 45.9 | 45.9 | 45.9 | 45.9 | 45.9 | 45.9 | 45.9 | 45.9 | 45.9 | 45.9 | 45.9 | 45.9 | 45.9 | 45.9 | 45.9 | 45.9 | 45.9 | 45.9 | 45.9 | 45.9 | 45.9 | 45.9 | 45.9 | 45.9 | 45.9 | 45.9 | 45.9 | 45.9 | 45.9 | 45.9 | 45.9 | 45.9 | 45.9 | 45.9 | 45.9 | 45.9 | 45.9 | 45.9 | 45.9 | 45.9 | 45.9 | 45.9 | 45.9 | 45.9 | 45.9 | 45.9 | 45.9 | 45.9 | 45.9 | 45.9 | 45.9 | 45.9 | 45.9 | 45.9 | 45.9 | 45.9 | 45.9 | 45.9 | 45.9 | 45.9 | 45.9 | 45.9 | 45.9 | 45.9 | 45.9 | 45.9 | 45.9 | 45.9 | 45.9 | 45.9 | 45.9 | 45.9 | 0 | 0 | 0 | 0 | 0 | 0 | 0 | 0 | 0 | 0 | 0 | 0 | 0 | 0 | 0 | 0 | 0 | 0 | 0 | 0 | 0 | 0 | 0 | 0
[19 empty] | Variable opex | Input | £000s | 0 | 0 | 0 | 0 | 0 | 815.7 | 815.7 | 815.7 | 815.7 | 815.7 | 815.7 | 815.7 | 815.7 | 815.7 | 815.7 | 815.7 | 815.7 | 815.7 | 815.7 | 815.7 | 815.7 | 815.7 | 815.7 | 815.7 | 815.7 | 815.7 | 815.7 | 815.7 | 815.7 | 815.7 | 815.7 | 815.7 | 815.7 | 815.7 | 815.7 | 815.7 | 815.7 | 815.7 | 815.7 | 815.7 | 815.7 | 815.7 | 815.7 | 815.7 | 815.7 | 815.7 | 815.7 | 815.7 | 815.7 | 815.7 | 815.7 | 815.7 | 815.7 | 815.7 | 815.7 | 815.7 | 815.7 | 815.7 | 815.7 | 815.7 | 815.7 | 815.7 | 815.7 | 815.7 | 815.7 | 815.7 | 815.7 | 815.7 | 815.7 | 815.7 | 815.7 | 815.7 | 815.7 | 815.7 | 815.7 | 815.7 | 815.7 | 815.7 | 815.7 | 815.7 | 0 | 0 | 0 | 0 | 0 | 0 | 0 | 0 | 0 | 0 | 0 | 0 | 0 | 0 | 0 | 0 | 0 | 0 | 0 | 0 | 0 | 0 | 0 | 0
[19 empty] | Opex savings | Input | £000s | 0 | 0 | 0 | 0 | 0 | 0 | 0 | 0 | 0 | 0 | 0 | 0 | 0 | 0 | 0 | 0 | 0 | 0 | 0 | 0 | 0 | 0 | 0 | 0 | 0 | 0 | 0 | 0 | 0 | 0 | 0 | 0 | 0 | 0 | 0 | 0 | 0 | 0 | 0 | 0 | 0 | 0 | 0 | 0 | 0 | 0 | 0 | 0 | 0 | 0 | 0 | 0 | 0 | 0 | 0 | 0 | 0 | 0 | 0 | 0 | 0 | 0 | 0 | 0 | 0 | 0 | 0 | 0 | 0 | 0 | 0 | 0 | 0 | 0 | 0 | 0 | 0 | 0 | 0 | 0 | 0 | 0 | 0 | 0 | 0 | 0 | 0 | 0 | 0 | 0 | 0 | 0 | 0 | 0 | 0 | 0 | 0 | 0 | 0 | 0 | 0 | 0 | 0 | 0
[19 empty] | Fixed env & social | Input | £000s | 2.6236 | 2.9984 | 3.748 | 14.992 | 13.118 | 0 | 0 | 0 | 0 | 0 | 0 | 0 | 0 | 0 | 0 | 0 | 0 | 0 | 0 | 0 | 0.95236 | 1.0884 | 1.3605 | 5.442 | 4.7618 | 0 | 0 | 0 | 0 | 0 | 0 | 0 | 0 | 0 | 0 | 0 | 0 | 0 | 0 | 0 | 0.95236 | 1.0884 | 1.3605 | 5.442 | 4.7618 | 0 | 0 | 0 | 0 | 0 | 0 | 0 | 0 | 0 | 0 | 0 | 0 | 0 | 0 | 0 | 2.5456 | 2.9092 | 3.6365 | 14.546 | 12.7278 | 0 | 0 | 0 | 0 | 0 | 0 | 0 | 0 | 0 | 0 | 0 | 0 | 0 | 0 | 0 | 0 | 0 | 0 | 0 | 0 | 0 | 0 | 0 | 0 | 0 | 0 | 0 | 0 | 0 | 0 | 0 | 0 | 0 | 0 | 0 | 0 | 0 | 0 | 0
[19 empty] | Variable env & social | Input | £000s | 0 | 0 | 0 | 0 | 0 | 1.86 | 1.86 | 1.86 | 1.86 | 1.86 | 1.86 | 1.86 | 1.86 | 1.86 | 1.86 | 1.86 | 1.86 | 1.86 | 1.86 | 1.86 | 1.86 | 1.86 | 1.86 | 1.86 | 1.86 | 1.86 | 1.86 | 1.86 | 1.86 | 1.86 | 1.86 | 1.86 | 1.86 | 1.86 | 1.86 | 1.86 | 1.86 | 1.86 | 1.86 | 1.86 | 1.86 | 1.86 | 1.86 | 1.86 | 1.86 | 1.86 | 1.86 | 1.86 | 1.86 | 1.86 | 1.86 | 1.86 | 1.86 | 1.86 | 1.86 | 1.86 | 1.86 | 1.86 | 1.86 | 1.86 | 1.86 | 1.86 | 1.86 | 1.86 | 1.86 | 1.86 | 1.86 | 1.86 | 1.86 | 1.86 | 1.86 | 1.86 | 1.86 | 1.86 | 1.86 | 1.86 | 1.86 | 1.86 | 1.86 | 1.86 | 0 | 0 | 0 | 0 | 0 | 0 | 0 | 0 | 0 | 0 | 0 | 0 | 0 | 0 | 0 | 0 | 0 | 0 | 0 | 0 | 0 | 0 | 0 | 0
[19 empty] | Fixed carbon costs | Input | £000s | 8.4306 | 9.635 | 12.0437 | 48.1749 | 42.153 | 0 | 0 | 0 | 0 | 0 | 0 | 0 | 0 | 0 | 0 | 0 | 0 | 0 | 0 | 0 | 3.0603 | 3.4975 | 4.3718 | 17.4873 | 15.3014 | 0 | 0 | 0 | 0 | 0 | 0 | 0 | 0 | 0 | 0 | 0 | 0 | 0 | 0 | 0 | 3.0603 | 3.4975 | 4.3718 | 17.4873 | 15.3014 | 0 | 0 | 0 | 0 | 0 | 0 | 0 | 0 | 0 | 0 | 0 | 0 | 0 | 0 | 0 | 8.1798 | 9.3484 | 11.6854 | 46.7418 | 40.899 | 0 | 0 | 0 | 0 | 0 | 0 | 0 | 0 | 0 | 0 | 0 | 0 | 0 | 0 | 0 | 0 | 0 | 0 | 0 | 0 | 0 | 0 | 0 | 0 | 0 | 0 | 0 | 0 | 0 | 0 | 0 | 0 | 0 | 0 | 0 | 0 | 0 | 0 | 0
[19 empty] | Variable carbon costs | Input | £000s | 0 | 0 | 0 | 0 | 0 | 133.8635 | 124.0068 | 117.8634 | 115.7702 | 107.8806 | 101.8385 | 95.7964 | 89.7543 | 83.7122 | 77.6701 | 71.628 | 65.5859 | 59.5438 | 53.5017 | 47.4596 | 41.4175 | 35.3754 | 29.3333 | 23.2912 | 17.2491 | 17.2491 | 17.2491 | 17.2491 | 17.2491 | 17.2491 | 17.2491 | 17.2491 | 17.2491 | 17.2491 | 17.2491 | 17.2491 | 17.2491 | 17.2491 | 17.2491 | 17.2491 | 17.2491 | 17.2491 | 17.2491 | 17.2491 | 17.2491 | 17.2491 | 17.2491 | 17.2491 | 17.2491 | 17.2491 | 17.2491 | 17.2491 | 17.2491 | 17.2491 | 17.2491 | 17.2491 | 17.2491 | 17.2491 | 17.2491 | 17.2491 | 17.2491 | 17.2491 | 17.2491 | 17.2491 | 17.2491 | 17.2491 | 17.2491 | 17.2491 | 17.2491 | 17.2491 | 17.2491 | 17.2491 | 17.2491 | 17.2491 | 17.2491 | 17.2491 | 17.2491 | 17.2491 | 17.2491 | 17.2491 | 0 | 0 | 0 | 0 | 0 | 0 | 0 | 0 | 0 | 0 | 0 | 0 | 0 | 0 | 0 | 0 | 0 | 0 | 0 | 0 | 0 | 0 | 0 | 0
[19 empty] | Customer willingness to pay | Input | £000s | 0 | 0 | 0 | 0 | 0 | 0 | 0 | 0 | 0 | 0 | 0 | 0 | 0 | 0 | 0 | 0 | 0 | 0 | 0 | 0 | 0 | 0 | 0 | 0 | 0 | 0 | 0 | 0 | 0 | 0 | 0 | 0 | 0 | 0 | 0 | 0 | 0 | 0 | 0 | 0 | 0 | 0 | 0 | 0 | 0 | 0 | 0 | 0 | 0 | 0 | 0 | 0 | 0 | 0 | 0 | 0 | 0 | 0 | 0 | 0 | 0 | 0 | 0 | 0 | 0 | 0 | 0 | 0 | 0 | 0 | 0 | 0 | 0 | 0 | 0 | 0 | 0 | 0 | 0 | 0 | 0 | 0 | 0 | 0 | 0 | 0 | 0 | 0 | 0 | 0 | 0 | 0 | 0 | 0 | 0 | 0 | 0 | 0 | 0 | 0 | 0 | 0 | 0 | 0
[19 empty] | Total | Sum of above (excl WAFU) | £000s | 1662.9142 | 1900.4734 | 2375.5917 | 9502.3669 | 8314.571 | 997.3235 | 987.4668 | 981.3234 | 979.2302 | 971.3406 | 965.2985 | 959.2564 | 953.2143 | 947.1722 | 941.1301 | 935.088 | 929.0459 | 923.0038 | 916.9617 | 910.9196 | 1508.5101 | 1588.7013 | 1755.1257 | 4336.0806 | 3898.8723 | 880.7091 | 880.7091 | 880.7091 | 880.7091 | 880.7091 | 880.7091 | 880.7091 | 880.7091 | 880.7091 | 880.7091 | 880.7091 | 880.7091 | 880.7091 | 880.7091 | 880.7091 | 1484.3417 | 1570.575 | 1743.0414 | 4330.0385 | 3898.8723 | 880.7091 | 880.7091 | 880.7091 | 880.7091 | 880.7091 | 880.7091 | 880.7091 | 880.7091 | 880.7091 | 880.7091 | 880.7091 | 880.7091 | 880.7091 | 880.7091 | 880.7091 | 2494.1545 | 2724.6467 | 3185.631 | 10100.3969 | 8947.9359 | 880.7091 | 880.7091 | 880.7091 | 880.7091 | 880.7091 | 880.7091 | 880.7091 | 880.7091 | 880.7091 | 880.7091 | 880.7091 | 880.7091 | 880.7091 | 880.7091 | 880.7091 | 0 | 0 | 0 | 0 | 0 | 0 | 0 | 0 | 0 | 0 | 0 | 0 | 0 | 0 | 0 | 0 | 0 | 0 | 0 | 0 | 0 | 0 | 0 | 0
58.1x | Site E expansion and transfer main | WIL02 | SW enhancement | N | 2025-26 | Capacity | 21 | 182863.4326 | 148907.1827 | 45449.8533 | 0 | 1808.6635 | 331.8236 | 196497.523 | 106.2853 | 107.4559 | 3 | 3 | Gains in WAFU / Savings in demand | Input | Ml/d | 0 | 0 | 0 | 0 | 0 | 21 | 21 | 21 | 21 | 21 | 21 | 21 | 21 | 21 | 21 | 21 | 21 | 21 | 21 | 21 | 21 | 21 | 21 | 21 | 21 | 21 | 21 | 21 | 21 | 21 | 21 | 21 | 21 | 21 | 21 | 21 | 21 | 21 | 21 | 21 | 21 | 21 | 21 | 21 | 21 | 21 | 21 | 21 | 21 | 21 | 21 | 21 | 21 | 21 | 21 | 21 | 21 | 21 | 21 | 21 | 21 | 21 | 21 | 21 | 21 | 21 | 21 | 21 | 21 | 21 | 21 | 21 | 21 | 21 | 21 | 21 | 21 | 21 | 21 | 21 | 0 | 0 | 0 | 0 | 0 | 0 | 0 | 0 | 0 | 0 | 0 | 0 | 0 | 0 | 0 | 0 | 0 | 0 | 0 | 0 | 0 | 0 | 0 | 0
[19 empty] | Fixed capex | Input | £000s | 8498.07 | 9712.08 | 12140.1 | 48560.4 | 42490.35 | 0 | 0 | 0 | 0 | 0 | 0 | 0 | 0 | 0 | 0 | 0 | 0 | 0 | 0 | 0 | 2683.66 | 3067.04 | 3833.8 | 15335.2 | 13418.3 | 0 | 0 | 0 | 0 | 0 | 0 | 0 | 0 | 0 | 0 | 0 | 0 | 0 | 0 | 0 | 2683.66 | 3067.04 | 3833.8 | 15335.2 | 13418.3 | 0 | 0 | 0 | 0 | 0 | 0 | 0 | 0 | 0 | 0 | 0 | 0 | 0 | 0 | 0 | 6205.78 | 7092.32 | 8865.4 | 35461.6 | 31028.9 | 0 | 0 | 0 | 0 | 0 | 0 | 0 | 0 | 0 | 0 | 0 | 0 | 0 | 0 | 0 | 0 | 0 | 0 | 0 | 0 | 0 | 0 | 0 | 0 | 0 | 0 | 0 | 0 | 0 | 0 | 0 | 0 | 0 | 0 | 0 | 0 | 0 | 0 | 0
[19 empty] | Variable capex | Input | £000s | 0 | 0 | 0 | 0 | 0 | 0 | 0 | 0 | 0 | 0 | 0 | 0 | 0 | 0 | 0 | 0 | 0 | 0 | 0 | 0 | 0 | 0 | 0 | 0 | 0 | 0 | 0 | 0 | 0 | 0 | 0 | 0 | 0 | 0 | 0 | 0 | 0 | 0 | 0 | 0 | 0 | 0 | 0 | 0 | 0 | 0 | 0 | 0 | 0 | 0 | 0 | 0 | 0 | 0 | 0 | 0 | 0 | 0 | 0 | 0 | 0 | 0 | 0 | 0 | 0 | 0 | 0 | 0 | 0 | 0 | 0 | 0 | 0 | 0 | 0 | 0 | 0 | 0 | 0 | 0 | 0 | 0 | 0 | 0 | 0 | 0 | 0 | 0 | 0 | 0 | 0 | 0 | 0 | 0 | 0 | 0 | 0 | 0 | 0 | 0 | 0 | 0 | 0 | 0
[19 empty] | Financing costs | Input | £000s | 0 | 0 | 0 | 0 | 0 | 0 | 0 | 0 | 0 | 0 | 0 | 0 | 0 | 0 | 0 | 0 | 0 | 0 | 0 | 0 | 0 | 0 | 0 | 0 | 0 | 0 | 0 | 0 | 0 | 0 | 0 | 0 | 0 | 0 | 0 | 0 | 0 | 0 | 0 | 0 | 0 | 0 | 0 | 0 | 0 | 0 | 0 | 0 | 0 | 0 | 0 | 0 | 0 | 0 | 0 | 0 | 0 | 0 | 0 | 0 | 0 | 0 | 0 | 0 | 0 | 0 | 0 | 0 | 0 | 0 | 0 | 0 | 0 | 0 | 0 | 0 | 0 | 0 | 0 | 0 | 0 | 0 | 0 | 0 | 0 | 0 | 0 | 0 | 0 | 0 | 0 | 0 | 0 | 0 | 0 | 0 | 0 | 0 | 0 | 0 | 0 | 0 | 0 | 0
[19 empty] | Fixed opex | Input | £000s | 0 | 0 | 0 | 0 | 0 | 186.3 | 186.3 | 186.3 | 186.3 | 186.3 | 186.3 | 186.3 | 186.3 | 186.3 | 186.3 | 186.3 | 186.3 | 186.3 | 186.3 | 186.3 | 186.3 | 186.3 | 186.3 | 186.3 | 186.3 | 186.3 | 186.3 | 186.3 | 186.3 | 186.3 | 186.3 | 186.3 | 186.3 | 186.3 | 186.3 | 186.3 | 186.3 | 186.3 | 186.3 | 186.3 | 186.3 | 186.3 | 186.3 | 186.3 | 186.3 | 186.3 | 186.3 | 186.3 | 186.3 | 186.3 | 186.3 | 186.3 | 186.3 | 186.3 | 186.3 | 186.3 | 186.3 | 186.3 | 186.3 | 186.3 | 186.3 | 186.3 | 186.3 | 186.3 | 186.3 | 186.3 | 186.3 | 186.3 | 186.3 | 186.3 | 186.3 | 186.3 | 186.3 | 186.3 | 186.3 | 186.3 | 186.3 | 186.3 | 186.3 | 186.3 | 0 | 0 | 0 | 0 | 0 | 0 | 0 | 0 | 0 | 0 | 0 | 0 | 0 | 0 | 0 | 0 | 0 | 0 | 0 | 0 | 0 | 0 | 0 | 0
[19 empty] | Variable opex | Input | £000s | 0 | 0 | 0 | 0 | 0 | 1718.8 | 1718.8 | 1718.8 | 1718.8 | 1718.8 | 1718.8 | 1718.8 | 1718.8 | 1718.8 | 1718.8 | 1718.8 | 1718.8 | 1718.8 | 1718.8 | 1718.8 | 1718.8 | 1718.8 | 1718.8 | 1718.8 | 1718.8 | 1718.8 | 1718.8 | 1718.8 | 1718.8 | 1718.8 | 1718.8 | 1718.8 | 1718.8 | 1718.8 | 1718.8 | 1718.8 | 1718.8 | 1718.8 | 1718.8 | 1718.8 | 1718.8 | 1718.8 | 1718.8 | 1718.8 | 1718.8 | 1718.8 | 1718.8 | 1718.8 | 1718.8 | 1718.8 | 1718.8 | 1718.8 | 1718.8 | 1718.8 | 1718.8 | 1718.8 | 1718.8 | 1718.8 | 1718.8 | 1718.8 | 1718.8 | 1718.8 | 1718.8 | 1718.8 | 1718.8 | 1718.8 | 1718.8 | 1718.8 | 1718.8 | 1718.8 | 1718.8 | 1718.8 | 1718.8 | 1718.8 | 1718.8 | 1718.8 | 1718.8 | 1718.8 | 1718.8 | 1718.8 | 0 | 0 | 0 | 0 | 0 | 0 | 0 | 0 | 0 | 0 | 0 | 0 | 0 | 0 | 0 | 0 | 0 | 0 | 0 | 0 | 0 | 0 | 0 | 0
[19 empty] | Opex savings | Input | £000s | 0 | 0 | 0 | 0 | 0 | 0 | 0 | 0 | 0 | 0 | 0 | 0 | 0 | 0 | 0 | 0 | 0 | 0 | 0 | 0 | 0 | 0 | 0 | 0 | 0 | 0 | 0 | 0 | 0 | 0 | 0 | 0 | 0 | 0 | 0 | 0 | 0 | 0 | 0 | 0 | 0 | 0 | 0 | 0 | 0 | 0 | 0 | 0 | 0 | 0 | 0 | 0 | 0 | 0 | 0 | 0 | 0 | 0 | 0 | 0 | 0 | 0 | 0 | 0 | 0 | 0 | 0 | 0 | 0 | 0 | 0 | 0 | 0 | 0 | 0 | 0 | 0 | 0 | 0 | 0 | 0 | 0 | 0 | 0 | 0 | 0 | 0 | 0 | 0 | 0 | 0 | 0 | 0 | 0 | 0 | 0 | 0 | 0 | 0 | 0 | 0 | 0 | 0 | 0
[19 empty] | Fixed env & social | Input | £000s | 1.183 | 1.352 | 1.69 | 6.76 | 5.915 | 0 | 0 | 0 | 0 | 0 | 0 | 0 | 0 | 0 | 0 | 0 | 0 | 0 | 0 | 0 | 0.37359 | 0.42696 | 0.5337 | 2.1348 | 1.8679 | 0 | 0 | 0 | 0 | 0 | 0 | 0 | 0 | 0 | 0 | 0 | 0 | 0 | 0 | 0 | 0.37359 | 0.42696 | 0.5337 | 2.1348 | 1.8679 | 0 | 0 | 0 | 0 | 0 | 0 | 0 | 0 | 0 | 0 | 0 | 0 | 0 | 0 | 0 | 0.86389 | 0.98731 | 1.2341 | 4.9365 | 4.3195 | 0 | 0 | 0 | 0 | 0 | 0 | 0 | 0 | 0 | 0 | 0 | 0 | 0 | 0 | 0 | 0 | 0 | 0 | 0 | 0 | 0 | 0 | 0 | 0 | 0 | 0 | 0 | 0 | 0 | 0 | 0 | 0 | 0 | 0 | 0 | 0 | 0 | 0 | 0
[19 empty] | Variable env & social | Input | £000s | 0 | 0 | 0 | 0 | 0 | 13.04 | 13.04 | 13.04 | 13.04 | 13.04 | 13.04 | 13.04 | 13.04 | 13.04 | 13.04 | 13.04 | 13.04 | 13.04 | 13.04 | 13.04 | 13.04 | 13.04 | 13.04 | 13.04 | 13.04 | 13.04 | 13.04 | 13.04 | 13.04 | 13.04 | 13.04 | 13.04 | 13.04 | 13.04 | 13.04 | 13.04 | 13.04 | 13.04 | 13.04 | 13.04 | 13.04 | 13.04 | 13.04 | 13.04 | 13.04 | 13.04 | 13.04 | 13.04 | 13.04 | 13.04 | 13.04 | 13.04 | 13.04 | 13.04 | 13.04 | 13.04 | 13.04 | 13.04 | 13.04 | 13.04 | 13.04 | 13.04 | 13.04 | 13.04 | 13.04 | 13.04 | 13.04 | 13.04 | 13.04 | 13.04 | 13.04 | 13.04 | 13.04 | 13.04 | 13.04 | 13.04 | 13.04 | 13.04 | 13.04 | 13.04 | 0 | 0 | 0 | 0 | 0 | 0 | 0 | 0 | 0 | 0 | 0 | 0 | 0 | 0 | 0 | 0 | 0 | 0 | 0 | 0 | 0 | 0 | 0 | 0
[19 empty] | Fixed carbon costs | Input | £000s | 15.0863 | 17.2415 | 21.5519 | 86.2077 | 75.4317 | 0 | 0 | 0 | 0 | 0 | 0 | 0 | 0 | 0 | 0 | 0 | 0 | 0 | 0 | 0 | 4.7642 | 5.4448 | 6.806 | 27.2241 | 23.8211 | 0 | 0 | 0 | 0 | 0 | 0 | 0 | 0 | 0 | 0 | 0 | 0 | 0 | 0 | 0 | 4.7642 | 5.4448 | 6.806 | 27.2241 | 23.8211 | 0 | 0 | 0 | 0 | 0 | 0 | 0 | 0 | 0 | 0 | 0 | 0 | 0 | 0 | 0 | 11.0169 | 12.5908 | 15.7385 | 62.9538 | 55.0846 | 0 | 0 | 0 | 0 | 0 | 0 | 0 | 0 | 0 | 0 | 0 | 0 | 0 | 0 | 0 | 0 | 0 | 0 | 0 | 0 | 0 | 0 | 0 | 0 | 0 | 0 | 0 | 0 | 0 | 0 | 0 | 0 | 0 | 0 | 0 | 0 | 0 | 0 | 0
[19 empty] | Variable carbon costs | Input | £000s | 0 | 0 | 0 | 0 | 0 | 171.2727 | 158.6615 | 150.8013 | 148.1231 | 138.0287 | 130.2981 | 122.5675 | 114.8369 | 107.1063 | 99.3757 | 91.645 | 83.9144 | 76.1838 | 68.4532 | 60.7226 | 52.992 | 45.2613 | 37.5307 | 29.8001 | 22.0695 | 22.0695 | 22.0695 | 22.0695 | 22.0695 | 22.0695 | 22.0695 | 22.0695 | 22.0695 | 22.0695 | 22.0695 | 22.0695 | 22.0695 | 22.0695 | 22.0695 | 22.0695 | 22.0695 | 22.0695 | 22.0695 | 22.0695 | 22.0695 | 22.0695 | 22.0695 | 22.0695 | 22.0695 | 22.0695 | 22.0695 | 22.0695 | 22.0695 | 22.0695 | 22.0695 | 22.0695 | 22.0695 | 22.0695 | 22.0695 | 22.0695 | 22.0695 | 22.0695 | 22.0695 | 22.0695 | 22.0695 | 22.0695 | 22.0695 | 22.0695 | 22.0695 | 22.0695 | 22.0695 | 22.0695 | 22.0695 | 22.0695 | 22.0695 | 22.0695 | 22.0695 | 22.0695 | 22.0695 | 22.0695 | 0 | 0 | 0 | 0 | 0 | 0 | 0 | 0 | 0 | 0 | 0 | 0 | 0 | 0 | 0 | 0 | 0 | 0 | 0 | 0 | 0 | 0 | 0 | 0
[19 empty] | Customer willingness to pay | Input | £000s | 0 | 0 | 0 | 0 | 0 | 0 | 0 | 0 | 0 | 0 | 0 | 0 | 0 | 0 | 0 | 0 | 0 | 0 | 0 | 0 | 0 | 0 | 0 | 0 | 0 | 0 | 0 | 0 | 0 | 0 | 0 | 0 | 0 | 0 | 0 | 0 | 0 | 0 | 0 | 0 | 0 | 0 | 0 | 0 | 0 | 0 | 0 | 0 | 0 | 0 | 0 | 0 | 0 | 0 | 0 | 0 | 0 | 0 | 0 | 0 | 0 | 0 | 0 | 0 | 0 | 0 | 0 | 0 | 0 | 0 | 0 | 0 | 0 | 0 | 0 | 0 | 0 | 0 | 0 | 0 | 0 | 0 | 0 | 0 | 0 | 0 | 0 | 0 | 0 | 0 | 0 | 0 | 0 | 0 | 0 | 0 | 0 | 0 | 0 | 0 | 0 | 0 | 0 | 0
[19 empty] | Total | Sum of above (excl WAFU) | £000s | 8514.3393 | 9730.6735 | 12163.3419 | 48653.3677 | 42571.6967 | 2089.4127 | 2076.8015 | 2068.9413 | 2066.2631 | 2056.1687 | 2048.4381 | 2040.7075 | 2032.9769 | 2025.2463 | 2017.5157 | 2009.785 | 2002.0544 | 1994.3238 | 1986.5932 | 1978.8626 | 4659.9298 | 5036.3131 | 5796.8104 | 17312.499 | 15384.1985 | 1940.2095 | 1940.2095 | 1940.2095 | 1940.2095 | 1940.2095 | 1940.2095 | 1940.2095 | 1940.2095 | 1940.2095 | 1940.2095 | 1940.2095 | 1940.2095 | 1940.2095 | 1940.2095 | 1940.2095 | 4629.0073 | 5013.1213 | 5781.3492 | 17304.7684 | 15384.1985 | 1940.2095 | 1940.2095 | 1940.2095 | 1940.2095 | 1940.2095 | 1940.2095 | 1940.2095 | 1940.2095 | 1940.2095 | 1940.2095 | 1940.2095 | 1940.2095 | 1940.2095 | 1940.2095 | 1940.2095 | 8157.8703 | 9046.1076 | 10822.5821 | 37469.6999 | 33028.5136 | 1940.2095 | 1940.2095 | 1940.2095 | 1940.2095 | 1940.2095 | 1940.2095 | 1940.2095 | 1940.2095 | 1940.2095 | 1940.2095 | 1940.2095 | 1940.2095 | 1940.2095 | 1940.2095 | 1940.2095 | 0 | 0 | 0 | 0 | 0 | 0 | 0 | 0 | 0 | 0 | 0 | 0 | 0 | 0 | 0 | 0 | 0 | 0 | 0 | 0 | 0 | 0 | 0 | 0
58.1x | River Trent to site Q transfer with site Q enhancements | MEL23 | SW enhancement | N | 2025-26 | Capacity | 15 | 130616.7376 | 41627.2209 | 14366.6483 | 0 | 784.8252 | 292.443 | 57071.1374 | 42.8688 | 43.6936 | 3 | 3 | Gains in WAFU / Savings in demand | Input | Ml/d | 0 | 0 | 0 | 0 | 0 | 15 | 15 | 15 | 15 | 15 | 15 | 15 | 15 | 15 | 15 | 15 | 15 | 15 | 15 | 15 | 15 | 15 | 15 | 15 | 15 | 15 | 15 | 15 | 15 | 15 | 15 | 15 | 15 | 15 | 15 | 15 | 15 | 15 | 15 | 15 | 15 | 15 | 15 | 15 | 15 | 15 | 15 | 15 | 15 | 15 | 15 | 15 | 15 | 15 | 15 | 15 | 15 | 15 | 15 | 15 | 15 | 15 | 15 | 15 | 15 | 15 | 15 | 15 | 15 | 15 | 15 | 15 | 15 | 15 | 15 | 15 | 15 | 15 | 15 | 15 | 0 | 0 | 0 | 0 | 0 | 0 | 0 | 0 | 0 | 0 | 0 | 0 | 0 | 0 | 0 | 0 | 0 | 0 | 0 | 0 | 0 | 0 | 0 | 0
[19 empty] | Fixed capex | Input | £000s | 2512.23 | 2871.12 | 3588.9 | 14355.6 | 12561.15 | 0 | 0 | 0 | 0 | 0 | 0 | 0 | 0 | 0 | 0 | 0 | 0 | 0 | 0 | 0 | 660.59 | 754.96 | 943.7 | 3774.8 | 3302.95 | 0 | 0 | 0 | 0 | 0 | 0 | 0 | 0 | 0 | 0 | 0 | 0 | 0 | 0 | 0 | 660.59 | 754.96 | 943.7 | 3774.8 | 3302.95 | 0 | 0 | 0 | 0 | 0 | 0 | 0 | 0 | 0 | 0 | 0 | 0 | 0 | 0 | 0 | 1284.57 | 1468.08 | 1835.1 | 7340.4 | 6422.85 | 0 | 0 | 0 | 0 | 0 | 0 | 0 | 0 | 0 | 0 | 0 | 0 | 0 | 0 | 0 | 0 | 0 | 0 | 0 | 0 | 0 | 0 | 0 | 0 | 0 | 0 | 0 | 0 | 0 | 0 | 0 | 0 | 0 | 0 | 0 | 0 | 0 | 0 | 0
[19 empty] | Variable capex | Input | £000s | 0 | 0 | 0 | 0 | 0 | 0 | 0 | 0 | 0 | 0 | 0 | 0 | 0 | 0 | 0 | 0 | 0 | 0 | 0 | 0 | 0 | 0 | 0 | 0 | 0 | 0 | 0 | 0 | 0 | 0 | 0 | 0 | 0 | 0 | 0 | 0 | 0 | 0 | 0 | 0 | 0 | 0 | 0 | 0 | 0 | 0 | 0 | 0 | 0 | 0 | 0 | 0 | 0 | 0 | 0 | 0 | 0 | 0 | 0 | 0 | 0 | 0 | 0 | 0 | 0 | 0 | 0 | 0 | 0 | 0 | 0 | 0 | 0 | 0 | 0 | 0 | 0 | 0 | 0 | 0 | 0 | 0 | 0 | 0 | 0 | 0 | 0 | 0 | 0 | 0 | 0 | 0 | 0 | 0 | 0 | 0 | 0 | 0 | 0 | 0 | 0 | 0 | 0 | 0
[19 empty] | Financing costs | Input | £000s | 0 | 0 | 0 | 0 | 0 | 0 | 0 | 0 | 0 | 0 | 0 | 0 | 0 | 0 | 0 | 0 | 0 | 0 | 0 | 0 | 0 | 0 | 0 | 0 | 0 | 0 | 0 | 0 | 0 | 0 | 0 | 0 | 0 | 0 | 0 | 0 | 0 | 0 | 0 | 0 | 0 | 0 | 0 | 0 | 0 | 0 | 0 | 0 | 0 | 0 | 0 | 0 | 0 | 0 | 0 | 0 | 0 | 0 | 0 | 0 | 0 | 0 | 0 | 0 | 0 | 0 | 0 | 0 | 0 | 0 | 0 | 0 | 0 | 0 | 0 | 0 | 0 | 0 | 0 | 0 | 0 | 0 | 0 | 0 | 0 | 0 | 0 | 0 | 0 | 0 | 0 | 0 | 0 | 0 | 0 | 0 | 0 | 0 | 0 | 0 | 0 | 0 | 0 | 0
[19 empty] | Fixed opex | Input | £000s | 0 | 0 | 0 | 0 | 0 | 74.7 | 74.7 | 74.7 | 74.7 | 74.7 | 74.7 | 74.7 | 74.7 | 74.7 | 74.7 | 74.7 | 74.7 | 74.7 | 74.7 | 74.7 | 74.7 | 74.7 | 74.7 | 74.7 | 74.7 | 74.7 | 74.7 | 74.7 | 74.7 | 74.7 | 74.7 | 74.7 | 74.7 | 74.7 | 74.7 | 74.7 | 74.7 | 74.7 | 74.7 | 74.7 | 74.7 | 74.7 | 74.7 | 74.7 | 74.7 | 74.7 | 74.7 | 74.7 | 74.7 | 74.7 | 74.7 | 74.7 | 74.7 | 74.7 | 74.7 | 74.7 | 74.7 | 74.7 | 74.7 | 74.7 | 74.7 | 74.7 | 74.7 | 74.7 | 74.7 | 74.7 | 74.7 | 74.7 | 74.7 | 74.7 | 74.7 | 74.7 | 74.7 | 74.7 | 74.7 | 74.7 | 74.7 | 74.7 | 74.7 | 74.7 | 0 | 0 | 0 | 0 | 0 | 0 | 0 | 0 | 0 | 0 | 0 | 0 | 0 | 0 | 0 | 0 | 0 | 0 | 0 | 0 | 0 | 0 | 0 | 0
[19 empty] | Variable opex | Input | £000s | 0 | 0 | 0 | 0 | 0 | 527.5 | 527.5 | 527.5 | 527.5 | 527.5 | 527.5 | 527.5 | 527.5 | 527.5 | 527.5 | 527.5 | 527.5 | 527.5 | 527.5 | 527.5 | 527.5 | 527.5 | 527.5 | 527.5 | 527.5 | 527.5 | 527.5 | 527.5 | 527.5 | 527.5 | 527.5 | 527.5 | 527.5 | 527.5 | 527.5 | 527.5 | 527.5 | 527.5 | 527.5 | 527.5 | 527.5 | 527.5 | 527.5 | 527.5 | 527.5 | 527.5 | 527.5 | 527.5 | 527.5 | 527.5 | 527.5 | 527.5 | 527.5 | 527.5 | 527.5 | 527.5 | 527.5 | 527.5 | 527.5 | 527.5 | 527.5 | 527.5 | 527.5 | 527.5 | 527.5 | 527.5 | 527.5 | 527.5 | 527.5 | 527.5 | 527.5 | 527.5 | 527.5 | 527.5 | 527.5 | 527.5 | 527.5 | 527.5 | 527.5 | 527.5 | 0 | 0 | 0 | 0 | 0 | 0 | 0 | 0 | 0 | 0 | 0 | 0 | 0 | 0 | 0 | 0 | 0 | 0 | 0 | 0 | 0 | 0 | 0 | 0
[19 empty] | Opex savings | Input | £000s | 0 | 0 | 0 | 0 | 0 | 0 | 0 | 0 | 0 | 0 | 0 | 0 | 0 | 0 | 0 | 0 | 0 | 0 | 0 | 0 | 0 | 0 | 0 | 0 | 0 | 0 | 0 | 0 | 0 | 0 | 0 | 0 | 0 | 0 | 0 | 0 | 0 | 0 | 0 | 0 | 0 | 0 | 0 | 0 | 0 | 0 | 0 | 0 | 0 | 0 | 0 | 0 | 0 | 0 | 0 | 0 | 0 | 0 | 0 | 0 | 0 | 0 | 0 | 0 | 0 | 0 | 0 | 0 | 0 | 0 | 0 | 0 | 0 | 0 | 0 | 0 | 0 | 0 | 0 | 0 | 0 | 0 | 0 | 0 | 0 | 0 | 0 | 0 | 0 | 0 | 0 | 0 | 0 | 0 | 0 | 0 | 0 | 0 | 0 | 0 | 0 | 0 | 0 | 0
[19 empty] | Fixed env & social | Input | £000s | 0.6741 | 0.7704 | 0.963 | 3.852 | 3.3705 | 0 | 0 | 0 | 0 | 0 | 0 | 0 | 0 | 0 | 0 | 0 | 0 | 0 | 0 | 0 | 0.17725 | 0.20258 | 0.25322 | 1.0129 | 0.88627 | 0 | 0 | 0 | 0 | 0 | 0 | 0 | 0 | 0 | 0 | 0 | 0 | 0 | 0 | 0 | 0.17725 | 0.20258 | 0.25322 | 1.0129 | 0.88627 | 0 | 0 | 0 | 0 | 0 | 0 | 0 | 0 | 0 | 0 | 0 | 0 | 0 | 0 | 0 | 0.34469 | 0.39393 | 0.49241 | 1.9696 | 1.7234 | 0 | 0 | 0 | 0 | 0 | 0 | 0 | 0 | 0 | 0 | 0 | 0 | 0 | 0 | 0 | 0 | 0 | 0 | 0 | 0 | 0 | 0 | 0 | 0 | 0 | 0 | 0 | 0 | 0 | 0 | 0 | 0 | 0 | 0 | 0 | 0 | 0 | 0 | 0
[19 empty] | Variable env & social | Input | £000s | 0 | 0 | 0 | 0 | 0 | 11.79 | 11.79 | 11.79 | 11.79 | 11.79 | 11.79 | 11.79 | 11.79 | 11.79 | 11.79 | 11.79 | 11.79 | 11.79 | 11.79 | 11.79 | 11.79 | 11.79 | 11.79 | 11.79 | 11.79 | 11.79 | 11.79 | 11.79 | 11.79 | 11.79 | 11.79 | 11.79 | 11.79 | 11.79 | 11.79 | 11.79 | 11.79 | 11.79 | 11.79 | 11.79 | 11.79 | 11.79 | 11.79 | 11.79 | 11.79 | 11.79 | 11.79 | 11.79 | 11.79 | 11.79 | 11.79 | 11.79 | 11.79 | 11.79 | 11.79 | 11.79 | 11.79 | 11.79 | 11.79 | 11.79 | 11.79 | 11.79 | 11.79 | 11.79 | 11.79 | 11.79 | 11.79 | 11.79 | 11.79 | 11.79 | 11.79 | 11.79 | 11.79 | 11.79 | 11.79 | 11.79 | 11.79 | 11.79 | 11.79 | 11.79 | 0 | 0 | 0 | 0 | 0 | 0 | 0 | 0 | 0 | 0 | 0 | 0 | 0 | 0 | 0 | 0 | 0 | 0 | 0 | 0 | 0 | 0 | 0 | 0
[19 empty] | Fixed carbon costs | Input | £000s | 6.3486 | 7.2555 | 9.0694 | 36.2774 | 31.7428 | 0 | 0 | 0 | 0 | 0 | 0 | 0 | 0 | 0 | 0 | 0 | 0 | 0 | 0 | 0 | 1.6693 | 1.9078 | 2.3848 | 9.5391 | 8.3467 | 0 | 0 | 0 | 0 | 0 | 0 | 0 | 0 | 0 | 0 | 0 | 0 | 0 | 0 | 0 | 1.6693 | 1.9078 | 2.3848 | 9.5391 | 8.3467 | 0 | 0 | 0 | 0 | 0 | 0 | 0 | 0 | 0 | 0 | 0 | 0 | 0 | 0 | 0 | 3.2462 | 3.7099 | 4.6374 | 18.5496 | 16.2309 | 0 | 0 | 0 | 0 | 0 | 0 | 0 | 0 | 0 | 0 | 0 | 0 | 0 | 0 | 0 | 0 | 0 | 0 | 0 | 0 | 0 | 0 | 0 | 0 | 0 | 0 | 0 | 0 | 0 | 0 | 0 | 0 | 0 | 0 | 0 | 0 | 0 | 0 | 0
[19 empty] | Variable carbon costs | Input | £000s | 0 | 0 | 0 | 0 | 0 | 75.3747 | 69.8247 | 66.3655 | 65.1869 | 60.7445 | 57.3424 | 53.9402 | 50.5381 | 47.136 | 43.7338 | 40.3317 | 36.9296 | 33.5274 | 30.1253 | 26.7232 | 23.321 | 19.9189 | 16.5168 | 13.1146 | 9.7125 | 9.7125 | 9.7125 | 9.7125 | 9.7125 | 9.7125 | 9.7125 | 9.7125 | 9.7125 | 9.7125 | 9.7125 | 9.7125 | 9.7125 | 9.7125 | 9.7125 | 9.7125 | 9.7125 | 9.7125 | 9.7125 | 9.7125 | 9.7125 | 9.7125 | 9.7125 | 9.7125 | 9.7125 | 9.7125 | 9.7125 | 9.7125 | 9.7125 | 9.7125 | 9.7125 | 9.7125 | 9.7125 | 9.7125 | 9.7125 | 9.7125 | 9.7125 | 9.7125 | 9.7125 | 9.7125 | 9.7125 | 9.7125 | 9.7125 | 9.7125 | 9.7125 | 9.7125 | 9.7125 | 9.7125 | 9.7125 | 9.7125 | 9.7125 | 9.7125 | 9.7125 | 9.7125 | 9.7125 | 9.7125 | 0 | 0 | 0 | 0 | 0 | 0 | 0 | 0 | 0 | 0 | 0 | 0 | 0 | 0 | 0 | 0 | 0 | 0 | 0 | 0 | 0 | 0 | 0 | 0
[19 empty] | Customer willingness to pay | Input | £000s | 0 | 0 | 0 | 0 | 0 | 0 | 0 | 0 | 0 | 0 | 0 | 0 | 0 | 0 | 0 | 0 | 0 | 0 | 0 | 0 | 0 | 0 | 0 | 0 | 0 | 0 | 0 | 0 | 0 | 0 | 0 | 0 | 0 | 0 | 0 | 0 | 0 | 0 | 0 | 0 | 0 | 0 | 0 | 0 | 0 | 0 | 0 | 0 | 0 | 0 | 0 | 0 | 0 | 0 | 0 | 0 | 0 | 0 | 0 | 0 | 0 | 0 | 0 | 0 | 0 | 0 | 0 | 0 | 0 | 0 | 0 | 0 | 0 | 0 | 0 | 0 | 0 | 0 | 0 | 0 | 0 | 0 | 0 | 0 | 0 | 0 | 0 | 0 | 0 | 0 | 0 | 0 | 0 | 0 | 0 | 0 | 0 | 0 | 0 | 0 | 0 | 0 | 0 | 0
[19 empty] | Total | Sum of above (excl WAFU) | £000s | 2519.2527 | 2879.1459 | 3598.9324 | 14395.7294 | 12596.2633 | 689.3647 | 683.8147 | 680.3555 | 679.1769 | 674.7345 | 671.3324 | 667.9302 | 664.5281 | 661.126 | 657.7238 | 654.3217 | 650.9196 | 647.5174 | 644.1153 | 640.7132 | 1299.7476 | 1390.9793 | 1576.8448 | 4412.4566 | 3935.8855 | 623.7025 | 623.7025 | 623.7025 | 623.7025 | 623.7025 | 623.7025 | 623.7025 | 623.7025 | 623.7025 | 623.7025 | 623.7025 | 623.7025 | 623.7025 | 623.7025 | 623.7025 | 1286.1391 | 1380.7729 | 1570.0405 | 4409.0545 | 3935.8855 | 623.7025 | 623.7025 | 623.7025 | 623.7025 | 623.7025 | 623.7025 | 623.7025 | 623.7025 | 623.7025 | 623.7025 | 623.7025 | 623.7025 | 623.7025 | 623.7025 | 623.7025 | 1911.8633 | 2095.8863 | 2463.9323 | 7984.6217 | 7064.5068 | 623.7025 | 623.7025 | 623.7025 | 623.7025 | 623.7025 | 623.7025 | 623.7025 | 623.7025 | 623.7025 | 623.7025 | 623.7025 | 623.7025 | 623.7025 | 623.7025 | 623.7025 | 0 | 0 | 0 | 0 | 0 | 0 | 0 | 0 | 0 | 0 | 0 | 0 | 0 | 0 | 0 | 0 | 0 | 0 | 0 | 0 | 0 | 0 | 0 | 0
58.1x | Carsington Reservoir support to site Q with site Q enhancements | MEL29 | SW enhancement | Y | 2025-26 | Capacity | 26 | 226402.3451 | 42474.2504 | 29823.5587 | 0 | 1582.1311 | 108.4572 | 73988.3974 | 31.9333 | 32.68 | 3 | 3 | Gains in WAFU / Savings in demand | Input | Ml/d | 0 | 0 | 0 | 0 | 0 | 26 | 26 | 26 | 26 | 26 | 26 | 26 | 26 | 26 | 26 | 26 | 26 | 26 | 26 | 26 | 26 | 26 | 26 | 26 | 26 | 26 | 26 | 26 | 26 | 26 | 26 | 26 | 26 | 26 | 26 | 26 | 26 | 26 | 26 | 26 | 26 | 26 | 26 | 26 | 26 | 26 | 26 | 26 | 26 | 26 | 26 | 26 | 26 | 26 | 26 | 26 | 26 | 26 | 26 | 26 | 26 | 26 | 26 | 26 | 26 | 26 | 26 | 26 | 26 | 26 | 26 | 26 | 26 | 26 | 26 | 26 | 26 | 26 | 26 | 26 | 0 | 0 | 0 | 0 | 0 | 0 | 0 | 0 | 0 | 0 | 0 | 0 | 0 | 0 | 0 | 0 | 0 | 0 | 0 | 0 | 0 | 0 | 0 | 0
[19 empty] | Fixed capex | Input | £000s | 3037.44 | 3471.36 | 4339.2 | 17356.8 | 15187.2 | 0 | 0 | 0 | 0 | 0 | 0 | 0 | 0 | 0 | 0 | 0 | 0 | 0 | 0 | 0 | 206.29 | 235.76 | 294.7 | 1178.8 | 1031.45 | 0 | 0 | 0 | 0 | 0 | 0 | 0 | 0 | 0 | 0 | 0 | 0 | 0 | 0 | 0 | 206.29 | 235.76 | 294.7 | 1178.8 | 1031.45 | 0 | 0 | 0 | 0 | 0 | 0 | 0 | 0 | 0 | 0 | 0 | 0 | 0 | 0 | 0 | 557.06 | 636.64 | 795.8 | 3183.2 | 2785.3 | 0 | 0 | 0 | 0 | 0 | 0 | 0 | 0 | 0 | 0 | 0 | 0 | 0 | 0 | 0 | 0 | 0 | 0 | 0 | 0 | 0 | 0 | 0 | 0 | 0 | 0 | 0 | 0 | 0 | 0 | 0 | 0 | 0 | 0 | 0 | 0 | 0 | 0 | 0
[19 empty] | Variable capex | Input | £000s | 0 | 0 | 0 | 0 | 0 | 0 | 0 | 0 | 0 | 0 | 0 | 0 | 0 | 0 | 0 | 0 | 0 | 0 | 0 | 0 | 0 | 0 | 0 | 0 | 0 | 0 | 0 | 0 | 0 | 0 | 0 | 0 | 0 | 0 | 0 | 0 | 0 | 0 | 0 | 0 | 0 | 0 | 0 | 0 | 0 | 0 | 0 | 0 | 0 | 0 | 0 | 0 | 0 | 0 | 0 | 0 | 0 | 0 | 0 | 0 | 0 | 0 | 0 | 0 | 0 | 0 | 0 | 0 | 0 | 0 | 0 | 0 | 0 | 0 | 0 | 0 | 0 | 0 | 0 | 0 | 0 | 0 | 0 | 0 | 0 | 0 | 0 | 0 | 0 | 0 | 0 | 0 | 0 | 0 | 0 | 0 | 0 | 0 | 0 | 0 | 0 | 0 | 0 | 0
[19 empty] | Financing costs | Input | £000s | 0 | 0 | 0 | 0 | 0 | 0 | 0 | 0 | 0 | 0 | 0 | 0 | 0 | 0 | 0 | 0 | 0 | 0 | 0 | 0 | 0 | 0 | 0 | 0 | 0 | 0 | 0 | 0 | 0 | 0 | 0 | 0 | 0 | 0 | 0 | 0 | 0 | 0 | 0 | 0 | 0 | 0 | 0 | 0 | 0 | 0 | 0 | 0 | 0 | 0 | 0 | 0 | 0 | 0 | 0 | 0 | 0 | 0 | 0 | 0 | 0 | 0 | 0 | 0 | 0 | 0 | 0 | 0 | 0 | 0 | 0 | 0 | 0 | 0 | 0 | 0 | 0 | 0 | 0 | 0 | 0 | 0 | 0 | 0 | 0 | 0 | 0 | 0 | 0 | 0 | 0 | 0 | 0 | 0 | 0 | 0 | 0 | 0 | 0 | 0 | 0 | 0 | 0 | 0
[19 empty] | Fixed opex | Input | £000s | 0 | 0 | 0 | 0 | 0 | 142.9 | 142.9 | 142.9 | 142.9 | 142.9 | 142.9 | 142.9 | 142.9 | 142.9 | 142.9 | 142.9 | 142.9 | 142.9 | 142.9 | 142.9 | 142.9 | 142.9 | 142.9 | 142.9 | 142.9 | 142.9 | 142.9 | 142.9 | 142.9 | 142.9 | 142.9 | 142.9 | 142.9 | 142.9 | 142.9 | 142.9 | 142.9 | 142.9 | 142.9 | 142.9 | 142.9 | 142.9 | 142.9 | 142.9 | 142.9 | 142.9 | 142.9 | 142.9 | 142.9 | 142.9 | 142.9 | 142.9 | 142.9 | 142.9 | 142.9 | 142.9 | 142.9 | 142.9 | 142.9 | 142.9 | 142.9 | 142.9 | 142.9 | 142.9 | 142.9 | 142.9 | 142.9 | 142.9 | 142.9 | 142.9 | 142.9 | 142.9 | 142.9 | 142.9 | 142.9 | 142.9 | 142.9 | 142.9 | 142.9 | 142.9 | 0 | 0 | 0 | 0 | 0 | 0 | 0 | 0 | 0 | 0 | 0 | 0 | 0 | 0 | 0 | 0 | 0 | 0 | 0 | 0 | 0 | 0 | 0 | 0
[19 empty] | Variable opex | Input | £000s | 0 | 0 | 0 | 0 | 0 | 1107.2 | 1107.2 | 1107.2 | 1107.2 | 1107.2 | 1107.2 | 1107.2 | 1107.2 | 1107.2 | 1107.2 | 1107.2 | 1107.2 | 1107.2 | 1107.2 | 1107.2 | 1107.2 | 1107.2 | 1107.2 | 1107.2 | 1107.2 | 1107.2 | 1107.2 | 1107.2 | 1107.2 | 1107.2 | 1107.2 | 1107.2 | 1107.2 | 1107.2 | 1107.2 | 1107.2 | 1107.2 | 1107.2 | 1107.2 | 1107.2 | 1107.2 | 1107.2 | 1107.2 | 1107.2 | 1107.2 | 1107.2 | 1107.2 | 1107.2 | 1107.2 | 1107.2 | 1107.2 | 1107.2 | 1107.2 | 1107.2 | 1107.2 | 1107.2 | 1107.2 | 1107.2 | 1107.2 | 1107.2 | 1107.2 | 1107.2 | 1107.2 | 1107.2 | 1107.2 | 1107.2 | 1107.2 | 1107.2 | 1107.2 | 1107.2 | 1107.2 | 1107.2 | 1107.2 | 1107.2 | 1107.2 | 1107.2 | 1107.2 | 1107.2 | 1107.2 | 1107.2 | 0 | 0 | 0 | 0 | 0 | 0 | 0 | 0 | 0 | 0 | 0 | 0 | 0 | 0 | 0 | 0 | 0 | 0 | 0 | 0 | 0 | 0 | 0 | 0
[19 empty] | Opex savings | Input | £000s | 0 | 0 | 0 | 0 | 0 | 0 | 0 | 0 | 0 | 0 | 0 | 0 | 0 | 0 | 0 | 0 | 0 | 0 | 0 | 0 | 0 | 0 | 0 | 0 | 0 | 0 | 0 | 0 | 0 | 0 | 0 | 0 | 0 | 0 | 0 | 0 | 0 | 0 | 0 | 0 | 0 | 0 | 0 | 0 | 0 | 0 | 0 | 0 | 0 | 0 | 0 | 0 | 0 | 0 | 0 | 0 | 0 | 0 | 0 | 0 | 0 | 0 | 0 | 0 | 0 | 0 | 0 | 0 | 0 | 0 | 0 | 0 | 0 | 0 | 0 | 0 | 0 | 0 | 0 | 0 | 0 | 0 | 0 | 0 | 0 | 0 | 0 | 0 | 0 | 0 | 0 | 0 | 0 | 0 | 0 | 0 | 0 | 0 | 0 | 0 | 0 | 0 | 0 | 0
[19 empty] | Fixed env & social | Input | £000s | 0.7441 | 0.8504 | 1.063 | 4.252 | 3.7205 | 0 | 0 | 0 | 0 | 0 | 0 | 0 | 0 | 0 | 0 | 0 | 0 | 0 | 0 | 0 | 0.050536 | 0.057756 | 0.072194 | 0.28878 | 0.25268 | 0 | 0 | 0 | 0 | 0 | 0 | 0 | 0 | 0 | 0 | 0 | 0 | 0 | 0 | 0 | 0.050536 | 0.057756 | 0.072194 | 0.28878 | 0.25268 | 0 | 0 | 0 | 0 | 0 | 0 | 0 | 0 | 0 | 0 | 0 | 0 | 0 | 0 | 0 | 0.13647 | 0.15596 | 0.19495 | 0.77981 | 0.68233 | 0 | 0 | 0 | 0 | 0 | 0 | 0 | 0 | 0 | 0 | 0 | 0 | 0 | 0 | 0 | 0 | 0 | 0 | 0 | 0 | 0 | 0 | 0 | 0 | 0 | 0 | 0 | 0 | 0 | 0 | 0 | 0 | 0 | 0 | 0 | 0 | 0 | 0 | 0
[19 empty] | Variable env & social | Input | £000s | 0 | 0 | 0 | 0 | 0 | 4.11 | 4.11 | 4.11 | 4.11 | 4.11 | 4.11 | 4.11 | 4.11 | 4.11 | 4.11 | 4.11 | 4.11 | 4.11 | 4.11 | 4.11 | 4.11 | 4.11 | 4.11 | 4.11 | 4.11 | 4.11 | 4.11 | 4.11 | 4.11 | 4.11 | 4.11 | 4.11 | 4.11 | 4.11 | 4.11 | 4.11 | 4.11 | 4.11 | 4.11 | 4.11 | 4.11 | 4.11 | 4.11 | 4.11 | 4.11 | 4.11 | 4.11 | 4.11 | 4.11 | 4.11 | 4.11 | 4.11 | 4.11 | 4.11 | 4.11 | 4.11 | 4.11 | 4.11 | 4.11 | 4.11 | 4.11 | 4.11 | 4.11 | 4.11 | 4.11 | 4.11 | 4.11 | 4.11 | 4.11 | 4.11 | 4.11 | 4.11 | 4.11 | 4.11 | 4.11 | 4.11 | 4.11 | 4.11 | 4.11 | 4.11 | 0 | 0 | 0 | 0 | 0 | 0 | 0 | 0 | 0 | 0 | 0 | 0 | 0 | 0 | 0 | 0 | 0 | 0 | 0 | 0 | 0 | 0 | 0 | 0
[19 empty] | Fixed carbon costs | Input | £000s | 8.6354 | 9.869 | 12.3363 | 49.3451 | 43.177 | 0 | 0 | 0 | 0 | 0 | 0 | 0 | 0 | 0 | 0 | 0 | 0 | 0 | 0 | 0 | 0.58648 | 0.67026 | 0.83783 | 3.3513 | 2.9324 | 0 | 0 | 0 | 0 | 0 | 0 | 0 | 0 | 0 | 0 | 0 | 0 | 0 | 0 | 0 | 0.58648 | 0.67026 | 0.83783 | 3.3513 | 2.9324 | 0 | 0 | 0 | 0 | 0 | 0 | 0 | 0 | 0 | 0 | 0 | 0 | 0 | 0 | 0 | 1.5837 | 1.81 | 2.2624 | 9.0498 | 7.9186 | 0 | 0 | 0 | 0 | 0 | 0 | 0 | 0 | 0 | 0 | 0 | 0 | 0 | 0 | 0 | 0 | 0 | 0 | 0 | 0 | 0 | 0 | 0 | 0 | 0 | 0 | 0 | 0 | 0 | 0 | 0 | 0 | 0 | 0 | 0 | 0 | 0 | 0 | 0
[19 empty] | Variable carbon costs | Input | £000s | 0 | 0 | 0 | 0 | 0 | 162.0746 | 150.1407 | 142.7026 | 140.1683 | 130.616 | 123.3006 | 115.9851 | 108.6697 | 101.3542 | 94.0388 | 86.7233 | 79.4079 | 72.0924 | 64.777 | 57.4615 | 50.1461 | 42.8306 | 35.5152 | 28.1997 | 20.8843 | 20.8843 | 20.8843 | 20.8843 | 20.8843 | 20.8843 | 20.8843 | 20.8843 | 20.8843 | 20.8843 | 20.8843 | 20.8843 | 20.8843 | 20.8843 | 20.8843 | 20.8843 | 20.8843 | 20.8843 | 20.8843 | 20.8843 | 20.8843 | 20.8843 | 20.8843 | 20.8843 | 20.8843 | 20.8843 | 20.8843 | 20.8843 | 20.8843 | 20.8843 | 20.8843 | 20.8843 | 20.8843 | 20.8843 | 20.8843 | 20.8843 | 20.8843 | 20.8843 | 20.8843 | 20.8843 | 20.8843 | 20.8843 | 20.8843 | 20.8843 | 20.8843 | 20.8843 | 20.8843 | 20.8843 | 20.8843 | 20.8843 | 20.8843 | 20.8843 | 20.8843 | 20.8843 | 20.8843 | 20.8843 | 0 | 0 | 0 | 0 | 0 | 0 | 0 | 0 | 0 | 0 | 0 | 0 | 0 | 0 | 0 | 0 | 0 | 0 | 0 | 0 | 0 | 0 | 0 | 0
[19 empty] | Customer willingness to pay | Input | £000s | 0 | 0 | 0 | 0 | 0 | 0 | 0 | 0 | 0 | 0 | 0 | 0 | 0 | 0 | 0 | 0 | 0 | 0 | 0 | 0 | 0 | 0 | 0 | 0 | 0 | 0 | 0 | 0 | 0 | 0 | 0 | 0 | 0 | 0 | 0 | 0 | 0 | 0 | 0 | 0 | 0 | 0 | 0 | 0 | 0 | 0 | 0 | 0 | 0 | 0 | 0 | 0 | 0 | 0 | 0 | 0 | 0 | 0 | 0 | 0 | 0 | 0 | 0 | 0 | 0 | 0 | 0 | 0 | 0 | 0 | 0 | 0 | 0 | 0 | 0 | 0 | 0 | 0 | 0 | 0 | 0 | 0 | 0 | 0 | 0 | 0 | 0 | 0 | 0 | 0 | 0 | 0 | 0 | 0 | 0 | 0 | 0 | 0 | 0 | 0 | 0 | 0 | 0 | 0
[19 empty] | Total | Sum of above (excl WAFU) | £000s | 3046.8195 | 3482.0794 | 4352.5993 | 17410.3971 | 15234.0975 | 1416.2846 | 1404.3507 | 1396.9126 | 1394.3783 | 1384.826 | 1377.5106 | 1370.1951 | 1362.8797 | 1355.5642 | 1348.2488 | 1340.9333 | 1333.6179 | 1326.3024 | 1318.987 | 1311.6715 | 1511.2831 | 1533.5286 | 1585.3352 | 2464.8498 | 2309.7294 | 1275.0943 | 1275.0943 | 1275.0943 | 1275.0943 | 1275.0943 | 1275.0943 | 1275.0943 | 1275.0943 | 1275.0943 | 1275.0943 | 1275.0943 | 1275.0943 | 1275.0943 | 1275.0943 | 1275.0943 | 1482.0213 | 1511.5823 | 1570.7043 | 2457.5344 | 2309.7294 | 1275.0943 | 1275.0943 | 1275.0943 | 1275.0943 | 1275.0943 | 1275.0943 | 1275.0943 | 1275.0943 | 1275.0943 | 1275.0943 | 1275.0943 | 1275.0943 | 1275.0943 | 1275.0943 | 1275.0943 | 1833.8745 | 1913.7002 | 2073.3517 | 4468.1239 | 4068.9952 | 1275.0943 | 1275.0943 | 1275.0943 | 1275.0943 | 1275.0943 | 1275.0943 | 1275.0943 | 1275.0943 | 1275.0943 | 1275.0943 | 1275.0943 | 1275.0943 | 1275.0943 | 1275.0943 | 1275.0943 | 0 | 0 | 0 | 0 | 0 | 0 | 0 | 0 | 0 | 0 | 0 | 0 | 0 | 0 | 0 | 0 | 0 | 0 | 0 | 0 | 0 | 0 | 0 | 0
58.1x | Blackbrook Reservoir to support site B | CRO04 | SW enhancement | N | 2025-26 | Capacity | 12 | 104493.3901 | 9984.9755 | 10845.3642 | 0 | 451.3936 | 53.4402 | 21335.1735 | 19.9346 | 20.4177 | 3 | 3 | Gains in WAFU / Savings in demand | Input | Ml/d | 0 | 0 | 0 | 0 | 0 | 12 | 12 | 12 | 12 | 12 | 12 | 12 | 12 | 12 | 12 | 12 | 12 | 12 | 12 | 12 | 12 | 12 | 12 | 12 | 12 | 12 | 12 | 12 | 12 | 12 | 12 | 12 | 12 | 12 | 12 | 12 | 12 | 12 | 12 | 12 | 12 | 12 | 12 | 12 | 12 | 12 | 12 | 12 | 12 | 12 | 12 | 12 | 12 | 12 | 12 | 12 | 12 | 12 | 12 | 12 | 12 | 12 | 12 | 12 | 12 | 12 | 12 | 12 | 12 | 12 | 12 | 12 | 12 | 12 | 12 | 12 | 12 | 12 | 12 | 12 | 0 | 0 | 0 | 0 | 0 | 0 | 0 | 0 | 0 | 0 | 0 | 0 | 0 | 0 | 0 | 0 | 0 | 0 | 0 | 0 | 0 | 0 | 0 | 0
[19 empty] | Fixed capex | Input | £000s | 712.53 | 814.32 | 1017.9 | 4071.6 | 3562.65 | 0 | 0 | 0 | 0 | 0 | 0 | 0 | 0 | 0 | 0 | 0 | 0 | 0 | 0 | 0 | 43.47 | 49.68 | 62.1 | 248.4 | 217.35 | 0 | 0 | 0 | 0 | 0 | 0 | 0 | 0 | 0 | 0 | 0 | 0 | 0 | 0 | 0 | 43.47 | 49.68 | 62.1 | 248.4 | 217.35 | 0 | 0 | 0 | 0 | 0 | 0 | 0 | 0 | 0 | 0 | 0 | 0 | 0 | 0 | 0 | 167.09 | 190.96 | 238.7 | 954.8 | 835.45 | 0 | 0 | 0 | 0 | 0 | 0 | 0 | 0 | 0 | 0 | 0 | 0 | 0 | 0 | 0 | 0 | 0 | 0 | 0 | 0 | 0 | 0 | 0 | 0 | 0 | 0 | 0 | 0 | 0 | 0 | 0 | 0 | 0 | 0 | 0 | 0 | 0 | 0 | 0
[19 empty] | Variable capex | Input | £000s | 0 | 0 | 0 | 0 | 0 | 0 | 0 | 0 | 0 | 0 | 0 | 0 | 0 | 0 | 0 | 0 | 0 | 0 | 0 | 0 | 0 | 0 | 0 | 0 | 0 | 0 | 0 | 0 | 0 | 0 | 0 | 0 | 0 | 0 | 0 | 0 | 0 | 0 | 0 | 0 | 0 | 0 | 0 | 0 | 0 | 0 | 0 | 0 | 0 | 0 | 0 | 0 | 0 | 0 | 0 | 0 | 0 | 0 | 0 | 0 | 0 | 0 | 0 | 0 | 0 | 0 | 0 | 0 | 0 | 0 | 0 | 0 | 0 | 0 | 0 | 0 | 0 | 0 | 0 | 0 | 0 | 0 | 0 | 0 | 0 | 0 | 0 | 0 | 0 | 0 | 0 | 0 | 0 | 0 | 0 | 0 | 0 | 0 | 0 | 0 | 0 | 0 | 0 | 0
[19 empty] | Financing costs | Input | £000s | 0 | 0 | 0 | 0 | 0 | 0 | 0 | 0 | 0 | 0 | 0 | 0 | 0 | 0 | 0 | 0 | 0 | 0 | 0 | 0 | 0 | 0 | 0 | 0 | 0 | 0 | 0 | 0 | 0 | 0 | 0 | 0 | 0 | 0 | 0 | 0 | 0 | 0 | 0 | 0 | 0 | 0 | 0 | 0 | 0 | 0 | 0 | 0 | 0 | 0 | 0 | 0 | 0 | 0 | 0 | 0 | 0 | 0 | 0 | 0 | 0 | 0 | 0 | 0 | 0 | 0 | 0 | 0 | 0 | 0 | 0 | 0 | 0 | 0 | 0 | 0 | 0 | 0 | 0 | 0 | 0 | 0 | 0 | 0 | 0 | 0 | 0 | 0 | 0 | 0 | 0 | 0 | 0 | 0 | 0 | 0 | 0 | 0 | 0 | 0 | 0 | 0 | 0 | 0
[19 empty] | Fixed opex | Input | £000s | 0 | 0 | 0 | 0 | 0 | 102.4 | 102.4 | 102.4 | 102.4 | 102.4 | 102.4 | 102.4 | 102.4 | 102.4 | 102.4 | 102.4 | 102.4 | 102.4 | 102.4 | 102.4 | 102.4 | 102.4 | 102.4 | 102.4 | 102.4 | 102.4 | 102.4 | 102.4 | 102.4 | 102.4 | 102.4 | 102.4 | 102.4 | 102.4 | 102.4 | 102.4 | 102.4 | 102.4 | 102.4 | 102.4 | 102.4 | 102.4 | 102.4 | 102.4 | 102.4 | 102.4 | 102.4 | 102.4 | 102.4 | 102.4 | 102.4 | 102.4 | 102.4 | 102.4 | 102.4 | 102.4 | 102.4 | 102.4 | 102.4 | 102.4 | 102.4 | 102.4 | 102.4 | 102.4 | 102.4 | 102.4 | 102.4 | 102.4 | 102.4 | 102.4 | 102.4 | 102.4 | 102.4 | 102.4 | 102.4 | 102.4 | 102.4 | 102.4 | 102.4 | 102.4 | 0 | 0 | 0 | 0 | 0 | 0 | 0 | 0 | 0 | 0 | 0 | 0 | 0 | 0 | 0 | 0 | 0 | 0 | 0 | 0 | 0 | 0 | 0 | 0
[19 empty] | Variable opex | Input | £000s | 0 | 0 | 0 | 0 | 0 | 352.2 | 352.2 | 352.2 | 352.2 | 352.2 | 352.2 | 352.2 | 352.2 | 352.2 | 352.2 | 352.2 | 352.2 | 352.2 | 352.2 | 352.2 | 352.2 | 352.2 | 352.2 | 352.2 | 352.2 | 352.2 | 352.2 | 352.2 | 352.2 | 352.2 | 352.2 | 352.2 | 352.2 | 352.2 | 352.2 | 352.2 | 352.2 | 352.2 | 352.2 | 352.2 | 352.2 | 352.2 | 352.2 | 352.2 | 352.2 | 352.2 | 352.2 | 352.2 | 352.2 | 352.2 | 352.2 | 352.2 | 352.2 | 352.2 | 352.2 | 352.2 | 352.2 | 352.2 | 352.2 | 352.2 | 352.2 | 352.2 | 352.2 | 352.2 | 352.2 | 352.2 | 352.2 | 352.2 | 352.2 | 352.2 | 352.2 | 352.2 | 352.2 | 352.2 | 352.2 | 352.2 | 352.2 | 352.2 | 352.2 | 352.2 | 0 | 0 | 0 | 0 | 0 | 0 | 0 | 0 | 0 | 0 | 0 | 0 | 0 | 0 | 0 | 0 | 0 | 0 | 0 | 0 | 0 | 0 | 0 | 0
[19 empty] | Opex savings | Input | £000s | 0 | 0 | 0 | 0 | 0 | 0 | 0 | 0 | 0 | 0 | 0 | 0 | 0 | 0 | 0 | 0 | 0 | 0 | 0 | 0 | 0 | 0 | 0 | 0 | 0 | 0 | 0 | 0 | 0 | 0 | 0 | 0 | 0 | 0 | 0 | 0 | 0 | 0 | 0 | 0 | 0 | 0 | 0 | 0 | 0 | 0 | 0 | 0 | 0 | 0 | 0 | 0 | 0 | 0 | 0 | 0 | 0 | 0 | 0 | 0 | 0 | 0 | 0 | 0 | 0 | 0 | 0 | 0 | 0 | 0 | 0 | 0 | 0 | 0 | 0 | 0 | 0 | 0 | 0 | 0 | 0 | 0 | 0 | 0 | 0 | 0 | 0 | 0 | 0 | 0 | 0 | 0 | 0 | 0 | 0 | 0 | 0 | 0 | 0 | 0 | 0 | 0 | 0 | 0
[19 empty] | Fixed env & social | Input | £000s | 0.5278 | 0.6032 | 0.754 | 3.016 | 2.639 | 0 | 0 | 0 | 0 | 0 | 0 | 0 | 0 | 0 | 0 | 0 | 0 | 0 | 0 | 0 | 0.0322 | 0.0368 | 0.046 | 0.184 | 0.161 | 0 | 0 | 0 | 0 | 0 | 0 | 0 | 0 | 0 | 0 | 0 | 0 | 0 | 0 | 0 | 0.0322 | 0.0368 | 0.046 | 0.184 | 0.161 | 0 | 0 | 0 | 0 | 0 | 0 | 0 | 0 | 0 | 0 | 0 | 0 | 0 | 0 | 0 | 0.12377 | 0.14145 | 0.17681 | 0.70726 | 0.61885 | 0 | 0 | 0 | 0 | 0 | 0 | 0 | 0 | 0 | 0 | 0 | 0 | 0 | 0 | 0 | 0 | 0 | 0 | 0 | 0 | 0 | 0 | 0 | 0 | 0 | 0 | 0 | 0 | 0 | 0 | 0 | 0 | 0 | 0 | 0 | 0 | 0 | 0 | 0
[19 empty] | Variable env & social | Input | £000s | 0 | 0 | 0 | 0 | 0 | 1.93 | 1.93 | 1.93 | 1.93 | 1.93 | 1.93 | 1.93 | 1.93 | 1.93 | 1.93 | 1.93 | 1.93 | 1.93 | 1.93 | 1.93 | 1.93 | 1.93 | 1.93 | 1.93 | 1.93 | 1.93 | 1.93 | 1.93 | 1.93 | 1.93 | 1.93 | 1.93 | 1.93 | 1.93 | 1.93 | 1.93 | 1.93 | 1.93 | 1.93 | 1.93 | 1.93 | 1.93 | 1.93 | 1.93 | 1.93 | 1.93 | 1.93 | 1.93 | 1.93 | 1.93 | 1.93 | 1.93 | 1.93 | 1.93 | 1.93 | 1.93 | 1.93 | 1.93 | 1.93 | 1.93 | 1.93 | 1.93 | 1.93 | 1.93 | 1.93 | 1.93 | 1.93 | 1.93 | 1.93 | 1.93 | 1.93 | 1.93 | 1.93 | 1.93 | 1.93 | 1.93 | 1.93 | 1.93 | 1.93 | 1.93 | 0 | 0 | 0 | 0 | 0 | 0 | 0 | 0 | 0 | 0 | 0 | 0 | 0 | 0 | 0 | 0 | 0 | 0 | 0 | 0 | 0 | 0 | 0 | 0
[19 empty] | Fixed carbon costs | Input | £000s | 2.7988 | 3.1987 | 3.9983 | 15.9933 | 13.9941 | 0 | 0 | 0 | 0 | 0 | 0 | 0 | 0 | 0 | 0 | 0 | 0 | 0 | 0 | 0 | 0.17075 | 0.19514 | 0.24393 | 0.97572 | 0.85375 | 0 | 0 | 0 | 0 | 0 | 0 | 0 | 0 | 0 | 0 | 0 | 0 | 0 | 0 | 0 | 0.17075 | 0.19514 | 0.24393 | 0.97572 | 0.85375 | 0 | 0 | 0 | 0 | 0 | 0 | 0 | 0 | 0 | 0 | 0 | 0 | 0 | 0 | 0 | 0.65633 | 0.75009 | 0.93762 | 3.7505 | 3.2817 | 0 | 0 | 0 | 0 | 0 | 0 | 0 | 0 | 0 | 0 | 0 | 0 | 0 | 0 | 0 | 0 | 0 | 0 | 0 | 0 | 0 | 0 | 0 | 0 | 0 | 0 | 0 | 0 | 0 | 0 | 0 | 0 | 0 | 0 | 0 | 0 | 0 | 0 | 0
[19 empty] | Variable carbon costs | Input | £000s | 0 | 0 | 0 | 0 | 0 | 45.7121 | 42.3463 | 40.2484 | 39.5336 | 36.8394 | 34.7762 | 32.7129 | 30.6496 | 28.5863 | 26.5231 | 24.4598 | 22.3965 | 20.3332 | 18.2699 | 16.2067 | 14.1434 | 12.0801 | 10.0168 | 7.9536 | 5.8903 | 5.8903 | 5.8903 | 5.8903 | 5.8903 | 5.8903 | 5.8903 | 5.8903 | 5.8903 | 5.8903 | 5.8903 | 5.8903 | 5.8903 | 5.8903 | 5.8903 | 5.8903 | 5.8903 | 5.8903 | 5.8903 | 5.8903 | 5.8903 | 5.8903 | 5.8903 | 5.8903 | 5.8903 | 5.8903 | 5.8903 | 5.8903 | 5.8903 | 5.8903 | 5.8903 | 5.8903 | 5.8903 | 5.8903 | 5.8903 | 5.8903 | 5.8903 | 5.8903 | 5.8903 | 5.8903 | 5.8903 | 5.8903 | 5.8903 | 5.8903 | 5.8903 | 5.8903 | 5.8903 | 5.8903 | 5.8903 | 5.8903 | 5.8903 | 5.8903 | 5.8903 | 5.8903 | 5.8903 | 5.8903 | 0 | 0 | 0 | 0 | 0 | 0 | 0 | 0 | 0 | 0 | 0 | 0 | 0 | 0 | 0 | 0 | 0 | 0 | 0 | 0 | 0 | 0 | 0 | 0
[19 empty] | Customer willingness to pay | Input | £000s | 0 | 0 | 0 | 0 | 0 | 0 | 0 | 0 | 0 | 0 | 0 | 0 | 0 | 0 | 0 | 0 | 0 | 0 | 0 | 0 | 0 | 0 | 0 | 0 | 0 | 0 | 0 | 0 | 0 | 0 | 0 | 0 | 0 | 0 | 0 | 0 | 0 | 0 | 0 | 0 | 0 | 0 | 0 | 0 | 0 | 0 | 0 | 0 | 0 | 0 | 0 | 0 | 0 | 0 | 0 | 0 | 0 | 0 | 0 | 0 | 0 | 0 | 0 | 0 | 0 | 0 | 0 | 0 | 0 | 0 | 0 | 0 | 0 | 0 | 0 | 0 | 0 | 0 | 0 | 0 | 0 | 0 | 0 | 0 | 0 | 0 | 0 | 0 | 0 | 0 | 0 | 0 | 0 | 0 | 0 | 0 | 0 | 0 | 0 | 0 | 0 | 0 | 0 | 0
[19 empty] | Total | Sum of above (excl WAFU) | £000s | 715.8566 | 818.1219 | 1022.6523 | 4090.6093 | 3579.2831 | 502.2421 | 498.8763 | 496.7784 | 496.0636 | 493.3694 | 491.3062 | 489.2429 | 487.1796 | 485.1163 | 483.0531 | 480.9898 | 478.9265 | 476.8632 | 474.7999 | 472.7367 | 514.3463 | 518.5221 | 528.9368 | 714.0433 | 680.785 | 462.4203 | 462.4203 | 462.4203 | 462.4203 | 462.4203 | 462.4203 | 462.4203 | 462.4203 | 462.4203 | 462.4203 | 462.4203 | 462.4203 | 462.4203 | 462.4203 | 462.4203 | 506.0932 | 512.3322 | 524.8102 | 711.98 | 680.785 | 462.4203 | 462.4203 | 462.4203 | 462.4203 | 462.4203 | 462.4203 | 462.4203 | 462.4203 | 462.4203 | 462.4203 | 462.4203 | 462.4203 | 462.4203 | 462.4203 | 462.4203 | 630.2904 | 654.2718 | 702.2347 | 1421.678 | 1301.7708 | 462.4203 | 462.4203 | 462.4203 | 462.4203 | 462.4203 | 462.4203 | 462.4203 | 462.4203 | 462.4203 | 462.4203 | 462.4203 | 462.4203 | 462.4203 | 462.4203 | 462.4203 | 0 | 0 | 0 | 0 | 0 | 0 | 0 | 0 | 0 | 0 | 0 | 0 | 0 | 0 | 0 | 0 | 0 | 0 | 0 | 0 | 0 | 0 | 0 | 0
58.1x | Thornton Reservoir to support site B | CRO05 | SW enhancement | Y | 2025-26 | Capacity | 8 | 69662.26 | 9282.8737 | 11007.5914 | 0 | 479.9017 | 77.2112 | 20847.578 | 29.1269 | 29.9266 | 3 | 3 | Gains in WAFU / Savings in demand | Input | Ml/d | 0 | 0 | 0 | 0 | 0 | 8 | 8 | 8 | 8 | 8 | 8 | 8 | 8 | 8 | 8 | 8 | 8 | 8 | 8 | 8 | 8 | 8 | 8 | 8 | 8 | 8 | 8 | 8 | 8 | 8 | 8 | 8 | 8 | 8 | 8 | 8 | 8 | 8 | 8 | 8 | 8 | 8 | 8 | 8 | 8 | 8 | 8 | 8 | 8 | 8 | 8 | 8 | 8 | 8 | 8 | 8 | 8 | 8 | 8 | 8 | 8 | 8 | 8 | 8 | 8 | 8 | 8 | 8 | 8 | 8 | 8 | 8 | 8 | 8 | 8 | 8 | 8 | 8 | 8 | 8 | 0 | 0 | 0 | 0 | 0 | 0 | 0 | 0 | 0 | 0 | 0 | 0 | 0 | 0 | 0 | 0 | 0 | 0 | 0 | 0 | 0 | 0 | 0 | 0
[19 empty] | Fixed capex | Input | £000s | 635.32 | 726.08 | 907.6 | 3630.4 | 3176.6 | 0 | 0 | 0 | 0 | 0 | 0 | 0 | 0 | 0 | 0 | 0 | 0 | 0 | 0 | 0 | 69.16 | 79.04 | 98.8 | 395.2 | 345.8 | 0 | 0 | 0 | 0 | 0 | 0 | 0 | 0 | 0 | 0 | 0 | 0 | 0 | 0 | 0 | 69.16 | 79.04 | 98.8 | 395.2 | 345.8 | 0 | 0 | 0 | 0 | 0 | 0 | 0 | 0 | 0 | 0 | 0 | 0 | 0 | 0 | 0 | 188.09 | 214.96 | 268.7 | 1074.8 | 940.45 | 0 | 0 | 0 | 0 | 0 | 0 | 0 | 0 | 0 | 0 | 0 | 0 | 0 | 0 | 0 | 0 | 0 | 0 | 0 | 0 | 0 | 0 | 0 | 0 | 0 | 0 | 0 | 0 | 0 | 0 | 0 | 0 | 0 | 0 | 0 | 0 | 0 | 0 | 0
[19 empty] | Variable capex | Input | £000s | 0 | 0 | 0 | 0 | 0 | 0 | 0 | 0 | 0 | 0 | 0 | 0 | 0 | 0 | 0 | 0 | 0 | 0 | 0 | 0 | 0 | 0 | 0 | 0 | 0 | 0 | 0 | 0 | 0 | 0 | 0 | 0 | 0 | 0 | 0 | 0 | 0 | 0 | 0 | 0 | 0 | 0 | 0 | 0 | 0 | 0 | 0 | 0 | 0 | 0 | 0 | 0 | 0 | 0 | 0 | 0 | 0 | 0 | 0 | 0 | 0 | 0 | 0 | 0 | 0 | 0 | 0 | 0 | 0 | 0 | 0 | 0 | 0 | 0 | 0 | 0 | 0 | 0 | 0 | 0 | 0 | 0 | 0 | 0 | 0 | 0 | 0 | 0 | 0 | 0 | 0 | 0 | 0 | 0 | 0 | 0 | 0 | 0 | 0 | 0 | 0 | 0 | 0 | 0
[19 empty] | Financing costs | Input | £000s | 0 | 0 | 0 | 0 | 0 | 0 | 0 | 0 | 0 | 0 | 0 | 0 | 0 | 0 | 0 | 0 | 0 | 0 | 0 | 0 | 0 | 0 | 0 | 0 | 0 | 0 | 0 | 0 | 0 | 0 | 0 | 0 | 0 | 0 | 0 | 0 | 0 | 0 | 0 | 0 | 0 | 0 | 0 | 0 | 0 | 0 | 0 | 0 | 0 | 0 | 0 | 0 | 0 | 0 | 0 | 0 | 0 | 0 | 0 | 0 | 0 | 0 | 0 | 0 | 0 | 0 | 0 | 0 | 0 | 0 | 0 | 0 | 0 | 0 | 0 | 0 | 0 | 0 | 0 | 0 | 0 | 0 | 0 | 0 | 0 | 0 | 0 | 0 | 0 | 0 | 0 | 0 | 0 | 0 | 0 | 0 | 0 | 0 | 0 | 0 | 0 | 0 | 0 | 0
[19 empty] | Fixed opex | Input | £000s | 0 | 0 | 0 | 0 | 0 | 102.4 | 102.4 | 102.4 | 102.4 | 102.4 | 102.4 | 102.4 | 102.4 | 102.4 | 102.4 | 102.4 | 102.4 | 102.4 | 102.4 | 102.4 | 102.4 | 102.4 | 102.4 | 102.4 | 102.4 | 102.4 | 102.4 | 102.4 | 102.4 | 102.4 | 102.4 | 102.4 | 102.4 | 102.4 | 102.4 | 102.4 | 102.4 | 102.4 | 102.4 | 102.4 | 102.4 | 102.4 | 102.4 | 102.4 | 102.4 | 102.4 | 102.4 | 102.4 | 102.4 | 102.4 | 102.4 | 102.4 | 102.4 | 102.4 | 102.4 | 102.4 | 102.4 | 102.4 | 102.4 | 102.4 | 102.4 | 102.4 | 102.4 | 102.4 | 102.4 | 102.4 | 102.4 | 102.4 | 102.4 | 102.4 | 102.4 | 102.4 | 102.4 | 102.4 | 102.4 | 102.4 | 102.4 | 102.4 | 102.4 | 102.4 | 0 | 0 | 0 | 0 | 0 | 0 | 0 | 0 | 0 | 0 | 0 | 0 | 0 | 0 | 0 | 0 | 0 | 0 | 0 | 0 | 0 | 0 | 0 | 0
[19 empty] | Variable opex | Input | £000s | 0 | 0 | 0 | 0 | 0 | 359 | 359 | 359 | 359 | 359 | 359 | 359 | 359 | 359 | 359 | 359 | 359 | 359 | 359 | 359 | 359 | 359 | 359 | 359 | 359 | 359 | 359 | 359 | 359 | 359 | 359 | 359 | 359 | 359 | 359 | 359 | 359 | 359 | 359 | 359 | 359 | 359 | 359 | 359 | 359 | 359 | 359 | 359 | 359 | 359 | 359 | 359 | 359 | 359 | 359 | 359 | 359 | 359 | 359 | 359 | 359 | 359 | 359 | 359 | 359 | 359 | 359 | 359 | 359 | 359 | 359 | 359 | 359 | 359 | 359 | 359 | 359 | 359 | 359 | 359 | 0 | 0 | 0 | 0 | 0 | 0 | 0 | 0 | 0 | 0 | 0 | 0 | 0 | 0 | 0 | 0 | 0 | 0 | 0 | 0 | 0 | 0 | 0 | 0
[19 empty] | Opex savings | Input | £000s | 0 | 0 | 0 | 0 | 0 | 0 | 0 | 0 | 0 | 0 | 0 | 0 | 0 | 0 | 0 | 0 | 0 | 0 | 0 | 0 | 0 | 0 | 0 | 0 | 0 | 0 | 0 | 0 | 0 | 0 | 0 | 0 | 0 | 0 | 0 | 0 | 0 | 0 | 0 | 0 | 0 | 0 | 0 | 0 | 0 | 0 | 0 | 0 | 0 | 0 | 0 | 0 | 0 | 0 | 0 | 0 | 0 | 0 | 0 | 0 | 0 | 0 | 0 | 0 | 0 | 0 | 0 | 0 | 0 | 0 | 0 | 0 | 0 | 0 | 0 | 0 | 0 | 0 | 0 | 0 | 0 | 0 | 0 | 0 | 0 | 0 | 0 | 0 | 0 | 0 | 0 | 0 | 0 | 0 | 0 | 0 | 0 | 0 | 0 | 0 | 0 | 0 | 0 | 0
[19 empty] | Fixed env & social | Input | £000s | 0.6636 | 0.7584 | 0.948 | 3.792 | 3.318 | 0 | 0 | 0 | 0 | 0 | 0 | 0 | 0 | 0 | 0 | 0 | 0 | 0 | 0 | 0 | 0.072239 | 0.082558 | 0.1032 | 0.41279 | 0.36119 | 0 | 0 | 0 | 0 | 0 | 0 | 0 | 0 | 0 | 0 | 0 | 0 | 0 | 0 | 0 | 0.072239 | 0.082558 | 0.1032 | 0.41279 | 0.36119 | 0 | 0 | 0 | 0 | 0 | 0 | 0 | 0 | 0 | 0 | 0 | 0 | 0 | 0 | 0 | 0.19646 | 0.22453 | 0.28066 | 1.1226 | 0.98231 | 0 | 0 | 0 | 0 | 0 | 0 | 0 | 0 | 0 | 0 | 0 | 0 | 0 | 0 | 0 | 0 | 0 | 0 | 0 | 0 | 0 | 0 | 0 | 0 | 0 | 0 | 0 | 0 | 0 | 0 | 0 | 0 | 0 | 0 | 0 | 0 | 0 | 0 | 0
[19 empty] | Variable env & social | Input | £000s | 0 | 0 | 0 | 0 | 0 | 2.83 | 2.83 | 2.83 | 2.83 | 2.83 | 2.83 | 2.83 | 2.83 | 2.83 | 2.83 | 2.83 | 2.83 | 2.83 | 2.83 | 2.83 | 2.83 | 2.83 | 2.83 | 2.83 | 2.83 | 2.83 | 2.83 | 2.83 | 2.83 | 2.83 | 2.83 | 2.83 | 2.83 | 2.83 | 2.83 | 2.83 | 2.83 | 2.83 | 2.83 | 2.83 | 2.83 | 2.83 | 2.83 | 2.83 | 2.83 | 2.83 | 2.83 | 2.83 | 2.83 | 2.83 | 2.83 | 2.83 | 2.83 | 2.83 | 2.83 | 2.83 | 2.83 | 2.83 | 2.83 | 2.83 | 2.83 | 2.83 | 2.83 | 2.83 | 2.83 | 2.83 | 2.83 | 2.83 | 2.83 | 2.83 | 2.83 | 2.83 | 2.83 | 2.83 | 2.83 | 2.83 | 2.83 | 2.83 | 2.83 | 2.83 | 0 | 0 | 0 | 0 | 0 | 0 | 0 | 0 | 0 | 0 | 0 | 0 | 0 | 0 | 0 | 0 | 0 | 0 | 0 | 0 | 0 | 0 | 0 | 0
[19 empty] | Fixed carbon costs | Input | £000s | 3.7204 | 4.2519 | 5.3148 | 21.2594 | 18.6019 | 0 | 0 | 0 | 0 | 0 | 0 | 0 | 0 | 0 | 0 | 0 | 0 | 0 | 0 | 0 | 0.405 | 0.46285 | 0.57857 | 2.3143 | 2.025 | 0 | 0 | 0 | 0 | 0 | 0 | 0 | 0 | 0 | 0 | 0 | 0 | 0 | 0 | 0 | 0.405 | 0.46285 | 0.57857 | 2.3143 | 2.025 | 0 | 0 | 0 | 0 | 0 | 0 | 0 | 0 | 0 | 0 | 0 | 0 | 0 | 0 | 0 | 1.1014 | 1.2588 | 1.5735 | 6.294 | 5.5072 | 0 | 0 | 0 | 0 | 0 | 0 | 0 | 0 | 0 | 0 | 0 | 0 | 0 | 0 | 0 | 0 | 0 | 0 | 0 | 0 | 0 | 0 | 0 | 0 | 0 | 0 | 0 | 0 | 0 | 0 | 0 | 0 | 0 | 0 | 0 | 0 | 0 | 0 | 0
[19 empty] | Variable carbon costs | Input | £000s | 0 | 0 | 0 | 0 | 0 | 47.1949 | 43.7198 | 41.5539 | 40.8159 | 38.0344 | 35.9042 | 33.774 | 31.6438 | 29.5136 | 27.3834 | 25.2532 | 23.123 | 20.9928 | 18.8626 | 16.7324 | 14.6022 | 12.4719 | 10.3417 | 8.2115 | 6.0813 | 6.0813 | 6.0813 | 6.0813 | 6.0813 | 6.0813 | 6.0813 | 6.0813 | 6.0813 | 6.0813 | 6.0813 | 6.0813 | 6.0813 | 6.0813 | 6.0813 | 6.0813 | 6.0813 | 6.0813 | 6.0813 | 6.0813 | 6.0813 | 6.0813 | 6.0813 | 6.0813 | 6.0813 | 6.0813 | 6.0813 | 6.0813 | 6.0813 | 6.0813 | 6.0813 | 6.0813 | 6.0813 | 6.0813 | 6.0813 | 6.0813 | 6.0813 | 6.0813 | 6.0813 | 6.0813 | 6.0813 | 6.0813 | 6.0813 | 6.0813 | 6.0813 | 6.0813 | 6.0813 | 6.0813 | 6.0813 | 6.0813 | 6.0813 | 6.0813 | 6.0813 | 6.0813 | 6.0813 | 6.0813 | 0 | 0 | 0 | 0 | 0 | 0 | 0 | 0 | 0 | 0 | 0 | 0 | 0 | 0 | 0 | 0 | 0 | 0 | 0 | 0 | 0 | 0 | 0 | 0
[19 empty] | Customer willingness to pay | Input | £000s | 0 | 0 | 0 | 0 | 0 | 0 | 0 | 0 | 0 | 0 | 0 | 0 | 0 | 0 | 0 | 0 | 0 | 0 | 0 | 0 | 0 | 0 | 0 | 0 | 0 | 0 | 0 | 0 | 0 | 0 | 0 | 0 | 0 | 0 | 0 | 0 | 0 | 0 | 0 | 0 | 0 | 0 | 0 | 0 | 0 | 0 | 0 | 0 | 0 | 0 | 0 | 0 | 0 | 0 | 0 | 0 | 0 | 0 | 0 | 0 | 0 | 0 | 0 | 0 | 0 | 0 | 0 | 0 | 0 | 0 | 0 | 0 | 0 | 0 | 0 | 0 | 0 | 0 | 0 | 0 | 0 | 0 | 0 | 0 | 0 | 0 | 0 | 0 | 0 | 0 | 0 | 0 | 0 | 0 | 0 | 0 | 0 | 0 | 0 | 0 | 0 | 0 | 0 | 0
[19 empty] | Total | Sum of above (excl WAFU) | £000s | 639.704 | 731.0903 | 913.8628 | 3655.4514 | 3198.5199 | 511.4249 | 507.9498 | 505.7839 | 505.0459 | 502.2644 | 500.1342 | 498.004 | 495.8738 | 493.7436 | 491.6134 | 489.4832 | 487.353 | 485.2228 | 483.0926 | 480.9624 | 548.4694 | 556.2874 | 574.0535 | 870.3686 | 818.4975 | 470.3113 | 470.3113 | 470.3113 | 470.3113 | 470.3113 | 470.3113 | 470.3113 | 470.3113 | 470.3113 | 470.3113 | 470.3113 | 470.3113 | 470.3113 | 470.3113 | 470.3113 | 539.9486 | 549.8968 | 569.7931 | 868.2384 | 818.4975 | 470.3113 | 470.3113 | 470.3113 | 470.3113 | 470.3113 | 470.3113 | 470.3113 | 470.3113 | 470.3113 | 470.3113 | 470.3113 | 470.3113 | 470.3113 | 470.3113 | 470.3113 | 659.6992 | 686.7547 | 740.8655 | 1552.5279 | 1417.2509 | 470.3113 | 470.3113 | 470.3113 | 470.3113 | 470.3113 | 470.3113 | 470.3113 | 470.3113 | 470.3113 | 470.3113 | 470.3113 | 470.3113 | 470.3113 | 470.3113 | 470.3113 | 0 | 0 | 0 | 0 | 0 | 0 | 0 | 0 | 0 | 0 | 0 | 0 | 0 | 0 | 0 | 0 | 0 | 0 | 0 | 0 | 0 | 0 | 0 | 0
58.1x | Blackbrook Reservoir and Thornton Reservoir to support site B | CRO07 | SW enhancement | N | 2025-26 | Capacity | 17 | 148032.3026 | 19267.8492 | 30675.2514 | 0 | 1261.999 | 130.5904 | 51335.6899 | 33.738 | 34.6787 | 3 | 3 | Gains in WAFU / Savings in demand | Input | Ml/d | 0 | 0 | 0 | 0 | 0 | 17 | 17 | 17 | 17 | 17 | 17 | 17 | 17 | 17 | 17 | 17 | 17 | 17 | 17 | 17 | 17 | 17 | 17 | 17 | 17 | 17 | 17 | 17 | 17 | 17 | 17 | 17 | 17 | 17 | 17 | 17 | 17 | 17 | 17 | 17 | 17 | 17 | 17 | 17 | 17 | 17 | 17 | 17 | 17 | 17 | 17 | 17 | 17 | 17 | 17 | 17 | 17 | 17 | 17 | 17 | 17 | 17 | 17 | 17 | 17 | 17 | 17 | 17 | 17 | 17 | 17 | 17 | 17 | 17 | 17 | 17 | 17 | 17 | 17 | 17 | 0 | 0 | 0 | 0 | 0 | 0 | 0 | 0 | 0 | 0 | 0 | 0 | 0 | 0 | 0 | 0 | 0 | 0 | 0 | 0 | 0 | 0 | 0 | 0
[19 empty] | Fixed capex | Input | £000s | 1347.85 | 1540.4 | 1925.5 | 7702 | 6739.25 | 0 | 0 | 0 | 0 | 0 | 0 | 0 | 0 | 0 | 0 | 0 | 0 | 0 | 0 | 0 | 112.63 | 128.72 | 160.9 | 643.6 | 563.15 | 0 | 0 | 0 | 0 | 0 | 0 | 0 | 0 | 0 | 0 | 0 | 0 | 0 | 0 | 0 | 112.63 | 128.72 | 160.9 | 643.6 | 563.15 | 0 | 0 | 0 | 0 | 0 | 0 | 0 | 0 | 0 | 0 | 0 | 0 | 0 | 0 | 0 | 355.18 | 405.92 | 507.4 | 2029.6 | 1775.9 | 0 | 0 | 0 | 0 | 0 | 0 | 0 | 0 | 0 | 0 | 0 | 0 | 0 | 0 | 0 | 0 | 0 | 0 | 0 | 0 | 0 | 0 | 0 | 0 | 0 | 0 | 0 | 0 | 0 | 0 | 0 | 0 | 0 | 0 | 0 | 0 | 0 | 0 | 0
[19 empty] | Variable capex | Input | £000s | 0 | 0 | 0 | 0 | 0 | 0 | 0 | 0 | 0 | 0 | 0 | 0 | 0 | 0 | 0 | 0 | 0 | 0 | 0 | 0 | 0 | 0 | 0 | 0 | 0 | 0 | 0 | 0 | 0 | 0 | 0 | 0 | 0 | 0 | 0 | 0 | 0 | 0 | 0 | 0 | 0 | 0 | 0 | 0 | 0 | 0 | 0 | 0 | 0 | 0 | 0 | 0 | 0 | 0 | 0 | 0 | 0 | 0 | 0 | 0 | 0 | 0 | 0 | 0 | 0 | 0 | 0 | 0 | 0 | 0 | 0 | 0 | 0 | 0 | 0 | 0 | 0 | 0 | 0 | 0 | 0 | 0 | 0 | 0 | 0 | 0 | 0 | 0 | 0 | 0 | 0 | 0 | 0 | 0 | 0 | 0 | 0 | 0 | 0 | 0 | 0 | 0 | 0 | 0
[19 empty] | Financing costs | Input | £000s | 0 | 0 | 0 | 0 | 0 | 0 | 0 | 0 | 0 | 0 | 0 | 0 | 0 | 0 | 0 | 0 | 0 | 0 | 0 | 0 | 0 | 0 | 0 | 0 | 0 | 0 | 0 | 0 | 0 | 0 | 0 | 0 | 0 | 0 | 0 | 0 | 0 | 0 | 0 | 0 | 0 | 0 | 0 | 0 | 0 | 0 | 0 | 0 | 0 | 0 | 0 | 0 | 0 | 0 | 0 | 0 | 0 | 0 | 0 | 0 | 0 | 0 | 0 | 0 | 0 | 0 | 0 | 0 | 0 | 0 | 0 | 0 | 0 | 0 | 0 | 0 | 0 | 0 | 0 | 0 | 0 | 0 | 0 | 0 | 0 | 0 | 0 | 0 | 0 | 0 | 0 | 0 | 0 | 0 | 0 | 0 | 0 | 0 | 0 | 0 | 0 | 0 | 0 | 0
[19 empty] | Fixed opex | Input | £000s | 0 | 0 | 0 | 0 | 0 | 287.5 | 287.5 | 287.5 | 287.5 | 287.5 | 287.5 | 287.5 | 287.5 | 287.5 | 287.5 | 287.5 | 287.5 | 287.5 | 287.5 | 287.5 | 287.5 | 287.5 | 287.5 | 287.5 | 287.5 | 287.5 | 287.5 | 287.5 | 287.5 | 287.5 | 287.5 | 287.5 | 287.5 | 287.5 | 287.5 | 287.5 | 287.5 | 287.5 | 287.5 | 287.5 | 287.5 | 287.5 | 287.5 | 287.5 | 287.5 | 287.5 | 287.5 | 287.5 | 287.5 | 287.5 | 287.5 | 287.5 | 287.5 | 287.5 | 287.5 | 287.5 | 287.5 | 287.5 | 287.5 | 287.5 | 287.5 | 287.5 | 287.5 | 287.5 | 287.5 | 287.5 | 287.5 | 287.5 | 287.5 | 287.5 | 287.5 | 287.5 | 287.5 | 287.5 | 287.5 | 287.5 | 287.5 | 287.5 | 287.5 | 287.5 | 0 | 0 | 0 | 0 | 0 | 0 | 0 | 0 | 0 | 0 | 0 | 0 | 0 | 0 | 0 | 0 | 0 | 0 | 0 | 0 | 0 | 0 | 0 | 0
[19 empty] | Variable opex | Input | £000s | 0 | 0 | 0 | 0 | 0 | 998.3 | 998.3 | 998.3 | 998.3 | 998.3 | 998.3 | 998.3 | 998.3 | 998.3 | 998.3 | 998.3 | 998.3 | 998.3 | 998.3 | 998.3 | 998.3 | 998.3 | 998.3 | 998.3 | 998.3 | 998.3 | 998.3 | 998.3 | 998.3 | 998.3 | 998.3 | 998.3 | 998.3 | 998.3 | 998.3 | 998.3 | 998.3 | 998.3 | 998.3 | 998.3 | 998.3 | 998.3 | 998.3 | 998.3 | 998.3 | 998.3 | 998.3 | 998.3 | 998.3 | 998.3 | 998.3 | 998.3 | 998.3 | 998.3 | 998.3 | 998.3 | 998.3 | 998.3 | 998.3 | 998.3 | 998.3 | 998.3 | 998.3 | 998.3 | 998.3 | 998.3 | 998.3 | 998.3 | 998.3 | 998.3 | 998.3 | 998.3 | 998.3 | 998.3 | 998.3 | 998.3 | 998.3 | 998.3 | 998.3 | 998.3 | 0 | 0 | 0 | 0 | 0 | 0 | 0 | 0 | 0 | 0 | 0 | 0 | 0 | 0 | 0 | 0 | 0 | 0 | 0 | 0 | 0 | 0 | 0 | 0
[19 empty] | Opex savings | Input | £000s | 0 | 0 | 0 | 0 | 0 | 0 | 0 | 0 | 0 | 0 | 0 | 0 | 0 | 0 | 0 | 0 | 0 | 0 | 0 | 0 | 0 | 0 | 0 | 0 | 0 | 0 | 0 | 0 | 0 | 0 | 0 | 0 | 0 | 0 | 0 | 0 | 0 | 0 | 0 | 0 | 0 | 0 | 0 | 0 | 0 | 0 | 0 | 0 | 0 | 0 | 0 | 0 | 0 | 0 | 0 | 0 | 0 | 0 | 0 | 0 | 0 | 0 | 0 | 0 | 0 | 0 | 0 | 0 | 0 | 0 | 0 | 0 | 0 | 0 | 0 | 0 | 0 | 0 | 0 | 0 | 0 | 0 | 0 | 0 | 0 | 0 | 0 | 0 | 0 | 0 | 0 | 0 | 0 | 0 | 0 | 0 | 0 | 0 | 0 | 0 | 0 | 0 | 0 | 0
[19 empty] | Fixed env & social | Input | £000s | 1.1914 | 1.3616 | 1.702 | 6.808 | 5.957 | 0 | 0 | 0 | 0 | 0 | 0 | 0 | 0 | 0 | 0 | 0 | 0 | 0 | 0 | 0 | 0.099557 | 0.11378 | 0.14222 | 0.56889 | 0.49778 | 0 | 0 | 0 | 0 | 0 | 0 | 0 | 0 | 0 | 0 | 0 | 0 | 0 | 0 | 0 | 0.099557 | 0.11378 | 0.14222 | 0.56889 | 0.49778 | 0 | 0 | 0 | 0 | 0 | 0 | 0 | 0 | 0 | 0 | 0 | 0 | 0 | 0 | 0 | 0.31395 | 0.3588 | 0.4485 | 1.794 | 1.5698 | 0 | 0 | 0 | 0 | 0 | 0 | 0 | 0 | 0 | 0 | 0 | 0 | 0 | 0 | 0 | 0 | 0 | 0 | 0 | 0 | 0 | 0 | 0 | 0 | 0 | 0 | 0 | 0 | 0 | 0 | 0 | 0 | 0 | 0 | 0 | 0 | 0 | 0 | 0
[19 empty] | Variable env & social | Input | £000s | 0 | 0 | 0 | 0 | 0 | 4.76 | 4.76 | 4.76 | 4.76 | 4.76 | 4.76 | 4.76 | 4.76 | 4.76 | 4.76 | 4.76 | 4.76 | 4.76 | 4.76 | 4.76 | 4.76 | 4.76 | 4.76 | 4.76 | 4.76 | 4.76 | 4.76 | 4.76 | 4.76 | 4.76 | 4.76 | 4.76 | 4.76 | 4.76 | 4.76 | 4.76 | 4.76 | 4.76 | 4.76 | 4.76 | 4.76 | 4.76 | 4.76 | 4.76 | 4.76 | 4.76 | 4.76 | 4.76 | 4.76 | 4.76 | 4.76 | 4.76 | 4.76 | 4.76 | 4.76 | 4.76 | 4.76 | 4.76 | 4.76 | 4.76 | 4.76 | 4.76 | 4.76 | 4.76 | 4.76 | 4.76 | 4.76 | 4.76 | 4.76 | 4.76 | 4.76 | 4.76 | 4.76 | 4.76 | 4.76 | 4.76 | 4.76 | 4.76 | 4.76 | 4.76 | 0 | 0 | 0 | 0 | 0 | 0 | 0 | 0 | 0 | 0 | 0 | 0 | 0 | 0 | 0 | 0 | 0 | 0 | 0 | 0 | 0 | 0 | 0 | 0
[19 empty] | Fixed carbon costs | Input | £000s | 6.5192 | 7.4505 | 9.3132 | 37.2526 | 32.5961 | 0 | 0 | 0 | 0 | 0 | 0 | 0 | 0 | 0 | 0 | 0 | 0 | 0 | 0 | 0 | 0.54476 | 0.62259 | 0.77823 | 3.1129 | 2.7238 | 0 | 0 | 0 | 0 | 0 | 0 | 0 | 0 | 0 | 0 | 0 | 0 | 0 | 0 | 0 | 0.54476 | 0.62259 | 0.77823 | 3.1129 | 2.7238 | 0 | 0 | 0 | 0 | 0 | 0 | 0 | 0 | 0 | 0 | 0 | 0 | 0 | 0 | 0 | 1.7179 | 1.9633 | 2.4542 | 9.8167 | 8.5896 | 0 | 0 | 0 | 0 | 0 | 0 | 0 | 0 | 0 | 0 | 0 | 0 | 0 | 0 | 0 | 0 | 0 | 0 | 0 | 0 | 0 | 0 | 0 | 0 | 0 | 0 | 0 | 0 | 0 | 0 | 0 | 0 | 0 | 0 | 0 | 0 | 0 | 0 | 0
[19 empty] | Variable carbon costs | Input | £000s | 0 | 0 | 0 | 0 | 0 | 129.6268 | 120.0821 | 114.1331 | 112.1062 | 104.4663 | 98.6154 | 92.7645 | 86.9137 | 81.0628 | 75.2119 | 69.361 | 63.5102 | 57.6593 | 51.8084 | 45.9576 | 40.1067 | 34.2558 | 28.4049 | 22.5541 | 16.7032 | 16.7032 | 16.7032 | 16.7032 | 16.7032 | 16.7032 | 16.7032 | 16.7032 | 16.7032 | 16.7032 | 16.7032 | 16.7032 | 16.7032 | 16.7032 | 16.7032 | 16.7032 | 16.7032 | 16.7032 | 16.7032 | 16.7032 | 16.7032 | 16.7032 | 16.7032 | 16.7032 | 16.7032 | 16.7032 | 16.7032 | 16.7032 | 16.7032 | 16.7032 | 16.7032 | 16.7032 | 16.7032 | 16.7032 | 16.7032 | 16.7032 | 16.7032 | 16.7032 | 16.7032 | 16.7032 | 16.7032 | 16.7032 | 16.7032 | 16.7032 | 16.7032 | 16.7032 | 16.7032 | 16.7032 | 16.7032 | 16.7032 | 16.7032 | 16.7032 | 16.7032 | 16.7032 | 16.7032 | 16.7032 | 0 | 0 | 0 | 0 | 0 | 0 | 0 | 0 | 0 | 0 | 0 | 0 | 0 | 0 | 0 | 0 | 0 | 0 | 0 | 0 | 0 | 0 | 0 | 0
[19 empty] | Customer willingness to pay | Input | £000s | 0 | 0 | 0 | 0 | 0 | 0 | 0 | 0 | 0 | 0 | 0 | 0 | 0 | 0 | 0 | 0 | 0 | 0 | 0 | 0 | 0 | 0 | 0 | 0 | 0 | 0 | 0 | 0 | 0 | 0 | 0 | 0 | 0 | 0 | 0 | 0 | 0 | 0 | 0 | 0 | 0 | 0 | 0 | 0 | 0 | 0 | 0 | 0 | 0 | 0 | 0 | 0 | 0 | 0 | 0 | 0 | 0 | 0 | 0 | 0 | 0 | 0 | 0 | 0 | 0 | 0 | 0 | 0 | 0 | 0 | 0 | 0 | 0 | 0 | 0 | 0 | 0 | 0 | 0 | 0 | 0 | 0 | 0 | 0 | 0 | 0 | 0 | 0 | 0 | 0 | 0 | 0 | 0 | 0 | 0 | 0 | 0 | 0 | 0 | 0 | 0 | 0 | 0 | 0
[19 empty] | Total | Sum of above (excl WAFU) | £000s | 1355.5606 | 1549.2121 | 1936.5152 | 7746.0606 | 6777.8031 | 1420.1868 | 1410.6421 | 1404.6931 | 1402.6662 | 1395.0263 | 1389.1754 | 1383.3245 | 1377.4737 | 1371.6228 | 1365.7719 | 1359.921 | 1354.0702 | 1348.2193 | 1342.3684 | 1336.5176 | 1443.941 | 1454.2722 | 1480.7854 | 1960.3959 | 1873.6348 | 1307.2632 | 1307.2632 | 1307.2632 | 1307.2632 | 1307.2632 | 1307.2632 | 1307.2632 | 1307.2632 | 1307.2632 | 1307.2632 | 1307.2632 | 1307.2632 | 1307.2632 | 1307.2632 | 1307.2632 | 1420.5375 | 1436.7195 | 1469.0836 | 1954.545 | 1873.6348 | 1307.2632 | 1307.2632 | 1307.2632 | 1307.2632 | 1307.2632 | 1307.2632 | 1307.2632 | 1307.2632 | 1307.2632 | 1307.2632 | 1307.2632 | 1307.2632 | 1307.2632 | 1307.2632 | 1307.2632 | 1664.4751 | 1715.5053 | 1817.5659 | 3348.4739 | 3093.3225 | 1307.2632 | 1307.2632 | 1307.2632 | 1307.2632 | 1307.2632 | 1307.2632 | 1307.2632 | 1307.2632 | 1307.2632 | 1307.2632 | 1307.2632 | 1307.2632 | 1307.2632 | 1307.2632 | 1307.2632 | 0 | 0 | 0 | 0 | 0 | 0 | 0 | 0 | 0 | 0 | 0 | 0 | 0 | 0 | 0 | 0 | 0 | 0 | 0 | 0 | 0 | 0 | 0 | 0
58.1x | River Severn to site C mutual support solution - Size BC (Upper) | RAW12 | Bulk supply | N | 2035-36 | Capacity | 78.5 | 475903.6214 | 445659.0858 | 96257.0197 | 0 | 4367.1842 | 852.6106 | 547135.9003 | 113.871 | 114.9678 | 3 | 3 | Gains in WAFU / Savings in demand | Input | Ml/d | 0 | 0 | 0 | 0 | 0 | 0 | 0 | 0 | 0 | 0 | 0 | 0 | 0 | 0 | 0 | 78.5 | 78.5 | 78.5 | 78.5 | 78.5 | 78.5 | 78.5 | 78.5 | 78.5 | 78.5 | 78.5 | 78.5 | 78.5 | 78.5 | 78.5 | 78.5 | 78.5 | 78.5 | 78.5 | 78.5 | 78.5 | 78.5 | 78.5 | 78.5 | 78.5 | 78.5 | 78.5 | 78.5 | 78.5 | 78.5 | 78.5 | 78.5 | 78.5 | 78.5 | 78.5 | 78.5 | 78.5 | 78.5 | 78.5 | 78.5 | 78.5 | 78.5 | 78.5 | 78.5 | 78.5 | 78.5 | 78.5 | 78.5 | 78.5 | 78.5 | 78.5 | 78.5 | 78.5 | 78.5 | 78.5 | 78.5 | 78.5 | 78.5 | 78.5 | 78.5 | 78.5 | 78.5 | 78.5 | 78.5 | 78.5 | 0 | 0 | 0 | 0 | 0 | 0 | 0 | 0 | 0 | 0 | 0 | 0 | 0 | 0 | 0 | 0 | 0 | 0 | 0 | 0 | 0 | 0 | 0 | 0
[19 empty] | Fixed capex | Input | £000s | 5504.6 | 11009.2 | 11009.2 | 16513.8 | 16513.8 | 27523 | 33027.6 | 55046 | 55046 | 55046 | 55046 | 55046 | 55046 | 55046 | 44036.8 | 0 | 0 | 0 | 0 | 0 | 339.9 | 679.8 | 679.8 | 1019.7 | 1019.7 | 1699.5 | 2039.4 | 3399 | 3399 | 3399 | 3399 | 3399 | 3399 | 3399 | 2719.2 | 0 | 0 | 0 | 0 | 0 | 339.9 | 679.8 | 679.8 | 1019.7 | 1019.7 | 1699.5 | 2039.4 | 3399 | 3399 | 3399 | 3399 | 3399 | 3399 | 3399 | 2719.2 | 0 | 0 | 0 | 0 | 0 | 1691.82 | 3383.64 | 3383.64 | 5075.46 | 5075.46 | 8459.1 | 10150.92 | 16918.2 | 16918.2 | 16918.2 | 16918.2 | 16918.2 | 16918.2 | 16918.2 | 13534.56 | 0 | 0 | 0 | 0 | 0 | 0 | 0 | 0 | 0 | 0 | 0 | 0 | 0 | 0 | 0 | 0 | 0 | 0 | 0 | 0 | 0 | 0 | 0 | 0 | 0 | 0 | 0 | 0 | 0
[19 empty] | Variable capex | Input | £000s | 0 | 0 | 0 | 0 | 0 | 0 | 0 | 0 | 0 | 0 | 0 | 0 | 0 | 0 | 0 | 0 | 0 | 0 | 0 | 0 | 0 | 0 | 0 | 0 | 0 | 0 | 0 | 0 | 0 | 0 | 0 | 0 | 0 | 0 | 0 | 0 | 0 | 0 | 0 | 0 | 0 | 0 | 0 | 0 | 0 | 0 | 0 | 0 | 0 | 0 | 0 | 0 | 0 | 0 | 0 | 0 | 0 | 0 | 0 | 0 | 0 | 0 | 0 | 0 | 0 | 0 | 0 | 0 | 0 | 0 | 0 | 0 | 0 | 0 | 0 | 0 | 0 | 0 | 0 | 0 | 0 | 0 | 0 | 0 | 0 | 0 | 0 | 0 | 0 | 0 | 0 | 0 | 0 | 0 | 0 | 0 | 0 | 0 | 0 | 0 | 0 | 0 | 0 | 0
[19 empty] | Financing costs | Input | £000s | 0 | 0 | 0 | 0 | 0 | 0 | 0 | 0 | 0 | 0 | 0 | 0 | 0 | 0 | 0 | 0 | 0 | 0 | 0 | 0 | 0 | 0 | 0 | 0 | 0 | 0 | 0 | 0 | 0 | 0 | 0 | 0 | 0 | 0 | 0 | 0 | 0 | 0 | 0 | 0 | 0 | 0 | 0 | 0 | 0 | 0 | 0 | 0 | 0 | 0 | 0 | 0 | 0 | 0 | 0 | 0 | 0 | 0 | 0 | 0 | 0 | 0 | 0 | 0 | 0 | 0 | 0 | 0 | 0 | 0 | 0 | 0 | 0 | 0 | 0 | 0 | 0 | 0 | 0 | 0 | 0 | 0 | 0 | 0 | 0 | 0 | 0 | 0 | 0 | 0 | 0 | 0 | 0 | 0 | 0 | 0 | 0 | 0 | 0 | 0 | 0 | 0 | 0 | 0
[19 empty] | Fixed opex | Input | £000s | 0 | 0 | 0 | 0 | 0 | 0 | 0 | 0 | 0 | 0 | 0 | 0 | 0 | 0 | 0 | 637.7 | 637.7 | 637.7 | 637.7 | 637.7 | 637.7 | 637.7 | 637.7 | 637.7 | 637.7 | 637.7 | 637.7 | 637.7 | 637.7 | 637.7 | 637.7 | 637.7 | 637.7 | 637.7 | 637.7 | 637.7 | 637.7 | 637.7 | 637.7 | 637.7 | 637.7 | 637.7 | 637.7 | 637.7 | 637.7 | 637.7 | 637.7 | 637.7 | 637.7 | 637.7 | 637.7 | 637.7 | 637.7 | 637.7 | 637.7 | 637.7 | 637.7 | 637.7 | 637.7 | 637.7 | 637.7 | 637.7 | 637.7 | 637.7 | 637.7 | 637.7 | 637.7 | 637.7 | 637.7 | 637.7 | 637.7 | 637.7 | 637.7 | 637.7 | 637.7 | 637.7 | 637.7 | 637.7 | 637.7 | 637.7 | 0 | 0 | 0 | 0 | 0 | 0 | 0 | 0 | 0 | 0 | 0 | 0 | 0 | 0 | 0 | 0 | 0 | 0 | 0 | 0 | 0 | 0 | 0 | 0
[19 empty] | Variable opex | Input | £000s | 0 | 0 | 0 | 0 | 0 | 0 | 0 | 0 | 0 | 0 | 0 | 0 | 0 | 0 | 0 | 5157.6 | 5157.6 | 5157.6 | 5157.6 | 5157.6 | 5157.6 | 5157.6 | 5157.6 | 5157.6 | 5157.6 | 5157.6 | 5157.6 | 5157.6 | 5157.6 | 5157.6 | 5157.6 | 5157.6 | 5157.6 | 5157.6 | 5157.6 | 5157.6 | 5157.6 | 5157.6 | 5157.6 | 5157.6 | 5157.6 | 5157.6 | 5157.6 | 5157.6 | 5157.6 | 5157.6 | 5157.6 | 5157.6 | 5157.6 | 5157.6 | 5157.6 | 5157.6 | 5157.6 | 5157.6 | 5157.6 | 5157.6 | 5157.6 | 5157.6 | 5157.6 | 5157.6 | 5157.6 | 5157.6 | 5157.6 | 5157.6 | 5157.6 | 5157.6 | 5157.6 | 5157.6 | 5157.6 | 5157.6 | 5157.6 | 5157.6 | 5157.6 | 5157.6 | 5157.6 | 5157.6 | 5157.6 | 5157.6 | 5157.6 | 5157.6 | 0 | 0 | 0 | 0 | 0 | 0 | 0 | 0 | 0 | 0 | 0 | 0 | 0 | 0 | 0 | 0 | 0 | 0 | 0 | 0 | 0 | 0 | 0 | 0
[19 empty] | Opex savings | Input | £000s | 0 | 0 | 0 | 0 | 0 | 0 | 0 | 0 | 0 | 0 | 0 | 0 | 0 | 0 | 0 | 0 | 0 | 0 | 0 | 0 | 0 | 0 | 0 | 0 | 0 | 0 | 0 | 0 | 0 | 0 | 0 | 0 | 0 | 0 | 0 | 0 | 0 | 0 | 0 | 0 | 0 | 0 | 0 | 0 | 0 | 0 | 0 | 0 | 0 | 0 | 0 | 0 | 0 | 0 | 0 | 0 | 0 | 0 | 0 | 0 | 0 | 0 | 0 | 0 | 0 | 0 | 0 | 0 | 0 | 0 | 0 | 0 | 0 | 0 | 0 | 0 | 0 | 0 | 0 | 0 | 0 | 0 | 0 | 0 | 0 | 0 | 0 | 0 | 0 | 0 | 0 | 0 | 0 | 0 | 0 | 0 | 0 | 0 | 0 | 0 | 0 | 0 | 0 | 0
[19 empty] | Fixed env & social | Input | £000s | 0.8581 | 1.7162 | 1.7162 | 2.5743 | 2.5743 | 4.2905 | 5.1486 | 8.581 | 8.581 | 8.581 | 8.581 | 8.581 | 8.581 | 8.581 | 6.8648 | 0 | 0 | 0 | 0 | 0 | 0.052986 | 0.10597 | 0.10597 | 0.15896 | 0.15896 | 0.26493 | 0.31792 | 0.52986 | 0.52986 | 0.52986 | 0.52986 | 0.52986 | 0.52986 | 0.52986 | 0.42389 | 0 | 0 | 0 | 0 | 0 | 0.052986 | 0.10597 | 0.10597 | 0.15896 | 0.15896 | 0.26493 | 0.31792 | 0.52986 | 0.52986 | 0.52986 | 0.52986 | 0.52986 | 0.52986 | 0.52986 | 0.42389 | 0 | 0 | 0 | 0 | 0 | 0.26373 | 0.52747 | 0.52747 | 0.7912 | 0.7912 | 1.3187 | 1.5824 | 2.6373 | 2.6373 | 2.6373 | 2.6373 | 2.6373 | 2.6373 | 2.6373 | 2.1099 | 0 | 0 | 0 | 0 | 0 | 0 | 0 | 0 | 0 | 0 | 0 | 0 | 0 | 0 | 0 | 0 | 0 | 0 | 0 | 0 | 0 | 0 | 0 | 0 | 0 | 0 | 0 | 0 | 0
[19 empty] | Variable env & social | Input | £000s | 0 | 0 | 0 | 0 | 0 | 0 | 0 | 0 | 0 | 0 | 0 | 0 | 0 | 0 | 0 | 47.15 | 47.15 | 47.15 | 47.15 | 47.15 | 47.15 | 47.15 | 47.15 | 47.15 | 47.15 | 47.15 | 47.15 | 47.15 | 47.15 | 47.15 | 47.15 | 47.15 | 47.15 | 47.15 | 47.15 | 47.15 | 47.15 | 47.15 | 47.15 | 47.15 | 47.15 | 47.15 | 47.15 | 47.15 | 47.15 | 47.15 | 47.15 | 47.15 | 47.15 | 47.15 | 47.15 | 47.15 | 47.15 | 47.15 | 47.15 | 47.15 | 47.15 | 47.15 | 47.15 | 47.15 | 47.15 | 47.15 | 47.15 | 47.15 | 47.15 | 47.15 | 47.15 | 47.15 | 47.15 | 47.15 | 47.15 | 47.15 | 47.15 | 47.15 | 47.15 | 47.15 | 47.15 | 47.15 | 47.15 | 47.15 | 0 | 0 | 0 | 0 | 0 | 0 | 0 | 0 | 0 | 0 | 0 | 0 | 0 | 0 | 0 | 0 | 0 | 0 | 0 | 0 | 0 | 0 | 0 | 0
[19 empty] | Fixed carbon costs | Input | £000s | 14.3549 | 28.7099 | 28.7099 | 43.0648 | 43.0648 | 71.7747 | 86.1297 | 143.5494 | 143.5494 | 143.5494 | 143.5494 | 143.5494 | 143.5494 | 143.5494 | 114.8396 | 0 | 0 | 0 | 0 | 0 | 0.88639 | 1.7728 | 1.7728 | 2.6592 | 2.6592 | 4.432 | 5.3184 | 8.8639 | 8.8639 | 8.8639 | 8.8639 | 8.8639 | 8.8639 | 8.8639 | 7.0912 | 0 | 0 | 0 | 0 | 0 | 0.88639 | 1.7728 | 1.7728 | 2.6592 | 2.6592 | 4.432 | 5.3184 | 8.8639 | 8.8639 | 8.8639 | 8.8639 | 8.8639 | 8.8639 | 8.8639 | 7.0912 | 0 | 0 | 0 | 0 | 0 | 4.4119 | 8.8239 | 8.8239 | 13.2358 | 13.2358 | 22.0597 | 26.4717 | 44.1194 | 44.1194 | 44.1194 | 44.1194 | 44.1194 | 44.1194 | 44.1194 | 35.2955 | 0 | 0 | 0 | 0 | 0 | 0 | 0 | 0 | 0 | 0 | 0 | 0 | 0 | 0 | 0 | 0 | 0 | 0 | 0 | 0 | 0 | 0 | 0 | 0 | 0 | 0 | 0 | 0 | 0
[19 empty] | Variable carbon costs | Input | £000s | 0 | 0 | 0 | 0 | 0 | 0 | 0 | 0 | 0 | 0 | 0 | 0 | 0 | 0 | 0 | 527.756 | 483.2378 | 438.7195 | 394.2012 | 349.6829 | 305.1647 | 260.6464 | 216.1281 | 171.6099 | 127.0916 | 127.0916 | 127.0916 | 127.0916 | 127.0916 | 127.0916 | 127.0916 | 127.0916 | 127.0916 | 127.0916 | 127.0916 | 127.0916 | 127.0916 | 127.0916 | 127.0916 | 127.0916 | 127.0916 | 127.0916 | 127.0916 | 127.0916 | 127.0916 | 127.0916 | 127.0916 | 127.0916 | 127.0916 | 127.0916 | 127.0916 | 127.0916 | 127.0916 | 127.0916 | 127.0916 | 127.0916 | 127.0916 | 127.0916 | 127.0916 | 127.0916 | 127.0916 | 127.0916 | 127.0916 | 127.0916 | 127.0916 | 127.0916 | 127.0916 | 127.0916 | 127.0916 | 127.0916 | 127.0916 | 127.0916 | 127.0916 | 127.0916 | 127.0916 | 127.0916 | 127.0916 | 127.0916 | 127.0916 | 127.0916 | 0 | 0 | 0 | 0 | 0 | 0 | 0 | 0 | 0 | 0 | 0 | 0 | 0 | 0 | 0 | 0 | 0 | 0 | 0 | 0 | 0 | 0 | 0 | 0
[19 empty] | Customer willingness to pay | Input | £000s | 0 | 0 | 0 | 0 | 0 | 0 | 0 | 0 | 0 | 0 | 0 | 0 | 0 | 0 | 0 | 0 | 0 | 0 | 0 | 0 | 0 | 0 | 0 | 0 | 0 | 0 | 0 | 0 | 0 | 0 | 0 | 0 | 0 | 0 | 0 | 0 | 0 | 0 | 0 | 0 | 0 | 0 | 0 | 0 | 0 | 0 | 0 | 0 | 0 | 0 | 0 | 0 | 0 | 0 | 0 | 0 | 0 | 0 | 0 | 0 | 0 | 0 | 0 | 0 | 0 | 0 | 0 | 0 | 0 | 0 | 0 | 0 | 0 | 0 | 0 | 0 | 0 | 0 | 0 | 0 | 0 | 0 | 0 | 0 | 0 | 0 | 0 | 0 | 0 | 0 | 0 | 0 | 0 | 0 | 0 | 0 | 0 | 0 | 0 | 0 | 0 | 0 | 0 | 0
[19 empty] | Total | Sum of above (excl WAFU) | £000s | 5519.813 | 11039.6261 | 11039.6261 | 16559.4391 | 16559.4391 | 27599.0652 | 33118.8783 | 55198.1304 | 55198.1304 | 55198.1304 | 55198.1304 | 55198.1304 | 55198.1304 | 55198.1304 | 44158.5044 | 6370.206 | 6325.6878 | 6281.1695 | 6236.6512 | 6192.1329 | 6488.4541 | 6784.7752 | 6740.2569 | 7036.578 | 6992.0597 | 7673.7385 | 8014.5779 | 9377.9354 | 9377.9354 | 9377.9354 | 9377.9354 | 9377.9354 | 9377.9354 | 9377.9354 | 8696.2566 | 5969.5416 | 5969.5416 | 5969.5416 | 5969.5416 | 5969.5416 | 6310.381 | 6651.2204 | 6651.2204 | 6992.0597 | 6992.0597 | 7673.7385 | 8014.5779 | 9377.9354 | 9377.9354 | 9377.9354 | 9377.9354 | 9377.9354 | 9377.9354 | 9377.9354 | 8696.2566 | 5969.5416 | 5969.5416 | 5969.5416 | 5969.5416 | 5969.5416 | 7666.0373 | 9362.5329 | 9362.5329 | 11059.0286 | 11059.0286 | 14452.02 | 16148.5157 | 22934.4984 | 22934.4984 | 22934.4984 | 22934.4984 | 22934.4984 | 22934.4984 | 22934.4984 | 19541.507 | 5969.5416 | 5969.5416 | 5969.5416 | 5969.5416 | 5969.5416 | 0 | 0 | 0 | 0 | 0 | 0 | 0 | 0 | 0 | 0 | 0 | 0 | 0 | 0 | 0 | 0 | 0 | 0 | 0 | 0 | 0 | 0 | 0 | 0
58.1x | River Severn to site C mutual support solution - Size EB (Mid) | RAW15 | Bulk supply | N | 2035-36 | Capacity | 59 | 357685.5244 | 333915.3574 | 70899.3002 | 0 | 3106.4773 | 645.9568 | 408567.0917 | 113.1761 | 114.2252 | 3 | 3 | Gains in WAFU / Savings in demand | Input | Ml/d | 0 | 0 | 0 | 0 | 0 | 0 | 0 | 0 | 0 | 0 | 0 | 0 | 0 | 0 | 0 | 59 | 59 | 59 | 59 | 59 | 59 | 59 | 59 | 59 | 59 | 59 | 59 | 59 | 59 | 59 | 59 | 59 | 59 | 59 | 59 | 59 | 59 | 59 | 59 | 59 | 59 | 59 | 59 | 59 | 59 | 59 | 59 | 59 | 59 | 59 | 59 | 59 | 59 | 59 | 59 | 59 | 59 | 59 | 59 | 59 | 59 | 59 | 59 | 59 | 59 | 59 | 59 | 59 | 59 | 59 | 59 | 59 | 59 | 59 | 59 | 59 | 59 | 59 | 59 | 59 | 0 | 0 | 0 | 0 | 0 | 0 | 0 | 0 | 0 | 0 | 0 | 0 | 0 | 0 | 0 | 0 | 0 | 0 | 0 | 0 | 0 | 0 | 0 | 0
[19 empty] | Fixed capex | Input | £000s | 4112.39 | 8224.78 | 8224.78 | 12337.17 | 12337.17 | 20561.95 | 24674.34 | 41123.9 | 41123.9 | 41123.9 | 41123.9 | 41123.9 | 41123.9 | 41123.9 | 32899.12 | 0 | 0 | 0 | 0 | 0 | 292.71 | 585.42 | 585.42 | 878.13 | 878.13 | 1463.55 | 1756.26 | 2927.1 | 2927.1 | 2927.1 | 2927.1 | 2927.1 | 2927.1 | 2927.1 | 2341.68 | 0 | 0 | 0 | 0 | 0 | 292.71 | 585.42 | 585.42 | 878.13 | 878.13 | 1463.55 | 1756.26 | 2927.1 | 2927.1 | 2927.1 | 2927.1 | 2927.1 | 2927.1 | 2927.1 | 2341.68 | 0 | 0 | 0 | 0 | 0 | 1151.88 | 2303.76 | 2303.76 | 3455.64 | 3455.64 | 5759.4 | 6911.28 | 11518.8 | 11518.8 | 11518.8 | 11518.8 | 11518.8 | 11518.8 | 11518.8 | 9215.04 | 0 | 0 | 0 | 0 | 0 | 0 | 0 | 0 | 0 | 0 | 0 | 0 | 0 | 0 | 0 | 0 | 0 | 0 | 0 | 0 | 0 | 0 | 0 | 0 | 0 | 0 | 0 | 0 | 0
[19 empty] | Variable capex | Input | £000s | 0 | 0 | 0 | 0 | 0 | 0 | 0 | 0 | 0 | 0 | 0 | 0 | 0 | 0 | 0 | 0 | 0 | 0 | 0 | 0 | 0 | 0 | 0 | 0 | 0 | 0 | 0 | 0 | 0 | 0 | 0 | 0 | 0 | 0 | 0 | 0 | 0 | 0 | 0 | 0 | 0 | 0 | 0 | 0 | 0 | 0 | 0 | 0 | 0 | 0 | 0 | 0 | 0 | 0 | 0 | 0 | 0 | 0 | 0 | 0 | 0 | 0 | 0 | 0 | 0 | 0 | 0 | 0 | 0 | 0 | 0 | 0 | 0 | 0 | 0 | 0 | 0 | 0 | 0 | 0 | 0 | 0 | 0 | 0 | 0 | 0 | 0 | 0 | 0 | 0 | 0 | 0 | 0 | 0 | 0 | 0 | 0 | 0 | 0 | 0 | 0 | 0 | 0 | 0
[19 empty] | Financing costs | Input | £000s | 0 | 0 | 0 | 0 | 0 | 0 | 0 | 0 | 0 | 0 | 0 | 0 | 0 | 0 | 0 | 0 | 0 | 0 | 0 | 0 | 0 | 0 | 0 | 0 | 0 | 0 | 0 | 0 | 0 | 0 | 0 | 0 | 0 | 0 | 0 | 0 | 0 | 0 | 0 | 0 | 0 | 0 | 0 | 0 | 0 | 0 | 0 | 0 | 0 | 0 | 0 | 0 | 0 | 0 | 0 | 0 | 0 | 0 | 0 | 0 | 0 | 0 | 0 | 0 | 0 | 0 | 0 | 0 | 0 | 0 | 0 | 0 | 0 | 0 | 0 | 0 | 0 | 0 | 0 | 0 | 0 | 0 | 0 | 0 | 0 | 0 | 0 | 0 | 0 | 0 | 0 | 0 | 0 | 0 | 0 | 0 | 0 | 0 | 0 | 0 | 0 | 0 | 0 | 0
[19 empty] | Fixed opex | Input | £000s | 0 | 0 | 0 | 0 | 0 | 0 | 0 | 0 | 0 | 0 | 0 | 0 | 0 | 0 | 0 | 483.4 | 483.4 | 483.4 | 483.4 | 483.4 | 483.4 | 483.4 | 483.4 | 483.4 | 483.4 | 483.4 | 483.4 | 483.4 | 483.4 | 483.4 | 483.4 | 483.4 | 483.4 | 483.4 | 483.4 | 483.4 | 483.4 | 483.4 | 483.4 | 483.4 | 483.4 | 483.4 | 483.4 | 483.4 | 483.4 | 483.4 | 483.4 | 483.4 | 483.4 | 483.4 | 483.4 | 483.4 | 483.4 | 483.4 | 483.4 | 483.4 | 483.4 | 483.4 | 483.4 | 483.4 | 483.4 | 483.4 | 483.4 | 483.4 | 483.4 | 483.4 | 483.4 | 483.4 | 483.4 | 483.4 | 483.4 | 483.4 | 483.4 | 483.4 | 483.4 | 483.4 | 483.4 | 483.4 | 483.4 | 483.4 | 0 | 0 | 0 | 0 | 0 | 0 | 0 | 0 | 0 | 0 | 0 | 0 | 0 | 0 | 0 | 0 | 0 | 0 | 0 | 0 | 0 | 0 | 0 | 0
[19 empty] | Variable opex | Input | £000s | 0 | 0 | 0 | 0 | 0 | 0 | 0 | 0 | 0 | 0 | 0 | 0 | 0 | 0 | 0 | 3785.2 | 3785.2 | 3785.2 | 3785.2 | 3785.2 | 3785.2 | 3785.2 | 3785.2 | 3785.2 | 3785.2 | 3785.2 | 3785.2 | 3785.2 | 3785.2 | 3785.2 | 3785.2 | 3785.2 | 3785.2 | 3785.2 | 3785.2 | 3785.2 | 3785.2 | 3785.2 | 3785.2 | 3785.2 | 3785.2 | 3785.2 | 3785.2 | 3785.2 | 3785.2 | 3785.2 | 3785.2 | 3785.2 | 3785.2 | 3785.2 | 3785.2 | 3785.2 | 3785.2 | 3785.2 | 3785.2 | 3785.2 | 3785.2 | 3785.2 | 3785.2 | 3785.2 | 3785.2 | 3785.2 | 3785.2 | 3785.2 | 3785.2 | 3785.2 | 3785.2 | 3785.2 | 3785.2 | 3785.2 | 3785.2 | 3785.2 | 3785.2 | 3785.2 | 3785.2 | 3785.2 | 3785.2 | 3785.2 | 3785.2 | 3785.2 | 0 | 0 | 0 | 0 | 0 | 0 | 0 | 0 | 0 | 0 | 0 | 0 | 0 | 0 | 0 | 0 | 0 | 0 | 0 | 0 | 0 | 0 | 0 | 0
[19 empty] | Opex savings | Input | £000s | 0 | 0 | 0 | 0 | 0 | 0 | 0 | 0 | 0 | 0 | 0 | 0 | 0 | 0 | 0 | 0 | 0 | 0 | 0 | 0 | 0 | 0 | 0 | 0 | 0 | 0 | 0 | 0 | 0 | 0 | 0 | 0 | 0 | 0 | 0 | 0 | 0 | 0 | 0 | 0 | 0 | 0 | 0 | 0 | 0 | 0 | 0 | 0 | 0 | 0 | 0 | 0 | 0 | 0 | 0 | 0 | 0 | 0 | 0 | 0 | 0 | 0 | 0 | 0 | 0 | 0 | 0 | 0 | 0 | 0 | 0 | 0 | 0 | 0 | 0 | 0 | 0 | 0 | 0 | 0 | 0 | 0 | 0 | 0 | 0 | 0 | 0 | 0 | 0 | 0 | 0 | 0 | 0 | 0 | 0 | 0 | 0 | 0 | 0 | 0 | 0 | 0 | 0 | 0
[19 empty] | Fixed env & social | Input | £000s | 0.7693 | 1.5386 | 1.5386 | 2.3079 | 2.3079 | 3.8465 | 4.6158 | 7.693 | 7.693 | 7.693 | 7.693 | 7.693 | 7.693 | 7.693 | 6.1544 | 0 | 0 | 0 | 0 | 0 | 0.054757 | 0.10951 | 0.10951 | 0.16427 | 0.16427 | 0.27378 | 0.32854 | 0.54757 | 0.54757 | 0.54757 | 0.54757 | 0.54757 | 0.54757 | 0.54757 | 0.43806 | 0 | 0 | 0 | 0 | 0 | 0.054757 | 0.10951 | 0.10951 | 0.16427 | 0.16427 | 0.27378 | 0.32854 | 0.54757 | 0.54757 | 0.54757 | 0.54757 | 0.54757 | 0.54757 | 0.54757 | 0.43806 | 0 | 0 | 0 | 0 | 0 | 0.21548 | 0.43096 | 0.43096 | 0.64644 | 0.64644 | 1.0774 | 1.2929 | 2.1548 | 2.1548 | 2.1548 | 2.1548 | 2.1548 | 2.1548 | 2.1548 | 1.7238 | 0 | 0 | 0 | 0 | 0 | 0 | 0 | 0 | 0 | 0 | 0 | 0 | 0 | 0 | 0 | 0 | 0 | 0 | 0 | 0 | 0 | 0 | 0 | 0 | 0 | 0 | 0 | 0 | 0
[19 empty] | Variable env & social | Input | £000s | 0 | 0 | 0 | 0 | 0 | 0 | 0 | 0 | 0 | 0 | 0 | 0 | 0 | 0 | 0 | 35.13 | 35.13 | 35.13 | 35.13 | 35.13 | 35.13 | 35.13 | 35.13 | 35.13 | 35.13 | 35.13 | 35.13 | 35.13 | 35.13 | 35.13 | 35.13 | 35.13 | 35.13 | 35.13 | 35.13 | 35.13 | 35.13 | 35.13 | 35.13 | 35.13 | 35.13 | 35.13 | 35.13 | 35.13 | 35.13 | 35.13 | 35.13 | 35.13 | 35.13 | 35.13 | 35.13 | 35.13 | 35.13 | 35.13 | 35.13 | 35.13 | 35.13 | 35.13 | 35.13 | 35.13 | 35.13 | 35.13 | 35.13 | 35.13 | 35.13 | 35.13 | 35.13 | 35.13 | 35.13 | 35.13 | 35.13 | 35.13 | 35.13 | 35.13 | 35.13 | 35.13 | 35.13 | 35.13 | 35.13 | 35.13 | 0 | 0 | 0 | 0 | 0 | 0 | 0 | 0 | 0 | 0 | 0 | 0 | 0 | 0 | 0 | 0 | 0 | 0 | 0 | 0 | 0 | 0 | 0 | 0
[19 empty] | Fixed carbon costs | Input | £000s | 9.3863 | 18.7726 | 18.7726 | 28.1589 | 28.1589 | 46.9315 | 56.3178 | 93.863 | 93.863 | 93.863 | 93.863 | 93.863 | 93.863 | 93.863 | 75.0904 | 0 | 0 | 0 | 0 | 0 | 0.66809 | 1.3362 | 1.3362 | 2.0043 | 2.0043 | 3.3405 | 4.0086 | 6.6809 | 6.6809 | 6.6809 | 6.6809 | 6.6809 | 6.6809 | 6.6809 | 5.3448 | 0 | 0 | 0 | 0 | 0 | 0.66809 | 1.3362 | 1.3362 | 2.0043 | 2.0043 | 3.3405 | 4.0086 | 6.6809 | 6.6809 | 6.6809 | 6.6809 | 6.6809 | 6.6809 | 6.6809 | 5.3448 | 0 | 0 | 0 | 0 | 0 | 2.6291 | 5.2582 | 5.2582 | 7.8873 | 7.8873 | 13.1455 | 15.7746 | 26.291 | 26.291 | 26.291 | 26.291 | 26.291 | 26.291 | 26.291 | 21.0328 | 0 | 0 | 0 | 0 | 0 | 0 | 0 | 0 | 0 | 0 | 0 | 0 | 0 | 0 | 0 | 0 | 0 | 0 | 0 | 0 | 0 | 0 | 0 | 0 | 0 | 0 | 0 | 0 | 0
[19 empty] | Variable carbon costs | Input | £000s | 0 | 0 | 0 | 0 | 0 | 0 | 0 | 0 | 0 | 0 | 0 | 0 | 0 | 0 | 0 | 386.0344 | 353.4709 | 320.9074 | 288.3439 | 255.7804 | 223.2169 | 190.6534 | 158.0899 | 125.5264 | 92.9629 | 92.9629 | 92.9629 | 92.9629 | 92.9629 | 92.9629 | 92.9629 | 92.9629 | 92.9629 | 92.9629 | 92.9629 | 92.9629 | 92.9629 | 92.9629 | 92.9629 | 92.9629 | 92.9629 | 92.9629 | 92.9629 | 92.9629 | 92.9629 | 92.9629 | 92.9629 | 92.9629 | 92.9629 | 92.9629 | 92.9629 | 92.9629 | 92.9629 | 92.9629 | 92.9629 | 92.9629 | 92.9629 | 92.9629 | 92.9629 | 92.9629 | 92.9629 | 92.9629 | 92.9629 | 92.9629 | 92.9629 | 92.9629 | 92.9629 | 92.9629 | 92.9629 | 92.9629 | 92.9629 | 92.9629 | 92.9629 | 92.9629 | 92.9629 | 92.9629 | 92.9629 | 92.9629 | 92.9629 | 92.9629 | 0 | 0 | 0 | 0 | 0 | 0 | 0 | 0 | 0 | 0 | 0 | 0 | 0 | 0 | 0 | 0 | 0 | 0 | 0 | 0 | 0 | 0 | 0 | 0
[19 empty] | Customer willingness to pay | Input | £000s | 0 | 0 | 0 | 0 | 0 | 0 | 0 | 0 | 0 | 0 | 0 | 0 | 0 | 0 | 0 | 0 | 0 | 0 | 0 | 0 | 0 | 0 | 0 | 0 | 0 | 0 | 0 | 0 | 0 | 0 | 0 | 0 | 0 | 0 | 0 | 0 | 0 | 0 | 0 | 0 | 0 | 0 | 0 | 0 | 0 | 0 | 0 | 0 | 0 | 0 | 0 | 0 | 0 | 0 | 0 | 0 | 0 | 0 | 0 | 0 | 0 | 0 | 0 | 0 | 0 | 0 | 0 | 0 | 0 | 0 | 0 | 0 | 0 | 0 | 0 | 0 | 0 | 0 | 0 | 0 | 0 | 0 | 0 | 0 | 0 | 0 | 0 | 0 | 0 | 0 | 0 | 0 | 0 | 0 | 0 | 0 | 0 | 0 | 0 | 0 | 0 | 0 | 0 | 0
[19 empty] | Total | Sum of above (excl WAFU) | £000s | 4122.5456 | 8245.0912 | 8245.0912 | 12367.6368 | 12367.6368 | 20612.728 | 24735.2736 | 41225.456 | 41225.456 | 41225.456 | 41225.456 | 41225.456 | 41225.456 | 41225.456 | 32980.3648 | 4689.7644 | 4657.2009 | 4624.6374 | 4592.0739 | 4559.5104 | 4820.3797 | 5081.2491 | 5048.6856 | 5309.5549 | 5276.9914 | 5863.8571 | 6157.29 | 7331.0214 | 7331.0214 | 7331.0214 | 7331.0214 | 7331.0214 | 7331.0214 | 7331.0214 | 6744.1557 | 4396.6929 | 4396.6929 | 4396.6929 | 4396.6929 | 4396.6929 | 4690.1257 | 4983.5586 | 4983.5586 | 5276.9914 | 5276.9914 | 5863.8571 | 6157.29 | 7331.0214 | 7331.0214 | 7331.0214 | 7331.0214 | 7331.0214 | 7331.0214 | 7331.0214 | 6744.1557 | 4396.6929 | 4396.6929 | 4396.6929 | 4396.6929 | 4396.6929 | 5551.4175 | 6706.142 | 6706.142 | 7860.8666 | 7860.8666 | 10170.3158 | 11325.0404 | 15943.9387 | 15943.9387 | 15943.9387 | 15943.9387 | 15943.9387 | 15943.9387 | 15943.9387 | 13634.4895 | 4396.6929 | 4396.6929 | 4396.6929 | 4396.6929 | 4396.6929 | 0 | 0 | 0 | 0 | 0 | 0 | 0 | 0 | 0 | 0 | 0 | 0 | 0 | 0 | 0 | 0 | 0 | 0 | 0 | 0 | 0 | 0 | 0 | 0
58.1x | River Severn to site C mutual support solution - Size FA (Lower) | RAW16 | Bulk supply | N | 2030-31 | Capacity | 44.5 | 323588.4624 | 250501.6789 | 61053.9758 | 0 | 3146.493 | 555.1169 | 315257.2646 | 96.2814 | 97.4254 | 3 | 3 | Gains in WAFU / Savings in demand | Input | Ml/d | 0 | 0 | 0 | 0 | 0 | 0 | 0 | 0 | 0 | 0 | 44.5 | 44.5 | 44.5 | 44.5 | 44.5 | 44.5 | 44.5 | 44.5 | 44.5 | 44.5 | 44.5 | 44.5 | 44.5 | 44.5 | 44.5 | 44.5 | 44.5 | 44.5 | 44.5 | 44.5 | 44.5 | 44.5 | 44.5 | 44.5 | 44.5 | 44.5 | 44.5 | 44.5 | 44.5 | 44.5 | 44.5 | 44.5 | 44.5 | 44.5 | 44.5 | 44.5 | 44.5 | 44.5 | 44.5 | 44.5 | 44.5 | 44.5 | 44.5 | 44.5 | 44.5 | 44.5 | 44.5 | 44.5 | 44.5 | 44.5 | 44.5 | 44.5 | 44.5 | 44.5 | 44.5 | 44.5 | 44.5 | 44.5 | 44.5 | 44.5 | 44.5 | 44.5 | 44.5 | 44.5 | 44.5 | 44.5 | 44.5 | 44.5 | 44.5 | 44.5 | 0 | 0 | 0 | 0 | 0 | 0 | 0 | 0 | 0 | 0 | 0 | 0 | 0 | 0 | 0 | 0 | 0 | 0 | 0 | 0 | 0 | 0 | 0 | 0
[19 empty] | Fixed capex | Input | £000s | 5628.04 | 8442.06 | 16884.12 | 19698.14 | 25326.18 | 28140.2 | 36582.26 | 56280.4 | 56280.4 | 28140.2 | 0 | 0 | 0 | 0 | 0 | 0 | 0 | 0 | 0 | 0 | 472.78 | 709.17 | 1418.34 | 1654.73 | 2127.51 | 2363.9 | 3073.07 | 4727.8 | 4727.8 | 2363.9 | 0 | 0 | 0 | 0 | 0 | 0 | 0 | 0 | 0 | 0 | 472.78 | 709.17 | 1418.34 | 1654.73 | 2127.51 | 2363.9 | 3073.07 | 4727.8 | 4727.8 | 2363.9 | 0 | 0 | 0 | 0 | 0 | 0 | 0 | 0 | 0 | 0 | 806.98 | 1210.47 | 2420.94 | 2824.43 | 3631.41 | 4034.9 | 5245.37 | 8069.8 | 8069.8 | 4034.9 | 0 | 0 | 0 | 0 | 0 | 0 | 0 | 0 | 0 | 0 | 0 | 0 | 0 | 0 | 0 | 0 | 0 | 0 | 0 | 0 | 0 | 0 | 0 | 0 | 0 | 0 | 0 | 0 | 0 | 0 | 0 | 0 | 0 | 0
[19 empty] | Variable capex | Input | £000s | 0 | 0 | 0 | 0 | 0 | 0 | 0 | 0 | 0 | 0 | 0 | 0 | 0 | 0 | 0 | 0 | 0 | 0 | 0 | 0 | 0 | 0 | 0 | 0 | 0 | 0 | 0 | 0 | 0 | 0 | 0 | 0 | 0 | 0 | 0 | 0 | 0 | 0 | 0 | 0 | 0 | 0 | 0 | 0 | 0 | 0 | 0 | 0 | 0 | 0 | 0 | 0 | 0 | 0 | 0 | 0 | 0 | 0 | 0 | 0 | 0 | 0 | 0 | 0 | 0 | 0 | 0 | 0 | 0 | 0 | 0 | 0 | 0 | 0 | 0 | 0 | 0 | 0 | 0 | 0 | 0 | 0 | 0 | 0 | 0 | 0 | 0 | 0 | 0 | 0 | 0 | 0 | 0 | 0 | 0 | 0 | 0 | 0 | 0 | 0 | 0 | 0 | 0 | 0
[19 empty] | Financing costs | Input | £000s | 0 | 0 | 0 | 0 | 0 | 0 | 0 | 0 | 0 | 0 | 0 | 0 | 0 | 0 | 0 | 0 | 0 | 0 | 0 | 0 | 0 | 0 | 0 | 0 | 0 | 0 | 0 | 0 | 0 | 0 | 0 | 0 | 0 | 0 | 0 | 0 | 0 | 0 | 0 | 0 | 0 | 0 | 0 | 0 | 0 | 0 | 0 | 0 | 0 | 0 | 0 | 0 | 0 | 0 | 0 | 0 | 0 | 0 | 0 | 0 | 0 | 0 | 0 | 0 | 0 | 0 | 0 | 0 | 0 | 0 | 0 | 0 | 0 | 0 | 0 | 0 | 0 | 0 | 0 | 0 | 0 | 0 | 0 | 0 | 0 | 0 | 0 | 0 | 0 | 0 | 0 | 0 | 0 | 0 | 0 | 0 | 0 | 0 | 0 | 0 | 0 | 0 | 0 | 0
[19 empty] | Fixed opex | Input | £000s | 0 | 0 | 0 | 0 | 0 | 0 | 0 | 0 | 0 | 0 | 367.2 | 367.2 | 367.2 | 367.2 | 367.2 | 367.2 | 367.2 | 367.2 | 367.2 | 367.2 | 367.2 | 367.2 | 367.2 | 367.2 | 367.2 | 367.2 | 367.2 | 367.2 | 367.2 | 367.2 | 367.2 | 367.2 | 367.2 | 367.2 | 367.2 | 367.2 | 367.2 | 367.2 | 367.2 | 367.2 | 367.2 | 367.2 | 367.2 | 367.2 | 367.2 | 367.2 | 367.2 | 367.2 | 367.2 | 367.2 | 367.2 | 367.2 | 367.2 | 367.2 | 367.2 | 367.2 | 367.2 | 367.2 | 367.2 | 367.2 | 367.2 | 367.2 | 367.2 | 367.2 | 367.2 | 367.2 | 367.2 | 367.2 | 367.2 | 367.2 | 367.2 | 367.2 | 367.2 | 367.2 | 367.2 | 367.2 | 367.2 | 367.2 | 367.2 | 367.2 | 0 | 0 | 0 | 0 | 0 | 0 | 0 | 0 | 0 | 0 | 0 | 0 | 0 | 0 | 0 | 0 | 0 | 0 | 0 | 0 | 0 | 0 | 0 | 0
[19 empty] | Variable opex | Input | £000s | 0 | 0 | 0 | 0 | 0 | 0 | 0 | 0 | 0 | 0 | 2697.4 | 2697.4 | 2697.4 | 2697.4 | 2697.4 | 2697.4 | 2697.4 | 2697.4 | 2697.4 | 2697.4 | 2697.4 | 2697.4 | 2697.4 | 2697.4 | 2697.4 | 2697.4 | 2697.4 | 2697.4 | 2697.4 | 2697.4 | 2697.4 | 2697.4 | 2697.4 | 2697.4 | 2697.4 | 2697.4 | 2697.4 | 2697.4 | 2697.4 | 2697.4 | 2697.4 | 2697.4 | 2697.4 | 2697.4 | 2697.4 | 2697.4 | 2697.4 | 2697.4 | 2697.4 | 2697.4 | 2697.4 | 2697.4 | 2697.4 | 2697.4 | 2697.4 | 2697.4 | 2697.4 | 2697.4 | 2697.4 | 2697.4 | 2697.4 | 2697.4 | 2697.4 | 2697.4 | 2697.4 | 2697.4 | 2697.4 | 2697.4 | 2697.4 | 2697.4 | 2697.4 | 2697.4 | 2697.4 | 2697.4 | 2697.4 | 2697.4 | 2697.4 | 2697.4 | 2697.4 | 2697.4 | 0 | 0 | 0 | 0 | 0 | 0 | 0 | 0 | 0 | 0 | 0 | 0 | 0 | 0 | 0 | 0 | 0 | 0 | 0 | 0 | 0 | 0 | 0 | 0
[19 empty] | Opex savings | Input | £000s | 0 | 0 | 0 | 0 | 0 | 0 | 0 | 0 | 0 | 0 | 0 | 0 | 0 | 0 | 0 | 0 | 0 | 0 | 0 | 0 | 0 | 0 | 0 | 0 | 0 | 0 | 0 | 0 | 0 | 0 | 0 | 0 | 0 | 0 | 0 | 0 | 0 | 0 | 0 | 0 | 0 | 0 | 0 | 0 | 0 | 0 | 0 | 0 | 0 | 0 | 0 | 0 | 0 | 0 | 0 | 0 | 0 | 0 | 0 | 0 | 0 | 0 | 0 | 0 | 0 | 0 | 0 | 0 | 0 | 0 | 0 | 0 | 0 | 0 | 0 | 0 | 0 | 0 | 0 | 0 | 0 | 0 | 0 | 0 | 0 | 0 | 0 | 0 | 0 | 0 | 0 | 0 | 0 | 0 | 0 | 0 | 0 | 0 | 0 | 0 | 0 | 0 | 0 | 0
[19 empty] | Fixed env & social | Input | £000s | 0.8612 | 1.2918 | 2.5836 | 3.0142 | 3.8754 | 4.306 | 5.5978 | 8.612 | 8.612 | 4.306 | 0 | 0 | 0 | 0 | 0 | 0 | 0 | 0 | 0 | 0 | 0.072345 | 0.10852 | 0.21703 | 0.25321 | 0.32555 | 0.36172 | 0.47024 | 0.72345 | 0.72345 | 0.36172 | 0 | 0 | 0 | 0 | 0 | 0 | 0 | 0 | 0 | 0 | 0.072345 | 0.10852 | 0.21703 | 0.25321 | 0.32555 | 0.36172 | 0.47024 | 0.72345 | 0.72345 | 0.36172 | 0 | 0 | 0 | 0 | 0 | 0 | 0 | 0 | 0 | 0 | 0.12348 | 0.18523 | 0.37045 | 0.43219 | 0.55568 | 0.61742 | 0.80264 | 1.2348 | 1.2348 | 0.61742 | 0 | 0 | 0 | 0 | 0 | 0 | 0 | 0 | 0 | 0 | 0 | 0 | 0 | 0 | 0 | 0 | 0 | 0 | 0 | 0 | 0 | 0 | 0 | 0 | 0 | 0 | 0 | 0 | 0 | 0 | 0 | 0 | 0 | 0
[19 empty] | Variable env & social | Input | £000s | 0 | 0 | 0 | 0 | 0 | 0 | 0 | 0 | 0 | 0 | 25.94 | 25.94 | 25.94 | 25.94 | 25.94 | 25.94 | 25.94 | 25.94 | 25.94 | 25.94 | 25.94 | 25.94 | 25.94 | 25.94 | 25.94 | 25.94 | 25.94 | 25.94 | 25.94 | 25.94 | 25.94 | 25.94 | 25.94 | 25.94 | 25.94 | 25.94 | 25.94 | 25.94 | 25.94 | 25.94 | 25.94 | 25.94 | 25.94 | 25.94 | 25.94 | 25.94 | 25.94 | 25.94 | 25.94 | 25.94 | 25.94 | 25.94 | 25.94 | 25.94 | 25.94 | 25.94 | 25.94 | 25.94 | 25.94 | 25.94 | 25.94 | 25.94 | 25.94 | 25.94 | 25.94 | 25.94 | 25.94 | 25.94 | 25.94 | 25.94 | 25.94 | 25.94 | 25.94 | 25.94 | 25.94 | 25.94 | 25.94 | 25.94 | 25.94 | 25.94 | 0 | 0 | 0 | 0 | 0 | 0 | 0 | 0 | 0 | 0 | 0 | 0 | 0 | 0 | 0 | 0 | 0 | 0 | 0 | 0 | 0 | 0 | 0 | 0
[19 empty] | Fixed carbon costs | Input | £000s | 7.9089 | 11.8633 | 23.7266 | 27.6811 | 35.5899 | 39.5444 | 51.4077 | 79.0887 | 79.0887 | 39.5444 | 0 | 0 | 0 | 0 | 0 | 0 | 0 | 0 | 0 | 0 | 0.66438 | 0.99657 | 1.9931 | 2.3253 | 2.9897 | 3.3219 | 4.3185 | 6.6438 | 6.6438 | 3.3219 | 0 | 0 | 0 | 0 | 0 | 0 | 0 | 0 | 0 | 0 | 0.66438 | 0.99657 | 1.9931 | 2.3253 | 2.9897 | 3.3219 | 4.3185 | 6.6438 | 6.6438 | 3.3219 | 0 | 0 | 0 | 0 | 0 | 0 | 0 | 0 | 0 | 0 | 1.134 | 1.701 | 3.4021 | 3.9691 | 5.1031 | 5.6701 | 7.3711 | 11.3402 | 11.3402 | 5.6701 | 0 | 0 | 0 | 0 | 0 | 0 | 0 | 0 | 0 | 0 | 0 | 0 | 0 | 0 | 0 | 0 | 0 | 0 | 0 | 0 | 0 | 0 | 0 | 0 | 0 | 0 | 0 | 0 | 0 | 0 | 0 | 0 | 0 | 0
[19 empty] | Variable carbon costs | Input | £000s | 0 | 0 | 0 | 0 | 0 | 0 | 0 | 0 | 0 | 0 | 387.8739 | 364.8612 | 341.8486 | 318.836 | 295.8233 | 272.8107 | 249.798 | 226.7854 | 203.7728 | 180.7601 | 157.7475 | 134.7348 | 111.7222 | 88.7096 | 65.6969 | 65.6969 | 65.6969 | 65.6969 | 65.6969 | 65.6969 | 65.6969 | 65.6969 | 65.6969 | 65.6969 | 65.6969 | 65.6969 | 65.6969 | 65.6969 | 65.6969 | 65.6969 | 65.6969 | 65.6969 | 65.6969 | 65.6969 | 65.6969 | 65.6969 | 65.6969 | 65.6969 | 65.6969 | 65.6969 | 65.6969 | 65.6969 | 65.6969 | 65.6969 | 65.6969 | 65.6969 | 65.6969 | 65.6969 | 65.6969 | 65.6969 | 65.6969 | 65.6969 | 65.6969 | 65.6969 | 65.6969 | 65.6969 | 65.6969 | 65.6969 | 65.6969 | 65.6969 | 65.6969 | 65.6969 | 65.6969 | 65.6969 | 65.6969 | 65.6969 | 65.6969 | 65.6969 | 65.6969 | 65.6969 | 0 | 0 | 0 | 0 | 0 | 0 | 0 | 0 | 0 | 0 | 0 | 0 | 0 | 0 | 0 | 0 | 0 | 0 | 0 | 0 | 0 | 0 | 0 | 0
[19 empty] | Customer willingness to pay | Input | £000s | 0 | 0 | 0 | 0 | 0 | 0 | 0 | 0 | 0 | 0 | 0 | 0 | 0 | 0 | 0 | 0 | 0 | 0 | 0 | 0 | 0 | 0 | 0 | 0 | 0 | 0 | 0 | 0 | 0 | 0 | 0 | 0 | 0 | 0 | 0 | 0 | 0 | 0 | 0 | 0 | 0 | 0 | 0 | 0 | 0 | 0 | 0 | 0 | 0 | 0 | 0 | 0 | 0 | 0 | 0 | 0 | 0 | 0 | 0 | 0 | 0 | 0 | 0 | 0 | 0 | 0 | 0 | 0 | 0 | 0 | 0 | 0 | 0 | 0 | 0 | 0 | 0 | 0 | 0 | 0 | 0 | 0 | 0 | 0 | 0 | 0 | 0 | 0 | 0 | 0 | 0 | 0 | 0 | 0 | 0 | 0 | 0 | 0 | 0 | 0 | 0 | 0 | 0 | 0
[19 empty] | Total | Sum of above (excl WAFU) | £000s | 5636.8101 | 8455.2151 | 16910.4302 | 19728.8353 | 25365.6453 | 28184.0504 | 36639.2655 | 56368.1007 | 56368.1007 | 28184.0504 | 3478.4139 | 3455.4012 | 3432.3886 | 3409.376 | 3386.3633 | 3363.3507 | 3340.338 | 3317.3254 | 3294.3128 | 3271.3001 | 3721.8042 | 3935.5499 | 4622.8124 | 4836.5581 | 5287.0622 | 5523.8205 | 6234.0956 | 7891.4042 | 7891.4042 | 5523.8205 | 3156.2369 | 3156.2369 | 3156.2369 | 3156.2369 | 3156.2369 | 3156.2369 | 3156.2369 | 3156.2369 | 3156.2369 | 3156.2369 | 3629.7536 | 3866.512 | 4576.7871 | 4813.5455 | 5287.0622 | 5523.8205 | 6234.0956 | 7891.4042 | 7891.4042 | 5523.8205 | 3156.2369 | 3156.2369 | 3156.2369 | 3156.2369 | 3156.2369 | 3156.2369 | 3156.2369 | 3156.2369 | 3156.2369 | 3156.2369 | 3964.4744 | 4368.5932 | 5580.9494 | 5985.0682 | 6793.3057 | 7197.4244 | 8409.7807 | 11238.6119 | 11238.6119 | 7197.4244 | 3156.2369 | 3156.2369 | 3156.2369 | 3156.2369 | 3156.2369 | 3156.2369 | 3156.2369 | 3156.2369 | 3156.2369 | 3156.2369 | 0 | 0 | 0 | 0 | 0 | 0 | 0 | 0 | 0 | 0 | 0 | 0 | 0 | 0 | 0 | 0 | 0 | 0 | 0 | 0 | 0 | 0 | 0 | 0
58.1x | Site I enhancements | DOR02 | SW enhancement | Y | 2025-26 | Capacity | 2 | 17415.565 | 8133.7541 | 3774.1677 | 0 | 131.1561 | 32.8173 | 12071.895 | 68.3752 | 69.3167 | 3 | 3 | Gains in WAFU / Savings in demand | Input | Ml/d | 0 | 0 | 0 | 0 | 0 | 2 | 2 | 2 | 2 | 2 | 2 | 2 | 2 | 2 | 2 | 2 | 2 | 2 | 2 | 2 | 2 | 2 | 2 | 2 | 2 | 2 | 2 | 2 | 2 | 2 | 2 | 2 | 2 | 2 | 2 | 2 | 2 | 2 | 2 | 2 | 2 | 2 | 2 | 2 | 2 | 2 | 2 | 2 | 2 | 2 | 2 | 2 | 2 | 2 | 2 | 2 | 2 | 2 | 2 | 2 | 2 | 2 | 2 | 2 | 2 | 2 | 2 | 2 | 2 | 2 | 2 | 2 | 2 | 2 | 2 | 2 | 2 | 2 | 2 | 2 | 0 | 0 | 0 | 0 | 0 | 0 | 0 | 0 | 0 | 0 | 0 | 0 | 0 | 0 | 0 | 0 | 0 | 0 | 0 | 0 | 0 | 0 | 0 | 0
[19 empty] | Fixed capex | Input | £000s | 432.88 | 494.72 | 618.4 | 2473.6 | 2164.4 | 0 | 0 | 0 | 0 | 0 | 0 | 0 | 0 | 0 | 0 | 0 | 0 | 0 | 0 | 0 | 170.66 | 195.04 | 243.8 | 975.2 | 853.3 | 0 | 0 | 0 | 0 | 0 | 0 | 0 | 0 | 0 | 0 | 0 | 0 | 0 | 0 | 0 | 170.66 | 195.04 | 243.8 | 975.2 | 853.3 | 0 | 0 | 0 | 0 | 0 | 0 | 0 | 0 | 0 | 0 | 0 | 0 | 0 | 0 | 0 | 423.99 | 484.56 | 605.7 | 2422.8 | 2119.95 | 0 | 0 | 0 | 0 | 0 | 0 | 0 | 0 | 0 | 0 | 0 | 0 | 0 | 0 | 0 | 0 | 0 | 0 | 0 | 0 | 0 | 0 | 0 | 0 | 0 | 0 | 0 | 0 | 0 | 0 | 0 | 0 | 0 | 0 | 0 | 0 | 0 | 0 | 0
[19 empty] | Variable capex | Input | £000s | 0 | 0 | 0 | 0 | 0 | 0 | 0 | 0 | 0 | 0 | 0 | 0 | 0 | 0 | 0 | 0 | 0 | 0 | 0 | 0 | 0 | 0 | 0 | 0 | 0 | 0 | 0 | 0 | 0 | 0 | 0 | 0 | 0 | 0 | 0 | 0 | 0 | 0 | 0 | 0 | 0 | 0 | 0 | 0 | 0 | 0 | 0 | 0 | 0 | 0 | 0 | 0 | 0 | 0 | 0 | 0 | 0 | 0 | 0 | 0 | 0 | 0 | 0 | 0 | 0 | 0 | 0 | 0 | 0 | 0 | 0 | 0 | 0 | 0 | 0 | 0 | 0 | 0 | 0 | 0 | 0 | 0 | 0 | 0 | 0 | 0 | 0 | 0 | 0 | 0 | 0 | 0 | 0 | 0 | 0 | 0 | 0 | 0 | 0 | 0 | 0 | 0 | 0 | 0
[19 empty] | Financing costs | Input | £000s | 0 | 0 | 0 | 0 | 0 | 0 | 0 | 0 | 0 | 0 | 0 | 0 | 0 | 0 | 0 | 0 | 0 | 0 | 0 | 0 | 0 | 0 | 0 | 0 | 0 | 0 | 0 | 0 | 0 | 0 | 0 | 0 | 0 | 0 | 0 | 0 | 0 | 0 | 0 | 0 | 0 | 0 | 0 | 0 | 0 | 0 | 0 | 0 | 0 | 0 | 0 | 0 | 0 | 0 | 0 | 0 | 0 | 0 | 0 | 0 | 0 | 0 | 0 | 0 | 0 | 0 | 0 | 0 | 0 | 0 | 0 | 0 | 0 | 0 | 0 | 0 | 0 | 0 | 0 | 0 | 0 | 0 | 0 | 0 | 0 | 0 | 0 | 0 | 0 | 0 | 0 | 0 | 0 | 0 | 0 | 0 | 0 | 0 | 0 | 0 | 0 | 0 | 0 | 0
[19 empty] | Fixed opex | Input | £000s | 0 | 0 | 0 | 0 | 0 | 19.4 | 19.4 | 19.4 | 19.4 | 19.4 | 19.4 | 19.4 | 19.4 | 19.4 | 19.4 | 19.4 | 19.4 | 19.4 | 19.4 | 19.4 | 19.4 | 19.4 | 19.4 | 19.4 | 19.4 | 19.4 | 19.4 | 19.4 | 19.4 | 19.4 | 19.4 | 19.4 | 19.4 | 19.4 | 19.4 | 19.4 | 19.4 | 19.4 | 19.4 | 19.4 | 19.4 | 19.4 | 19.4 | 19.4 | 19.4 | 19.4 | 19.4 | 19.4 | 19.4 | 19.4 | 19.4 | 19.4 | 19.4 | 19.4 | 19.4 | 19.4 | 19.4 | 19.4 | 19.4 | 19.4 | 19.4 | 19.4 | 19.4 | 19.4 | 19.4 | 19.4 | 19.4 | 19.4 | 19.4 | 19.4 | 19.4 | 19.4 | 19.4 | 19.4 | 19.4 | 19.4 | 19.4 | 19.4 | 19.4 | 19.4 | 0 | 0 | 0 | 0 | 0 | 0 | 0 | 0 | 0 | 0 | 0 | 0 | 0 | 0 | 0 | 0 | 0 | 0 | 0 | 0 | 0 | 0 | 0 | 0
[19 empty] | Variable opex | Input | £000s | 0 | 0 | 0 | 0 | 0 | 138.8 | 138.8 | 138.8 | 138.8 | 138.8 | 138.8 | 138.8 | 138.8 | 138.8 | 138.8 | 138.8 | 138.8 | 138.8 | 138.8 | 138.8 | 138.8 | 138.8 | 138.8 | 138.8 | 138.8 | 138.8 | 138.8 | 138.8 | 138.8 | 138.8 | 138.8 | 138.8 | 138.8 | 138.8 | 138.8 | 138.8 | 138.8 | 138.8 | 138.8 | 138.8 | 138.8 | 138.8 | 138.8 | 138.8 | 138.8 | 138.8 | 138.8 | 138.8 | 138.8 | 138.8 | 138.8 | 138.8 | 138.8 | 138.8 | 138.8 | 138.8 | 138.8 | 138.8 | 138.8 | 138.8 | 138.8 | 138.8 | 138.8 | 138.8 | 138.8 | 138.8 | 138.8 | 138.8 | 138.8 | 138.8 | 138.8 | 138.8 | 138.8 | 138.8 | 138.8 | 138.8 | 138.8 | 138.8 | 138.8 | 138.8 | 0 | 0 | 0 | 0 | 0 | 0 | 0 | 0 | 0 | 0 | 0 | 0 | 0 | 0 | 0 | 0 | 0 | 0 | 0 | 0 | 0 | 0 | 0 | 0
[19 empty] | Opex savings | Input | £000s | 0 | 0 | 0 | 0 | 0 | 0 | 0 | 0 | 0 | 0 | 0 | 0 | 0 | 0 | 0 | 0 | 0 | 0 | 0 | 0 | 0 | 0 | 0 | 0 | 0 | 0 | 0 | 0 | 0 | 0 | 0 | 0 | 0 | 0 | 0 | 0 | 0 | 0 | 0 | 0 | 0 | 0 | 0 | 0 | 0 | 0 | 0 | 0 | 0 | 0 | 0 | 0 | 0 | 0 | 0 | 0 | 0 | 0 | 0 | 0 | 0 | 0 | 0 | 0 | 0 | 0 | 0 | 0 | 0 | 0 | 0 | 0 | 0 | 0 | 0 | 0 | 0 | 0 | 0 | 0 | 0 | 0 | 0 | 0 | 0 | 0 | 0 | 0 | 0 | 0 | 0 | 0 | 0 | 0 | 0 | 0 | 0 | 0 | 0 | 0 | 0 | 0 | 0 | 0
[19 empty] | Fixed env & social | Input | £000s | 0.3626 | 0.4144 | 0.518 | 2.072 | 1.813 | 0 | 0 | 0 | 0 | 0 | 0 | 0 | 0 | 0 | 0 | 0 | 0 | 0 | 0 | 0 | 0.14295 | 0.16337 | 0.20422 | 0.81687 | 0.71476 | 0 | 0 | 0 | 0 | 0 | 0 | 0 | 0 | 0 | 0 | 0 | 0 | 0 | 0 | 0 | 0.14295 | 0.16337 | 0.20422 | 0.81687 | 0.71476 | 0 | 0 | 0 | 0 | 0 | 0 | 0 | 0 | 0 | 0 | 0 | 0 | 0 | 0 | 0 | 0.35515 | 0.40589 | 0.50736 | 2.0294 | 1.7758 | 0 | 0 | 0 | 0 | 0 | 0 | 0 | 0 | 0 | 0 | 0 | 0 | 0 | 0 | 0 | 0 | 0 | 0 | 0 | 0 | 0 | 0 | 0 | 0 | 0 | 0 | 0 | 0 | 0 | 0 | 0 | 0 | 0 | 0 | 0 | 0 | 0 | 0 | 0
[19 empty] | Variable env & social | Input | £000s | 0 | 0 | 0 | 0 | 0 | 1.09 | 1.09 | 1.09 | 1.09 | 1.09 | 1.09 | 1.09 | 1.09 | 1.09 | 1.09 | 1.09 | 1.09 | 1.09 | 1.09 | 1.09 | 1.09 | 1.09 | 1.09 | 1.09 | 1.09 | 1.09 | 1.09 | 1.09 | 1.09 | 1.09 | 1.09 | 1.09 | 1.09 | 1.09 | 1.09 | 1.09 | 1.09 | 1.09 | 1.09 | 1.09 | 1.09 | 1.09 | 1.09 | 1.09 | 1.09 | 1.09 | 1.09 | 1.09 | 1.09 | 1.09 | 1.09 | 1.09 | 1.09 | 1.09 | 1.09 | 1.09 | 1.09 | 1.09 | 1.09 | 1.09 | 1.09 | 1.09 | 1.09 | 1.09 | 1.09 | 1.09 | 1.09 | 1.09 | 1.09 | 1.09 | 1.09 | 1.09 | 1.09 | 1.09 | 1.09 | 1.09 | 1.09 | 1.09 | 1.09 | 1.09 | 0 | 0 | 0 | 0 | 0 | 0 | 0 | 0 | 0 | 0 | 0 | 0 | 0 | 0 | 0 | 0 | 0 | 0 | 0 | 0 | 0 | 0 | 0 | 0
[19 empty] | Fixed carbon costs | Input | £000s | 1.7749 | 2.0284 | 2.5355 | 10.1421 | 8.8743 | 0 | 0 | 0 | 0 | 0 | 0 | 0 | 0 | 0 | 0 | 0 | 0 | 0 | 0 | 0 | 0.69973 | 0.79969 | 0.99961 | 3.9984 | 3.4986 | 0 | 0 | 0 | 0 | 0 | 0 | 0 | 0 | 0 | 0 | 0 | 0 | 0 | 0 | 0 | 0.69973 | 0.79969 | 0.99961 | 3.9984 | 3.4986 | 0 | 0 | 0 | 0 | 0 | 0 | 0 | 0 | 0 | 0 | 0 | 0 | 0 | 0 | 0 | 1.7384 | 1.9868 | 2.4834 | 9.9338 | 8.6921 | 0 | 0 | 0 | 0 | 0 | 0 | 0 | 0 | 0 | 0 | 0 | 0 | 0 | 0 | 0 | 0 | 0 | 0 | 0 | 0 | 0 | 0 | 0 | 0 | 0 | 0 | 0 | 0 | 0 | 0 | 0 | 0 | 0 | 0 | 0 | 0 | 0 | 0 | 0
[19 empty] | Variable carbon costs | Input | £000s | 0 | 0 | 0 | 0 | 0 | 10.8473 | 10.0486 | 9.5508 | 9.3811 | 8.7418 | 8.2522 | 7.7626 | 7.273 | 6.7834 | 6.2938 | 5.8042 | 5.3146 | 4.825 | 4.3354 | 3.8458 | 3.3562 | 2.8666 | 2.3769 | 1.8873 | 1.3977 | 1.3977 | 1.3977 | 1.3977 | 1.3977 | 1.3977 | 1.3977 | 1.3977 | 1.3977 | 1.3977 | 1.3977 | 1.3977 | 1.3977 | 1.3977 | 1.3977 | 1.3977 | 1.3977 | 1.3977 | 1.3977 | 1.3977 | 1.3977 | 1.3977 | 1.3977 | 1.3977 | 1.3977 | 1.3977 | 1.3977 | 1.3977 | 1.3977 | 1.3977 | 1.3977 | 1.3977 | 1.3977 | 1.3977 | 1.3977 | 1.3977 | 1.3977 | 1.3977 | 1.3977 | 1.3977 | 1.3977 | 1.3977 | 1.3977 | 1.3977 | 1.3977 | 1.3977 | 1.3977 | 1.3977 | 1.3977 | 1.3977 | 1.3977 | 1.3977 | 1.3977 | 1.3977 | 1.3977 | 1.3977 | 0 | 0 | 0 | 0 | 0 | 0 | 0 | 0 | 0 | 0 | 0 | 0 | 0 | 0 | 0 | 0 | 0 | 0 | 0 | 0 | 0 | 0 | 0 | 0
[19 empty] | Customer willingness to pay | Input | £000s | 0 | 0 | 0 | 0 | 0 | 0 | 0 | 0 | 0 | 0 | 0 | 0 | 0 | 0 | 0 | 0 | 0 | 0 | 0 | 0 | 0 | 0 | 0 | 0 | 0 | 0 | 0 | 0 | 0 | 0 | 0 | 0 | 0 | 0 | 0 | 0 | 0 | 0 | 0 | 0 | 0 | 0 | 0 | 0 | 0 | 0 | 0 | 0 | 0 | 0 | 0 | 0 | 0 | 0 | 0 | 0 | 0 | 0 | 0 | 0 | 0 | 0 | 0 | 0 | 0 | 0 | 0 | 0 | 0 | 0 | 0 | 0 | 0 | 0 | 0 | 0 | 0 | 0 | 0 | 0 | 0 | 0 | 0 | 0 | 0 | 0 | 0 | 0 | 0 | 0 | 0 | 0 | 0 | 0 | 0 | 0 | 0 | 0 | 0 | 0 | 0 | 0 | 0 | 0
[19 empty] | Total | Sum of above (excl WAFU) | £000s | 435.0175 | 497.1628 | 621.4535 | 2485.8141 | 2175.0873 | 170.1373 | 169.3386 | 168.8408 | 168.6711 | 168.0318 | 167.5422 | 167.0526 | 166.563 | 166.0734 | 165.5838 | 165.0942 | 164.6046 | 164.115 | 163.6254 | 163.1358 | 334.1488 | 358.1596 | 406.6708 | 1141.1927 | 1018.2011 | 160.6877 | 160.6877 | 160.6877 | 160.6877 | 160.6877 | 160.6877 | 160.6877 | 160.6877 | 160.6877 | 160.6877 | 160.6877 | 160.6877 | 160.6877 | 160.6877 | 160.6877 | 332.1904 | 356.6908 | 405.6916 | 1140.7031 | 1018.2011 | 160.6877 | 160.6877 | 160.6877 | 160.6877 | 160.6877 | 160.6877 | 160.6877 | 160.6877 | 160.6877 | 160.6877 | 160.6877 | 160.6877 | 160.6877 | 160.6877 | 160.6877 | 586.7713 | 647.6404 | 769.3785 | 2595.451 | 2291.1056 | 160.6877 | 160.6877 | 160.6877 | 160.6877 | 160.6877 | 160.6877 | 160.6877 | 160.6877 | 160.6877 | 160.6877 | 160.6877 | 160.6877 | 160.6877 | 160.6877 | 160.6877 | 0 | 0 | 0 | 0 | 0 | 0 | 0 | 0 | 0 | 0 | 0 | 0 | 0 | 0 | 0 | 0 | 0 | 0 | 0 | 0 | 0 | 0 | 0 | 0
58.1x | Site C enhancements | DOR05 | SW enhancement | Y | 2025-26 | Capacity | 8 | 69662.26 | 20927.4458 | 15347.1685 | 0 | 585.5154 | 62.8403 | 36922.9699 | 52.0721 | 53.0028 | 3 | 3 | Gains in WAFU / Savings in demand | Input | Ml/d | 0 | 0 | 0 | 0 | 0 | 8 | 8 | 8 | 8 | 8 | 8 | 8 | 8 | 8 | 8 | 8 | 8 | 8 | 8 | 8 | 8 | 8 | 8 | 8 | 8 | 8 | 8 | 8 | 8 | 8 | 8 | 8 | 8 | 8 | 8 | 8 | 8 | 8 | 8 | 8 | 8 | 8 | 8 | 8 | 8 | 8 | 8 | 8 | 8 | 8 | 8 | 8 | 8 | 8 | 8 | 8 | 8 | 8 | 8 | 8 | 8 | 8 | 8 | 8 | 8 | 8 | 8 | 8 | 8 | 8 | 8 | 8 | 8 | 8 | 8 | 8 | 8 | 8 | 8 | 8 | 0 | 0 | 0 | 0 | 0 | 0 | 0 | 0 | 0 | 0 | 0 | 0 | 0 | 0 | 0 | 0 | 0 | 0 | 0 | 0 | 0 | 0 | 0 | 0
[19 empty] | Fixed capex | Input | £000s | 931.84 | 1064.96 | 1331.2 | 5324.8 | 4659.2 | 0 | 0 | 0 | 0 | 0 | 0 | 0 | 0 | 0 | 0 | 0 | 0 | 0 | 0 | 0 | 707.35 | 808.4 | 1010.5 | 4042 | 3536.75 | 0 | 0 | 0 | 0 | 0 | 0 | 0 | 0 | 0 | 0 | 0 | 0 | 0 | 0 | 0 | 707.35 | 808.4 | 1010.5 | 4042 | 3536.75 | 0 | 0 | 0 | 0 | 0 | 0 | 0 | 0 | 0 | 0 | 0 | 0 | 0 | 0 | 0 | 921.41 | 1053.04 | 1316.3 | 5265.2 | 4607.05 | 0 | 0 | 0 | 0 | 0 | 0 | 0 | 0 | 0 | 0 | 0 | 0 | 0 | 0 | 0 | 0 | 0 | 0 | 0 | 0 | 0 | 0 | 0 | 0 | 0 | 0 | 0 | 0 | 0 | 0 | 0 | 0 | 0 | 0 | 0 | 0 | 0 | 0 | 0
[19 empty] | Variable capex | Input | £000s | 0 | 0 | 0 | 0 | 0 | 0 | 0 | 0 | 0 | 0 | 0 | 0 | 0 | 0 | 0 | 0 | 0 | 0 | 0 | 0 | 0 | 0 | 0 | 0 | 0 | 0 | 0 | 0 | 0 | 0 | 0 | 0 | 0 | 0 | 0 | 0 | 0 | 0 | 0 | 0 | 0 | 0 | 0 | 0 | 0 | 0 | 0 | 0 | 0 | 0 | 0 | 0 | 0 | 0 | 0 | 0 | 0 | 0 | 0 | 0 | 0 | 0 | 0 | 0 | 0 | 0 | 0 | 0 | 0 | 0 | 0 | 0 | 0 | 0 | 0 | 0 | 0 | 0 | 0 | 0 | 0 | 0 | 0 | 0 | 0 | 0 | 0 | 0 | 0 | 0 | 0 | 0 | 0 | 0 | 0 | 0 | 0 | 0 | 0 | 0 | 0 | 0 | 0 | 0
[19 empty] | Financing costs | Input | £000s | 0 | 0 | 0 | 0 | 0 | 0 | 0 | 0 | 0 | 0 | 0 | 0 | 0 | 0 | 0 | 0 | 0 | 0 | 0 | 0 | 0 | 0 | 0 | 0 | 0 | 0 | 0 | 0 | 0 | 0 | 0 | 0 | 0 | 0 | 0 | 0 | 0 | 0 | 0 | 0 | 0 | 0 | 0 | 0 | 0 | 0 | 0 | 0 | 0 | 0 | 0 | 0 | 0 | 0 | 0 | 0 | 0 | 0 | 0 | 0 | 0 | 0 | 0 | 0 | 0 | 0 | 0 | 0 | 0 | 0 | 0 | 0 | 0 | 0 | 0 | 0 | 0 | 0 | 0 | 0 | 0 | 0 | 0 | 0 | 0 | 0 | 0 | 0 | 0 | 0 | 0 | 0 | 0 | 0 | 0 | 0 | 0 | 0 | 0 | 0 | 0 | 0 | 0 | 0
[19 empty] | Fixed opex | Input | £000s | 0 | 0 | 0 | 0 | 0 | 74.5 | 74.5 | 74.5 | 74.5 | 74.5 | 74.5 | 74.5 | 74.5 | 74.5 | 74.5 | 74.5 | 74.5 | 74.5 | 74.5 | 74.5 | 74.5 | 74.5 | 74.5 | 74.5 | 74.5 | 74.5 | 74.5 | 74.5 | 74.5 | 74.5 | 74.5 | 74.5 | 74.5 | 74.5 | 74.5 | 74.5 | 74.5 | 74.5 | 74.5 | 74.5 | 74.5 | 74.5 | 74.5 | 74.5 | 74.5 | 74.5 | 74.5 | 74.5 | 74.5 | 74.5 | 74.5 | 74.5 | 74.5 | 74.5 | 74.5 | 74.5 | 74.5 | 74.5 | 74.5 | 74.5 | 74.5 | 74.5 | 74.5 | 74.5 | 74.5 | 74.5 | 74.5 | 74.5 | 74.5 | 74.5 | 74.5 | 74.5 | 74.5 | 74.5 | 74.5 | 74.5 | 74.5 | 74.5 | 74.5 | 74.5 | 0 | 0 | 0 | 0 | 0 | 0 | 0 | 0 | 0 | 0 | 0 | 0 | 0 | 0 | 0 | 0 | 0 | 0 | 0 | 0 | 0 | 0 | 0 | 0
[19 empty] | Variable opex | Input | £000s | 0 | 0 | 0 | 0 | 0 | 568.8 | 568.8 | 568.8 | 568.8 | 568.8 | 568.8 | 568.8 | 568.8 | 568.8 | 568.8 | 568.8 | 568.8 | 568.8 | 568.8 | 568.8 | 568.8 | 568.8 | 568.8 | 568.8 | 568.8 | 568.8 | 568.8 | 568.8 | 568.8 | 568.8 | 568.8 | 568.8 | 568.8 | 568.8 | 568.8 | 568.8 | 568.8 | 568.8 | 568.8 | 568.8 | 568.8 | 568.8 | 568.8 | 568.8 | 568.8 | 568.8 | 568.8 | 568.8 | 568.8 | 568.8 | 568.8 | 568.8 | 568.8 | 568.8 | 568.8 | 568.8 | 568.8 | 568.8 | 568.8 | 568.8 | 568.8 | 568.8 | 568.8 | 568.8 | 568.8 | 568.8 | 568.8 | 568.8 | 568.8 | 568.8 | 568.8 | 568.8 | 568.8 | 568.8 | 568.8 | 568.8 | 568.8 | 568.8 | 568.8 | 568.8 | 0 | 0 | 0 | 0 | 0 | 0 | 0 | 0 | 0 | 0 | 0 | 0 | 0 | 0 | 0 | 0 | 0 | 0 | 0 | 0 | 0 | 0 | 0 | 0
[19 empty] | Opex savings | Input | £000s | 0 | 0 | 0 | 0 | 0 | 0 | 0 | 0 | 0 | 0 | 0 | 0 | 0 | 0 | 0 | 0 | 0 | 0 | 0 | 0 | 0 | 0 | 0 | 0 | 0 | 0 | 0 | 0 | 0 | 0 | 0 | 0 | 0 | 0 | 0 | 0 | 0 | 0 | 0 | 0 | 0 | 0 | 0 | 0 | 0 | 0 | 0 | 0 | 0 | 0 | 0 | 0 | 0 | 0 | 0 | 0 | 0 | 0 | 0 | 0 | 0 | 0 | 0 | 0 | 0 | 0 | 0 | 0 | 0 | 0 | 0 | 0 | 0 | 0 | 0 | 0 | 0 | 0 | 0 | 0 | 0 | 0 | 0 | 0 | 0 | 0 | 0 | 0 | 0 | 0 | 0 | 0 | 0 | 0 | 0 | 0 | 0 | 0 | 0 | 0 | 0 | 0 | 0 | 0
[19 empty] | Fixed env & social | Input | £000s | 0.238 | 0.272 | 0.34 | 1.36 | 1.19 | 0 | 0 | 0 | 0 | 0 | 0 | 0 | 0 | 0 | 0 | 0 | 0 | 0 | 0 | 0 | 0.18066 | 0.20647 | 0.25809 | 1.0324 | 0.90332 | 0 | 0 | 0 | 0 | 0 | 0 | 0 | 0 | 0 | 0 | 0 | 0 | 0 | 0 | 0 | 0.18066 | 0.20647 | 0.25809 | 1.0324 | 0.90332 | 0 | 0 | 0 | 0 | 0 | 0 | 0 | 0 | 0 | 0 | 0 | 0 | 0 | 0 | 0 | 0.23534 | 0.26896 | 0.33619 | 1.3448 | 1.1767 | 0 | 0 | 0 | 0 | 0 | 0 | 0 | 0 | 0 | 0 | 0 | 0 | 0 | 0 | 0 | 0 | 0 | 0 | 0 | 0 | 0 | 0 | 0 | 0 | 0 | 0 | 0 | 0 | 0 | 0 | 0 | 0 | 0 | 0 | 0 | 0 | 0 | 0 | 0
[19 empty] | Variable env & social | Input | £000s | 0 | 0 | 0 | 0 | 0 | 2.41 | 2.41 | 2.41 | 2.41 | 2.41 | 2.41 | 2.41 | 2.41 | 2.41 | 2.41 | 2.41 | 2.41 | 2.41 | 2.41 | 2.41 | 2.41 | 2.41 | 2.41 | 2.41 | 2.41 | 2.41 | 2.41 | 2.41 | 2.41 | 2.41 | 2.41 | 2.41 | 2.41 | 2.41 | 2.41 | 2.41 | 2.41 | 2.41 | 2.41 | 2.41 | 2.41 | 2.41 | 2.41 | 2.41 | 2.41 | 2.41 | 2.41 | 2.41 | 2.41 | 2.41 | 2.41 | 2.41 | 2.41 | 2.41 | 2.41 | 2.41 | 2.41 | 2.41 | 2.41 | 2.41 | 2.41 | 2.41 | 2.41 | 2.41 | 2.41 | 2.41 | 2.41 | 2.41 | 2.41 | 2.41 | 2.41 | 2.41 | 2.41 | 2.41 | 2.41 | 2.41 | 2.41 | 2.41 | 2.41 | 2.41 | 0 | 0 | 0 | 0 | 0 | 0 | 0 | 0 | 0 | 0 | 0 | 0 | 0 | 0 | 0 | 0 | 0 | 0 | 0 | 0 | 0 | 0 | 0 | 0
[19 empty] | Fixed carbon costs | Input | £000s | 4.403 | 5.032 | 6.29 | 25.1602 | 22.0151 | 0 | 0 | 0 | 0 | 0 | 0 | 0 | 0 | 0 | 0 | 0 | 0 | 0 | 0 | 0 | 3.3423 | 3.8198 | 4.7747 | 19.0988 | 16.7115 | 0 | 0 | 0 | 0 | 0 | 0 | 0 | 0 | 0 | 0 | 0 | 0 | 0 | 0 | 0 | 3.3423 | 3.8198 | 4.7747 | 19.0988 | 16.7115 | 0 | 0 | 0 | 0 | 0 | 0 | 0 | 0 | 0 | 0 | 0 | 0 | 0 | 0 | 0 | 4.3537 | 4.9757 | 6.2196 | 24.8785 | 21.7687 | 0 | 0 | 0 | 0 | 0 | 0 | 0 | 0 | 0 | 0 | 0 | 0 | 0 | 0 | 0 | 0 | 0 | 0 | 0 | 0 | 0 | 0 | 0 | 0 | 0 | 0 | 0 | 0 | 0 | 0 | 0 | 0 | 0 | 0 | 0 | 0 | 0 | 0 | 0
[19 empty] | Variable carbon costs | Input | £000s | 0 | 0 | 0 | 0 | 0 | 53.97 | 49.9961 | 47.5193 | 46.6753 | 43.4945 | 41.0585 | 38.6225 | 36.1864 | 33.7504 | 31.3144 | 28.8784 | 26.4424 | 24.0064 | 21.5704 | 19.1344 | 16.6984 | 14.2624 | 11.8264 | 9.3904 | 6.9544 | 6.9544 | 6.9544 | 6.9544 | 6.9544 | 6.9544 | 6.9544 | 6.9544 | 6.9544 | 6.9544 | 6.9544 | 6.9544 | 6.9544 | 6.9544 | 6.9544 | 6.9544 | 6.9544 | 6.9544 | 6.9544 | 6.9544 | 6.9544 | 6.9544 | 6.9544 | 6.9544 | 6.9544 | 6.9544 | 6.9544 | 6.9544 | 6.9544 | 6.9544 | 6.9544 | 6.9544 | 6.9544 | 6.9544 | 6.9544 | 6.9544 | 6.9544 | 6.9544 | 6.9544 | 6.9544 | 6.9544 | 6.9544 | 6.9544 | 6.9544 | 6.9544 | 6.9544 | 6.9544 | 6.9544 | 6.9544 | 6.9544 | 6.9544 | 6.9544 | 6.9544 | 6.9544 | 6.9544 | 6.9544 | 0 | 0 | 0 | 0 | 0 | 0 | 0 | 0 | 0 | 0 | 0 | 0 | 0 | 0 | 0 | 0 | 0 | 0 | 0 | 0 | 0 | 0 | 0 | 0
[19 empty] | Customer willingness to pay | Input | £000s | 0 | 0 | 0 | 0 | 0 | 0 | 0 | 0 | 0 | 0 | 0 | 0 | 0 | 0 | 0 | 0 | 0 | 0 | 0 | 0 | 0 | 0 | 0 | 0 | 0 | 0 | 0 | 0 | 0 | 0 | 0 | 0 | 0 | 0 | 0 | 0 | 0 | 0 | 0 | 0 | 0 | 0 | 0 | 0 | 0 | 0 | 0 | 0 | 0 | 0 | 0 | 0 | 0 | 0 | 0 | 0 | 0 | 0 | 0 | 0 | 0 | 0 | 0 | 0 | 0 | 0 | 0 | 0 | 0 | 0 | 0 | 0 | 0 | 0 | 0 | 0 | 0 | 0 | 0 | 0 | 0 | 0 | 0 | 0 | 0 | 0 | 0 | 0 | 0 | 0 | 0 | 0 | 0 | 0 | 0 | 0 | 0 | 0 | 0 | 0 | 0 | 0 | 0 | 0
[19 empty] | Total | Sum of above (excl WAFU) | £000s | 936.481 | 1070.264 | 1337.83 | 5351.3202 | 4682.4051 | 699.68 | 695.7061 | 693.2293 | 692.3853 | 689.2045 | 686.7685 | 684.3325 | 681.8964 | 679.4604 | 677.0244 | 674.5884 | 672.1524 | 669.7164 | 667.2804 | 664.8444 | 1373.2813 | 1472.3986 | 1673.0692 | 4717.2315 | 4207.0291 | 652.6644 | 652.6644 | 652.6644 | 652.6644 | 652.6644 | 652.6644 | 652.6644 | 652.6644 | 652.6644 | 652.6644 | 652.6644 | 652.6644 | 652.6644 | 652.6644 | 652.6644 | 1363.5373 | 1465.0906 | 1668.1972 | 4714.7955 | 4207.0291 | 652.6644 | 652.6644 | 652.6644 | 652.6644 | 652.6644 | 652.6644 | 652.6644 | 652.6644 | 652.6644 | 652.6644 | 652.6644 | 652.6644 | 652.6644 | 652.6644 | 652.6644 | 1578.6634 | 1710.949 | 1975.5202 | 5944.0877 | 5282.6598 | 652.6644 | 652.6644 | 652.6644 | 652.6644 | 652.6644 | 652.6644 | 652.6644 | 652.6644 | 652.6644 | 652.6644 | 652.6644 | 652.6644 | 652.6644 | 652.6644 | 652.6644 | 0 | 0 | 0 | 0 | 0 | 0 | 0 | 0 | 0 | 0 | 0 | 0 | 0 | 0 | 0 | 0 | 0 | 0 | 0 | 0 | 0 | 0 | 0 | 0
58.1x | Site Q enhancements | DOR07 | SW enhancement | N | 2025-26 | Capacity | 0 | 0 | 7029.7146 | 2106.5677 | 0 | 142.8023 | 28.7365 | 9307.8211 | #DIV/0! | #DIV/0! | 3 | 3 | Gains in WAFU / Savings in demand | Input | Ml/d | 0 | 0 | 0 | 0 | 0 | 0 | 0 | 0 | 0 | 0 | 0 | 0 | 0 | 0 | 0 | 0 | 0 | 0 | 0 | 0 | 0 | 0 | 0 | 0 | 0 | 0 | 0 | 0 | 0 | 0 | 0 | 0 | 0 | 0 | 0 | 0 | 0 | 0 | 0 | 0 | 0 | 0 | 0 | 0 | 0 | 0 | 0 | 0 | 0 | 0 | 0 | 0 | 0 | 0 | 0 | 0 | 0 | 0 | 0 | 0 | 0 | 0 | 0 | 0 | 0 | 0 | 0 | 0 | 0 | 0 | 0 | 0 | 0 | 0 | 0 | 0 | 0 | 0 | 0 | 0 | 0 | 0 | 0 | 0 | 0 | 0 | 0 | 0 | 0 | 0 | 0 | 0 | 0 | 0 | 0 | 0 | 0 | 0 | 0 | 0 | 0 | 0 | 0 | 0
[19 empty] | Fixed capex | Input | £000s | 412.44 | 471.36 | 589.2 | 2356.8 | 2062.2 | 0 | 0 | 0 | 0 | 0 | 0 | 0 | 0 | 0 | 0 | 0 | 0 | 0 | 0 | 0 | 99.54 | 113.76 | 142.2 | 568.8 | 497.7 | 0 | 0 | 0 | 0 | 0 | 0 | 0 | 0 | 0 | 0 | 0 | 0 | 0 | 0 | 0 | 99.54 | 113.76 | 142.2 | 568.8 | 497.7 | 0 | 0 | 0 | 0 | 0 | 0 | 0 | 0 | 0 | 0 | 0 | 0 | 0 | 0 | 0 | 357.98 | 409.12 | 511.4 | 2045.6 | 1789.9 | 0 | 0 | 0 | 0 | 0 | 0 | 0 | 0 | 0 | 0 | 0 | 0 | 0 | 0 | 0 | 0 | 0 | 0 | 0 | 0 | 0 | 0 | 0 | 0 | 0 | 0 | 0 | 0 | 0 | 0 | 0 | 0 | 0 | 0 | 0 | 0 | 0 | 0 | 0
[19 empty] | Variable capex | Input | £000s | 0 | 0 | 0 | 0 | 0 | 0 | 0 | 0 | 0 | 0 | 0 | 0 | 0 | 0 | 0 | 0 | 0 | 0 | 0 | 0 | 0 | 0 | 0 | 0 | 0 | 0 | 0 | 0 | 0 | 0 | 0 | 0 | 0 | 0 | 0 | 0 | 0 | 0 | 0 | 0 | 0 | 0 | 0 | 0 | 0 | 0 | 0 | 0 | 0 | 0 | 0 | 0 | 0 | 0 | 0 | 0 | 0 | 0 | 0 | 0 | 0 | 0 | 0 | 0 | 0 | 0 | 0 | 0 | 0 | 0 | 0 | 0 | 0 | 0 | 0 | 0 | 0 | 0 | 0 | 0 | 0 | 0 | 0 | 0 | 0 | 0 | 0 | 0 | 0 | 0 | 0 | 0 | 0 | 0 | 0 | 0 | 0 | 0 | 0 | 0 | 0 | 0 | 0 | 0
[19 empty] | Financing costs | Input | £000s | 0 | 0 | 0 | 0 | 0 | 0 | 0 | 0 | 0 | 0 | 0 | 0 | 0 | 0 | 0 | 0 | 0 | 0 | 0 | 0 | 0 | 0 | 0 | 0 | 0 | 0 | 0 | 0 | 0 | 0 | 0 | 0 | 0 | 0 | 0 | 0 | 0 | 0 | 0 | 0 | 0 | 0 | 0 | 0 | 0 | 0 | 0 | 0 | 0 | 0 | 0 | 0 | 0 | 0 | 0 | 0 | 0 | 0 | 0 | 0 | 0 | 0 | 0 | 0 | 0 | 0 | 0 | 0 | 0 | 0 | 0 | 0 | 0 | 0 | 0 | 0 | 0 | 0 | 0 | 0 | 0 | 0 | 0 | 0 | 0 | 0 | 0 | 0 | 0 | 0 | 0 | 0 | 0 | 0 | 0 | 0 | 0 | 0 | 0 | 0 | 0 | 0 | 0 | 0
[19 empty] | Fixed opex | Input | £000s | 0 | 0 | 0 | 0 | 0 | 12.4 | 12.4 | 12.4 | 12.4 | 12.4 | 12.4 | 12.4 | 12.4 | 12.4 | 12.4 | 12.4 | 12.4 | 12.4 | 12.4 | 12.4 | 12.4 | 12.4 | 12.4 | 12.4 | 12.4 | 12.4 | 12.4 | 12.4 | 12.4 | 12.4 | 12.4 | 12.4 | 12.4 | 12.4 | 12.4 | 12.4 | 12.4 | 12.4 | 12.4 | 12.4 | 12.4 | 12.4 | 12.4 | 12.4 | 12.4 | 12.4 | 12.4 | 12.4 | 12.4 | 12.4 | 12.4 | 12.4 | 12.4 | 12.4 | 12.4 | 12.4 | 12.4 | 12.4 | 12.4 | 12.4 | 12.4 | 12.4 | 12.4 | 12.4 | 12.4 | 12.4 | 12.4 | 12.4 | 12.4 | 12.4 | 12.4 | 12.4 | 12.4 | 12.4 | 12.4 | 12.4 | 12.4 | 12.4 | 12.4 | 12.4 | 0 | 0 | 0 | 0 | 0 | 0 | 0 | 0 | 0 | 0 | 0 | 0 | 0 | 0 | 0 | 0 | 0 | 0 | 0 | 0 | 0 | 0 | 0 | 0
[19 empty] | Variable opex | Input | £000s | 0 | 0 | 0 | 0 | 0 | 75.9 | 75.9 | 75.9 | 75.9 | 75.9 | 75.9 | 75.9 | 75.9 | 75.9 | 75.9 | 75.9 | 75.9 | 75.9 | 75.9 | 75.9 | 75.9 | 75.9 | 75.9 | 75.9 | 75.9 | 75.9 | 75.9 | 75.9 | 75.9 | 75.9 | 75.9 | 75.9 | 75.9 | 75.9 | 75.9 | 75.9 | 75.9 | 75.9 | 75.9 | 75.9 | 75.9 | 75.9 | 75.9 | 75.9 | 75.9 | 75.9 | 75.9 | 75.9 | 75.9 | 75.9 | 75.9 | 75.9 | 75.9 | 75.9 | 75.9 | 75.9 | 75.9 | 75.9 | 75.9 | 75.9 | 75.9 | 75.9 | 75.9 | 75.9 | 75.9 | 75.9 | 75.9 | 75.9 | 75.9 | 75.9 | 75.9 | 75.9 | 75.9 | 75.9 | 75.9 | 75.9 | 75.9 | 75.9 | 75.9 | 75.9 | 0 | 0 | 0 | 0 | 0 | 0 | 0 | 0 | 0 | 0 | 0 | 0 | 0 | 0 | 0 | 0 | 0 | 0 | 0 | 0 | 0 | 0 | 0 | 0
[19 empty] | Opex savings | Input | £000s | 0 | 0 | 0 | 0 | 0 | 0 | 0 | 0 | 0 | 0 | 0 | 0 | 0 | 0 | 0 | 0 | 0 | 0 | 0 | 0 | 0 | 0 | 0 | 0 | 0 | 0 | 0 | 0 | 0 | 0 | 0 | 0 | 0 | 0 | 0 | 0 | 0 | 0 | 0 | 0 | 0 | 0 | 0 | 0 | 0 | 0 | 0 | 0 | 0 | 0 | 0 | 0 | 0 | 0 | 0 | 0 | 0 | 0 | 0 | 0 | 0 | 0 | 0 | 0 | 0 | 0 | 0 | 0 | 0 | 0 | 0 | 0 | 0 | 0 | 0 | 0 | 0 | 0 | 0 | 0 | 0 | 0 | 0 | 0 | 0 | 0 | 0 | 0 | 0 | 0 | 0 | 0 | 0 | 0 | 0 | 0 | 0 | 0 | 0 | 0 | 0 | 0 | 0 | 0
[19 empty] | Fixed env & social | Input | £000s | 0.2303 | 0.2632 | 0.329 | 1.316 | 1.1515 | 0 | 0 | 0 | 0 | 0 | 0 | 0 | 0 | 0 | 0 | 0 | 0 | 0 | 0 | 0 | 0.055582 | 0.063522 | 0.079402 | 0.31761 | 0.27791 | 0 | 0 | 0 | 0 | 0 | 0 | 0 | 0 | 0 | 0 | 0 | 0 | 0 | 0 | 0 | 0.055582 | 0.063522 | 0.079402 | 0.31761 | 0.27791 | 0 | 0 | 0 | 0 | 0 | 0 | 0 | 0 | 0 | 0 | 0 | 0 | 0 | 0 | 0 | 0.19989 | 0.22845 | 0.28556 | 1.1422 | 0.99945 | 0 | 0 | 0 | 0 | 0 | 0 | 0 | 0 | 0 | 0 | 0 | 0 | 0 | 0 | 0 | 0 | 0 | 0 | 0 | 0 | 0 | 0 | 0 | 0 | 0 | 0 | 0 | 0 | 0 | 0 | 0 | 0 | 0 | 0 | 0 | 0 | 0 | 0 | 0
[19 empty] | Variable env & social | Input | £000s | 0 | 0 | 0 | 0 | 0 | 1.04 | 1.04 | 1.04 | 1.04 | 1.04 | 1.04 | 1.04 | 1.04 | 1.04 | 1.04 | 1.04 | 1.04 | 1.04 | 1.04 | 1.04 | 1.04 | 1.04 | 1.04 | 1.04 | 1.04 | 1.04 | 1.04 | 1.04 | 1.04 | 1.04 | 1.04 | 1.04 | 1.04 | 1.04 | 1.04 | 1.04 | 1.04 | 1.04 | 1.04 | 1.04 | 1.04 | 1.04 | 1.04 | 1.04 | 1.04 | 1.04 | 1.04 | 1.04 | 1.04 | 1.04 | 1.04 | 1.04 | 1.04 | 1.04 | 1.04 | 1.04 | 1.04 | 1.04 | 1.04 | 1.04 | 1.04 | 1.04 | 1.04 | 1.04 | 1.04 | 1.04 | 1.04 | 1.04 | 1.04 | 1.04 | 1.04 | 1.04 | 1.04 | 1.04 | 1.04 | 1.04 | 1.04 | 1.04 | 1.04 | 1.04 | 0 | 0 | 0 | 0 | 0 | 0 | 0 | 0 | 0 | 0 | 0 | 0 | 0 | 0 | 0 | 0 | 0 | 0 | 0 | 0 | 0 | 0 | 0 | 0
[19 empty] | Fixed carbon costs | Input | £000s | 2.4234 | 2.7696 | 3.462 | 13.8478 | 12.1169 | 0 | 0 | 0 | 0 | 0 | 0 | 0 | 0 | 0 | 0 | 0 | 0 | 0 | 0 | 0 | 0.58487 | 0.66842 | 0.83552 | 3.3421 | 2.9243 | 0 | 0 | 0 | 0 | 0 | 0 | 0 | 0 | 0 | 0 | 0 | 0 | 0 | 0 | 0 | 0.58487 | 0.66842 | 0.83552 | 3.3421 | 2.9243 | 0 | 0 | 0 | 0 | 0 | 0 | 0 | 0 | 0 | 0 | 0 | 0 | 0 | 0 | 0 | 2.1034 | 2.4039 | 3.0048 | 12.0193 | 10.5169 | 0 | 0 | 0 | 0 | 0 | 0 | 0 | 0 | 0 | 0 | 0 | 0 | 0 | 0 | 0 | 0 | 0 | 0 | 0 | 0 | 0 | 0 | 0 | 0 | 0 | 0 | 0 | 0 | 0 | 0 | 0 | 0 | 0 | 0 | 0 | 0 | 0 | 0 | 0
[19 empty] | Variable carbon costs | Input | £000s | 0 | 0 | 0 | 0 | 0 | 11.2567 | 10.4278 | 9.9112 | 9.7352 | 9.0717 | 8.5637 | 8.0556 | 7.5475 | 7.0394 | 6.5313 | 6.0232 | 5.5152 | 5.0071 | 4.499 | 3.9909 | 3.4828 | 2.9747 | 2.4667 | 1.9586 | 1.4505 | 1.4505 | 1.4505 | 1.4505 | 1.4505 | 1.4505 | 1.4505 | 1.4505 | 1.4505 | 1.4505 | 1.4505 | 1.4505 | 1.4505 | 1.4505 | 1.4505 | 1.4505 | 1.4505 | 1.4505 | 1.4505 | 1.4505 | 1.4505 | 1.4505 | 1.4505 | 1.4505 | 1.4505 | 1.4505 | 1.4505 | 1.4505 | 1.4505 | 1.4505 | 1.4505 | 1.4505 | 1.4505 | 1.4505 | 1.4505 | 1.4505 | 1.4505 | 1.4505 | 1.4505 | 1.4505 | 1.4505 | 1.4505 | 1.4505 | 1.4505 | 1.4505 | 1.4505 | 1.4505 | 1.4505 | 1.4505 | 1.4505 | 1.4505 | 1.4505 | 1.4505 | 1.4505 | 1.4505 | 1.4505 | 0 | 0 | 0 | 0 | 0 | 0 | 0 | 0 | 0 | 0 | 0 | 0 | 0 | 0 | 0 | 0 | 0 | 0 | 0 | 0 | 0 | 0 | 0 | 0
[19 empty] | Customer willingness to pay | Input | £000s | 0 | 0 | 0 | 0 | 0 | 0 | 0 | 0 | 0 | 0 | 0 | 0 | 0 | 0 | 0 | 0 | 0 | 0 | 0 | 0 | 0 | 0 | 0 | 0 | 0 | 0 | 0 | 0 | 0 | 0 | 0 | 0 | 0 | 0 | 0 | 0 | 0 | 0 | 0 | 0 | 0 | 0 | 0 | 0 | 0 | 0 | 0 | 0 | 0 | 0 | 0 | 0 | 0 | 0 | 0 | 0 | 0 | 0 | 0 | 0 | 0 | 0 | 0 | 0 | 0 | 0 | 0 | 0 | 0 | 0 | 0 | 0 | 0 | 0 | 0 | 0 | 0 | 0 | 0 | 0 | 0 | 0 | 0 | 0 | 0 | 0 | 0 | 0 | 0 | 0 | 0 | 0 | 0 | 0 | 0 | 0 | 0 | 0 | 0 | 0 | 0 | 0 | 0 | 0
[19 empty] | Total | Sum of above (excl WAFU) | £000s | 415.0937 | 474.3928 | 592.991 | 2371.9638 | 2075.4684 | 100.5967 | 99.7678 | 99.2512 | 99.0752 | 98.4117 | 97.9037 | 97.3956 | 96.8875 | 96.3794 | 95.8713 | 95.3632 | 94.8552 | 94.3471 | 93.839 | 93.3309 | 193.0033 | 206.8067 | 234.9216 | 663.7583 | 591.6927 | 90.7905 | 90.7905 | 90.7905 | 90.7905 | 90.7905 | 90.7905 | 90.7905 | 90.7905 | 90.7905 | 90.7905 | 90.7905 | 90.7905 | 90.7905 | 90.7905 | 90.7905 | 190.9709 | 205.2824 | 233.9054 | 663.2502 | 591.6927 | 90.7905 | 90.7905 | 90.7905 | 90.7905 | 90.7905 | 90.7905 | 90.7905 | 90.7905 | 90.7905 | 90.7905 | 90.7905 | 90.7905 | 90.7905 | 90.7905 | 90.7905 | 451.0738 | 502.5428 | 605.4809 | 2149.552 | 1892.2068 | 90.7905 | 90.7905 | 90.7905 | 90.7905 | 90.7905 | 90.7905 | 90.7905 | 90.7905 | 90.7905 | 90.7905 | 90.7905 | 90.7905 | 90.7905 | 90.7905 | 90.7905 | 0 | 0 | 0 | 0 | 0 | 0 | 0 | 0 | 0 | 0 | 0 | 0 | 0 | 0 | 0 | 0 | 0 | 0 | 0 | 0 | 0 | 0 | 0 | 0
58.1x | Site B enhancements | DOR08 | SW enhancement | Y | 2025-26 | Capacity | 3.6 | 31348.017 | 14397.916 | 6887.4981 | 0 | 349.4378 | 65.7848 | 21700.6367 | 67.9004 | 69.2249 | 3 | 3 | Gains in WAFU / Savings in demand | Input | Ml/d | 0 | 0 | 0 | 0 | 0 | 3.6 | 3.6 | 3.6 | 3.6 | 3.6 | 3.6 | 3.6 | 3.6 | 3.6 | 3.6 | 3.6 | 3.6 | 3.6 | 3.6 | 3.6 | 3.6 | 3.6 | 3.6 | 3.6 | 3.6 | 3.6 | 3.6 | 3.6 | 3.6 | 3.6 | 3.6 | 3.6 | 3.6 | 3.6 | 3.6 | 3.6 | 3.6 | 3.6 | 3.6 | 3.6 | 3.6 | 3.6 | 3.6 | 3.6 | 3.6 | 3.6 | 3.6 | 3.6 | 3.6 | 3.6 | 3.6 | 3.6 | 3.6 | 3.6 | 3.6 | 3.6 | 3.6 | 3.6 | 3.6 | 3.6 | 3.6 | 3.6 | 3.6 | 3.6 | 3.6 | 3.6 | 3.6 | 3.6 | 3.6 | 3.6 | 3.6 | 3.6 | 3.6 | 3.6 | 3.6 | 3.6 | 3.6 | 3.6 | 3.6 | 3.6 | 0 | 0 | 0 | 0 | 0 | 0 | 0 | 0 | 0 | 0 | 0 | 0 | 0 | 0 | 0 | 0 | 0 | 0 | 0 | 0 | 0 | 0 | 0 | 0
[19 empty] | Fixed capex | Input | £000s | 694.05 | 793.2 | 991.5 | 3966 | 3470.25 | 0 | 0 | 0 | 0 | 0 | 0 | 0 | 0 | 0 | 0 | 0 | 0 | 0 | 0 | 0 | 409.15 | 467.6 | 584.5 | 2338 | 2045.75 | 0 | 0 | 0 | 0 | 0 | 0 | 0 | 0 | 0 | 0 | 0 | 0 | 0 | 0 | 0 | 409.15 | 467.6 | 584.5 | 2338 | 2045.75 | 0 | 0 | 0 | 0 | 0 | 0 | 0 | 0 | 0 | 0 | 0 | 0 | 0 | 0 | 0 | 680.26 | 777.44 | 971.8 | 3887.2 | 3401.3 | 0 | 0 | 0 | 0 | 0 | 0 | 0 | 0 | 0 | 0 | 0 | 0 | 0 | 0 | 0 | 0 | 0 | 0 | 0 | 0 | 0 | 0 | 0 | 0 | 0 | 0 | 0 | 0 | 0 | 0 | 0 | 0 | 0 | 0 | 0 | 0 | 0 | 0 | 0
[19 empty] | Variable capex | Input | £000s | 0 | 0 | 0 | 0 | 0 | 0 | 0 | 0 | 0 | 0 | 0 | 0 | 0 | 0 | 0 | 0 | 0 | 0 | 0 | 0 | 0 | 0 | 0 | 0 | 0 | 0 | 0 | 0 | 0 | 0 | 0 | 0 | 0 | 0 | 0 | 0 | 0 | 0 | 0 | 0 | 0 | 0 | 0 | 0 | 0 | 0 | 0 | 0 | 0 | 0 | 0 | 0 | 0 | 0 | 0 | 0 | 0 | 0 | 0 | 0 | 0 | 0 | 0 | 0 | 0 | 0 | 0 | 0 | 0 | 0 | 0 | 0 | 0 | 0 | 0 | 0 | 0 | 0 | 0 | 0 | 0 | 0 | 0 | 0 | 0 | 0 | 0 | 0 | 0 | 0 | 0 | 0 | 0 | 0 | 0 | 0 | 0 | 0 | 0 | 0 | 0 | 0 | 0 | 0
[19 empty] | Financing costs | Input | £000s | 0 | 0 | 0 | 0 | 0 | 0 | 0 | 0 | 0 | 0 | 0 | 0 | 0 | 0 | 0 | 0 | 0 | 0 | 0 | 0 | 0 | 0 | 0 | 0 | 0 | 0 | 0 | 0 | 0 | 0 | 0 | 0 | 0 | 0 | 0 | 0 | 0 | 0 | 0 | 0 | 0 | 0 | 0 | 0 | 0 | 0 | 0 | 0 | 0 | 0 | 0 | 0 | 0 | 0 | 0 | 0 | 0 | 0 | 0 | 0 | 0 | 0 | 0 | 0 | 0 | 0 | 0 | 0 | 0 | 0 | 0 | 0 | 0 | 0 | 0 | 0 | 0 | 0 | 0 | 0 | 0 | 0 | 0 | 0 | 0 | 0 | 0 | 0 | 0 | 0 | 0 | 0 | 0 | 0 | 0 | 0 | 0 | 0 | 0 | 0 | 0 | 0 | 0 | 0
[19 empty] | Fixed opex | Input | £000s | 0 | 0 | 0 | 0 | 0 | 33 | 33 | 33 | 33 | 33 | 33 | 33 | 33 | 33 | 33 | 33 | 33 | 33 | 33 | 33 | 33 | 33 | 33 | 33 | 33 | 33 | 33 | 33 | 33 | 33 | 33 | 33 | 33 | 33 | 33 | 33 | 33 | 33 | 33 | 33 | 33 | 33 | 33 | 33 | 33 | 33 | 33 | 33 | 33 | 33 | 33 | 33 | 33 | 33 | 33 | 33 | 33 | 33 | 33 | 33 | 33 | 33 | 33 | 33 | 33 | 33 | 33 | 33 | 33 | 33 | 33 | 33 | 33 | 33 | 33 | 33 | 33 | 33 | 33 | 33 | 0 | 0 | 0 | 0 | 0 | 0 | 0 | 0 | 0 | 0 | 0 | 0 | 0 | 0 | 0 | 0 | 0 | 0 | 0 | 0 | 0 | 0 | 0 | 0
[19 empty] | Variable opex | Input | £000s | 0 | 0 | 0 | 0 | 0 | 255.7 | 255.7 | 255.7 | 255.7 | 255.7 | 255.7 | 255.7 | 255.7 | 255.7 | 255.7 | 255.7 | 255.7 | 255.7 | 255.7 | 255.7 | 255.7 | 255.7 | 255.7 | 255.7 | 255.7 | 255.7 | 255.7 | 255.7 | 255.7 | 255.7 | 255.7 | 255.7 | 255.7 | 255.7 | 255.7 | 255.7 | 255.7 | 255.7 | 255.7 | 255.7 | 255.7 | 255.7 | 255.7 | 255.7 | 255.7 | 255.7 | 255.7 | 255.7 | 255.7 | 255.7 | 255.7 | 255.7 | 255.7 | 255.7 | 255.7 | 255.7 | 255.7 | 255.7 | 255.7 | 255.7 | 255.7 | 255.7 | 255.7 | 255.7 | 255.7 | 255.7 | 255.7 | 255.7 | 255.7 | 255.7 | 255.7 | 255.7 | 255.7 | 255.7 | 255.7 | 255.7 | 255.7 | 255.7 | 255.7 | 255.7 | 0 | 0 | 0 | 0 | 0 | 0 | 0 | 0 | 0 | 0 | 0 | 0 | 0 | 0 | 0 | 0 | 0 | 0 | 0 | 0 | 0 | 0 | 0 | 0
[19 empty] | Opex savings | Input | £000s | 0 | 0 | 0 | 0 | 0 | 0 | 0 | 0 | 0 | 0 | 0 | 0 | 0 | 0 | 0 | 0 | 0 | 0 | 0 | 0 | 0 | 0 | 0 | 0 | 0 | 0 | 0 | 0 | 0 | 0 | 0 | 0 | 0 | 0 | 0 | 0 | 0 | 0 | 0 | 0 | 0 | 0 | 0 | 0 | 0 | 0 | 0 | 0 | 0 | 0 | 0 | 0 | 0 | 0 | 0 | 0 | 0 | 0 | 0 | 0 | 0 | 0 | 0 | 0 | 0 | 0 | 0 | 0 | 0 | 0 | 0 | 0 | 0 | 0 | 0 | 0 | 0 | 0 | 0 | 0 | 0 | 0 | 0 | 0 | 0 | 0 | 0 | 0 | 0 | 0 | 0 | 0 | 0 | 0 | 0 | 0 | 0 | 0 | 0 | 0 | 0 | 0 | 0 | 0
[19 empty] | Fixed env & social | Input | £000s | 0.4571 | 0.5224 | 0.653 | 2.612 | 2.2855 | 0 | 0 | 0 | 0 | 0 | 0 | 0 | 0 | 0 | 0 | 0 | 0 | 0 | 0 | 0 | 0.26947 | 0.30796 | 0.38495 | 1.5398 | 1.3473 | 0 | 0 | 0 | 0 | 0 | 0 | 0 | 0 | 0 | 0 | 0 | 0 | 0 | 0 | 0 | 0.26947 | 0.30796 | 0.38495 | 1.5398 | 1.3473 | 0 | 0 | 0 | 0 | 0 | 0 | 0 | 0 | 0 | 0 | 0 | 0 | 0 | 0 | 0 | 0.44802 | 0.51202 | 0.64003 | 2.5601 | 2.2401 | 0 | 0 | 0 | 0 | 0 | 0 | 0 | 0 | 0 | 0 | 0 | 0 | 0 | 0 | 0 | 0 | 0 | 0 | 0 | 0 | 0 | 0 | 0 | 0 | 0 | 0 | 0 | 0 | 0 | 0 | 0 | 0 | 0 | 0 | 0 | 0 | 0 | 0 | 0
[19 empty] | Variable env & social | Input | £000s | 0 | 0 | 0 | 0 | 0 | 2.36 | 2.36 | 2.36 | 2.36 | 2.36 | 2.36 | 2.36 | 2.36 | 2.36 | 2.36 | 2.36 | 2.36 | 2.36 | 2.36 | 2.36 | 2.36 | 2.36 | 2.36 | 2.36 | 2.36 | 2.36 | 2.36 | 2.36 | 2.36 | 2.36 | 2.36 | 2.36 | 2.36 | 2.36 | 2.36 | 2.36 | 2.36 | 2.36 | 2.36 | 2.36 | 2.36 | 2.36 | 2.36 | 2.36 | 2.36 | 2.36 | 2.36 | 2.36 | 2.36 | 2.36 | 2.36 | 2.36 | 2.36 | 2.36 | 2.36 | 2.36 | 2.36 | 2.36 | 2.36 | 2.36 | 2.36 | 2.36 | 2.36 | 2.36 | 2.36 | 2.36 | 2.36 | 2.36 | 2.36 | 2.36 | 2.36 | 2.36 | 2.36 | 2.36 | 2.36 | 2.36 | 2.36 | 2.36 | 2.36 | 2.36 | 0 | 0 | 0 | 0 | 0 | 0 | 0 | 0 | 0 | 0 | 0 | 0 | 0 | 0 | 0 | 0 | 0 | 0 | 0 | 0 | 0 | 0 | 0 | 0
[19 empty] | Fixed carbon costs | Input | £000s | 8.1234 | 9.2839 | 11.6049 | 46.4195 | 40.6171 | 0 | 0 | 0 | 0 | 0 | 0 | 0 | 0 | 0 | 0 | 0 | 0 | 0 | 0 | 0 | 4.7888 | 5.473 | 6.8412 | 27.3648 | 23.9442 | 0 | 0 | 0 | 0 | 0 | 0 | 0 | 0 | 0 | 0 | 0 | 0 | 0 | 0 | 0 | 4.7888 | 5.473 | 6.8412 | 27.3648 | 23.9442 | 0 | 0 | 0 | 0 | 0 | 0 | 0 | 0 | 0 | 0 | 0 | 0 | 0 | 0 | 0 | 7.962 | 9.0994 | 11.3743 | 45.4972 | 39.8101 | 0 | 0 | 0 | 0 | 0 | 0 | 0 | 0 | 0 | 0 | 0 | 0 | 0 | 0 | 0 | 0 | 0 | 0 | 0 | 0 | 0 | 0 | 0 | 0 | 0 | 0 | 0 | 0 | 0 | 0 | 0 | 0 | 0 | 0 | 0 | 0 | 0 | 0 | 0
[19 empty] | Variable carbon costs | Input | £000s | 0 | 0 | 0 | 0 | 0 | 20.0649 | 18.5875 | 17.6667 | 17.3529 | 16.1703 | 15.2647 | 14.359 | 13.4534 | 12.5477 | 11.6421 | 10.7364 | 9.8307 | 8.9251 | 8.0194 | 7.1138 | 6.2081 | 5.3025 | 4.3968 | 3.4911 | 2.5855 | 2.5855 | 2.5855 | 2.5855 | 2.5855 | 2.5855 | 2.5855 | 2.5855 | 2.5855 | 2.5855 | 2.5855 | 2.5855 | 2.5855 | 2.5855 | 2.5855 | 2.5855 | 2.5855 | 2.5855 | 2.5855 | 2.5855 | 2.5855 | 2.5855 | 2.5855 | 2.5855 | 2.5855 | 2.5855 | 2.5855 | 2.5855 | 2.5855 | 2.5855 | 2.5855 | 2.5855 | 2.5855 | 2.5855 | 2.5855 | 2.5855 | 2.5855 | 2.5855 | 2.5855 | 2.5855 | 2.5855 | 2.5855 | 2.5855 | 2.5855 | 2.5855 | 2.5855 | 2.5855 | 2.5855 | 2.5855 | 2.5855 | 2.5855 | 2.5855 | 2.5855 | 2.5855 | 2.5855 | 2.5855 | 0 | 0 | 0 | 0 | 0 | 0 | 0 | 0 | 0 | 0 | 0 | 0 | 0 | 0 | 0 | 0 | 0 | 0 | 0 | 0 | 0 | 0 | 0 | 0
[19 empty] | Customer willingness to pay | Input | £000s | 0 | 0 | 0 | 0 | 0 | 0 | 0 | 0 | 0 | 0 | 0 | 0 | 0 | 0 | 0 | 0 | 0 | 0 | 0 | 0 | 0 | 0 | 0 | 0 | 0 | 0 | 0 | 0 | 0 | 0 | 0 | 0 | 0 | 0 | 0 | 0 | 0 | 0 | 0 | 0 | 0 | 0 | 0 | 0 | 0 | 0 | 0 | 0 | 0 | 0 | 0 | 0 | 0 | 0 | 0 | 0 | 0 | 0 | 0 | 0 | 0 | 0 | 0 | 0 | 0 | 0 | 0 | 0 | 0 | 0 | 0 | 0 | 0 | 0 | 0 | 0 | 0 | 0 | 0 | 0 | 0 | 0 | 0 | 0 | 0 | 0 | 0 | 0 | 0 | 0 | 0 | 0 | 0 | 0 | 0 | 0 | 0 | 0 | 0 | 0 | 0 | 0 | 0 | 0
[19 empty] | Total | Sum of above (excl WAFU) | £000s | 702.6305 | 803.0063 | 1003.7579 | 4015.0315 | 3513.1526 | 311.1249 | 309.6475 | 308.7267 | 308.4129 | 307.2303 | 306.3247 | 305.419 | 304.5134 | 303.6077 | 302.7021 | 301.7964 | 300.8907 | 299.9851 | 299.0794 | 298.1738 | 711.4764 | 769.7434 | 887.183 | 2661.4558 | 2364.687 | 293.6455 | 293.6455 | 293.6455 | 293.6455 | 293.6455 | 293.6455 | 293.6455 | 293.6455 | 293.6455 | 293.6455 | 293.6455 | 293.6455 | 293.6455 | 293.6455 | 293.6455 | 707.8538 | 767.0264 | 885.3716 | 2660.5501 | 2364.687 | 293.6455 | 293.6455 | 293.6455 | 293.6455 | 293.6455 | 293.6455 | 293.6455 | 293.6455 | 293.6455 | 293.6455 | 293.6455 | 293.6455 | 293.6455 | 293.6455 | 293.6455 | 982.3155 | 1080.6969 | 1277.4598 | 4228.9028 | 3736.9956 | 293.6455 | 293.6455 | 293.6455 | 293.6455 | 293.6455 | 293.6455 | 293.6455 | 293.6455 | 293.6455 | 293.6455 | 293.6455 | 293.6455 | 293.6455 | 293.6455 | 293.6455 | 0 | 0 | 0 | 0 | 0 | 0 | 0 | 0 | 0 | 0 | 0 | 0 | 0 | 0 | 0 | 0 | 0 | 0 | 0 | 0 | 0 | 0 | 0 | 0
59a | DISTRIBUTION SIDE | bar: 1 Year 1 to 80 Year 80
59.1a | Options to reduce Distribution Losses | [20 empty] | 0 | 0 | 0 | 0 | 0 | 0 | 0 | 0 | 0 | 0 | 0 | 0 | 0 | 0 | 0 | 0 | 0 | 0 | 0 | 0 | 0 | 0 | 0 | 0 | 0 | 0 | 0 | 0 | 0 | 0 | 0 | 0 | 0 | 0 | 0 | 0 | 0 | 0 | 0 | 0 | 0 | 0 | 0 | 0 | 0 | 0 | 0 | 0 | 0 | 0 | 0 | 0 | 0 | 0 | 0 | 0 | 0 | 0 | 0 | 0 | 0 | 0 | 0 | 0 | 0 | 0 | 0 | 0 | 0 | 0 | 0 | 0 | 0 | 0 | 0 | 0 | 0 | 0 | 0 | 0 | 0 | 0 | 0 | 0 | 0 | 0 | 0 | 0 | 0 | 0 | 0 | 0 | 0 | 0 | 0 | 0 | 0 | 0 | 0 | 0 | 0 | 0 | 0 | 0
58.1x | Active Leakage Control - Supply demand balance scenario | ALC1 | Active leakage management | N | 2020/21 | Capacity | 130.35 | 1008224.0077 | 848066.8059 | 30789.804 | -106578.9727 | 115.9505 | 293559.4849 | 1065953.0726 | 76.5978 | 105.7258 | 3 | 3 | Gains in WAFU / Savings in demand | Input | Ml/d | 0 | 0.06 | 15.27 | 36.32 | 59.05 | 59.59 | 60.23 | 60.96 | 61.79 | 62.7 | 63.7 | 87.01 | 88.26 | 92.72 | 99.52 | 110.96 | 112.71 | 114.57 | 116.51 | 118.56 | 120.69 | 122.94 | 125.29 | 127.76 | 130.35 | 133.04 | 133.04 | 133.04 | 133.04 | 133.04 | 133.04 | 133.04 | 133.04 | 133.04 | 133.04 | 133.04 | 133.04 | 133.04 | 133.04 | 133.04 | 133.04 | 133.04 | 133.04 | 133.04 | 133.04 | 133.04 | 133.04 | 133.04 | 133.04 | 133.04 | 133.04 | 133.04 | 133.04 | 133.04 | 133.04 | 133.04 | 133.04 | 133.04 | 133.04 | 133.04 | 133.04 | 133.04 | 133.04 | 133.04 | 133.04 | 133.04 | 133.04 | 133.04 | 133.04 | 133.04 | 133.04 | 133.04 | 133.04 | 133.04 | 133.04 | 133.04 | 133.04 | 133.04 | 133.04 | 133.04 | 0 | 0 | 0 | 0 | 0 | 0 | 0 | 0 | 0 | 0 | 0 | 0 | 0 | 0 | 0 | 0 | 0 | 0 | 0 | 0 | 0 | 0 | 0 | 0
[19 empty] | Fixed capex | Input | £000s | 280.4884 | 368.4845 | 415.9388 | 448.7558 | 323.4506 | 324.6826 | 325.9486 | 327.2993 | 328.736 | 330.2601 | 494.9656 | 363.9099 | 392.0723 | 421.6484 | 486.9201 | 430.0626 | 439.1059 | 450.0063 | 463.818 | 483.5999 | 510.8707 | 515.4288 | 520.3 | 525.5154 | 531.1117 | 531.1117 | 531.1117 | 531.1117 | 531.1117 | 531.1117 | 531.1117 | 531.1117 | 531.1117 | 531.1117 | 531.1117 | 531.1117 | 531.1117 | 531.1117 | 531.1117 | 531.1117 | 531.1117 | 531.1117 | 531.1117 | 531.1117 | 531.1117 | 531.1117 | 531.1117 | 531.1117 | 531.1117 | 531.1117 | 531.1117 | 531.1117 | 531.1117 | 531.1117 | 531.1117 | 531.1117 | 531.1117 | 531.1117 | 531.1117 | 531.1117 | 531.1117 | 531.1117 | 531.1117 | 531.1117 | 531.1117 | 531.1117 | 531.1117 | 531.1117 | 531.1117 | 531.1117 | 531.1117 | 531.1117 | 531.1117 | 531.1117 | 531.1117 | 531.1117 | 531.1117 | 531.1117 | 531.1117 | 531.1117 | 0 | 0 | 0 | 0 | 0 | 0 | 0 | 0 | 0 | 0 | 0 | 0 | 0 | 0 | 0 | 0 | 0 | 0 | 0 | 0 | 0 | 0 | 0 | 0
[19 empty] | Variable capex | Input | £000s | 5982.9727 | 9498.1412 | 13018.2509 | 16861.4282 | 14273.0577 | 14397.2126 | 14537.0925 | 14693.6563 | 14866.8416 | 15056.6286 | 22783.4213 | 20255.5314 | 21848.3163 | 24162.3983 | 29124.3021 | 28599.3621 | 29583.1219 | 30746.007 | 32178.8918 | 34140.447 | 36580.7305 | 37507.2253 | 38507.621 | 39588.1318 | 40756.0451 | 40756.0451 | 40756.0451 | 40756.0451 | 40756.0451 | 40756.0451 | 40756.0451 | 40756.0451 | 40756.0451 | 40756.0451 | 40756.0451 | 40756.0451 | 40756.0451 | 40756.0451 | 40756.0451 | 40756.0451 | 40756.0451 | 40756.0451 | 40756.0451 | 40756.0451 | 40756.0451 | 40756.0451 | 40756.0451 | 40756.0451 | 40756.0451 | 40756.0451 | 40756.0451 | 40756.0451 | 40756.0451 | 40756.0451 | 40756.0451 | 40756.0451 | 40756.0451 | 40756.0451 | 40756.0451 | 40756.0451 | 40756.0451 | 40756.0451 | 40756.0451 | 40756.0451 | 40756.0451 | 40756.0451 | 40756.0451 | 40756.0451 | 40756.0451 | 40756.0451 | 40756.0451 | 40756.0451 | 40756.0451 | 40756.0451 | 40756.0451 | 40756.0451 | 40756.0451 | 40756.0451 | 40756.0451 | 40756.0451 | 0 | 0 | 0 | 0 | 0 | 0 | 0 | 0 | 0 | 0 | 0 | 0 | 0 | 0 | 0 | 0 | 0 | 0 | 0 | 0 | 0 | 0 | 0 | 0
[19 empty] | Financing costs | Input | £000s | 81 Year 81: 0; 82 Year 82: 0; 83 Year 83: 0; 84 Year 84: 0; 85 Year 85: 0; 86 Year 86: 0; 87 Year 87: 0; 88 Year 88: 0; 89 Year 89: 0; 90 Year 90: 0; 91 Year 91: 0; 92 Year 92: 0; 93 Year 93: 0; 94 Year 94: 0; 95 Year 95: 0; 96 Year 96: 0; 97 Year 97: 0; 98 Year 98: 0; 99 Year 99: 0; 100 Year 100: 0; 101 Year 101: 0; 102 Year 102: 0; 103 Year 103: 0; 104 Year 104: 0
[19 empty] | Fixed opex | Input | £000s | 81 Year 81: 0; 82 Year 82: 0; 83 Year 83: 0; 84 Year 84: 0; 85 Year 85: 0; 86 Year 86: 0; 87 Year 87: 0; 88 Year 88: 0; 89 Year 89: 0; 90 Year 90: 0; 91 Year 91: 0; 92 Year 92: 0; 93 Year 93: 0; 94 Year 94: 0; 95 Year 95: 0; 96 Year 96: 0; 97 Year 97: 0; 98 Year 98: 0; 99 Year 99: 0; 100 Year 100: 0; 101 Year 101: 0; 102 Year 102: 0; 103 Year 103: 0; 104 Year 104: 0
[19 empty] | Variable opex | Input | £000s | 664.0259 | 872.347 | 984.6899 | 1062.3807 | 765.7342 | 768.6507 | 771.6478 | 774.8455 | 778.2467 | 781.8549 | 1171.7774 | 861.5172 | 928.1885 | 998.2069 | 1152.7304 | 1018.1265 | 1039.5354 | 1065.341 | 1098.0387 | 1144.8701 | 1209.4309 | 1220.2216 | 1231.7536 | 1244.1006 | 1257.3493 | 1257.3493 | 1257.3493 | 1257.3493 | 1257.3493 | 1257.3493 | 1257.3493 | 1257.3493 | 1257.3493 | 1257.3493 | 1257.3493 | 1257.3493 | 1257.3493 | 1257.3493 | 1257.3493 | 1257.3493 | 1257.3493 | 1257.3493 | 1257.3493 | 1257.3493 | 1257.3493 | 1257.3493 | 1257.3493 | 1257.3493 | 1257.3493 | 1257.3493 | 1257.3493 | 1257.3493 | 1257.3493 | 1257.3493 | 1257.3493 | 1257.3493 | 1257.3493 | 1257.3493 | 1257.3493 | 1257.3493 | 1257.3493 | 1257.3493 | 1257.3493 | 1257.3493 | 1257.3493 | 1257.3493 | 1257.3493 | 1257.3493 | 1257.3493 | 1257.3493 | 1257.3493 | 1257.3493 | 1257.3493 | 1257.3493 | 1257.3493 | 1257.3493 | 1257.3493 | 1257.3493 | 1257.3493 | 1257.3493 | 0 | 0 | 0 | 0 | 0 | 0 | 0 | 0 | 0 | 0 | 0 | 0 | 0 | 0 | 0 | 0 | 0 | 0 | 0 | 0 | 0 | 0 | 0 | 0
[19 empty] | Opex savings | Input | £000s | 0 | 2.315 | 589.1778 | 1401.3712 | 2278.3858 | 2299.2211 | 2323.9149 | 2352.0812 | 2384.106 | 2419.2174 | 2457.8014 | 3357.1947 | 3405.4247 | 3577.5094 | 3839.8807 | 4281.2817 | 4348.8037 | 4420.57 | 4495.423 | 4574.5202 | 4656.7041 | 4743.5182 | 4834.1906 | 4929.4931 | 5029.4257 | 5133.2167 | 5133.2167 | 5133.2167 | 5133.2167 | 5133.2167 | 5133.2167 | 5133.2167 | 5133.2167 | 5133.2167 | 5133.2167 | 5133.2167 | 5133.2167 | 5133.2167 | 5133.2167 | 5133.2167 | 5133.2167 | 5133.2167 | 5133.2167 | 5133.2167 | 5133.2167 | 5133.2167 | 5133.2167 | 5133.2167 | 5133.2167 | 5133.2167 | 5133.2167 | 5133.2167 | 5133.2167 | 5133.2167 | 5133.2167 | 5133.2167 | 5133.2167 | 5133.2167 | 5133.2167 | 5133.2167 | 5133.2167 | 5133.2167 | 5133.2167 | 5133.2167 | 5133.2167 | 5133.2167 | 5133.2167 | 5133.2167 | 5133.2167 | 5133.2167 | 5133.2167 | 5133.2167 | 5133.2167 | 5133.2167 | 5133.2167 | 5133.2167 | 5133.2167 | 5133.2167 | 5133.2167 | 5133.2167 | 0 | 0 | 0 | 0 | 0 | 0 | 0 | 0 | 0 | 0 | 0 | 0 | 0 | 0 | 0 | 0 | 0 | 0 | 0 | 0 | 0 | 0 | 0 | 0
[19 empty] | Fixed env & social | Input | £000s | 81 Year 81: 0; 82 Year 82: 0; 83 Year 83: 0; 84 Year 84: 0; 85 Year 85: 0; 86 Year 86: 0; 87 Year 87: 0; 88 Year 88: 0; 89 Year 89: 0; 90 Year 90: 0; 91 Year 91: 0; 92 Year 92: 0; 93 Year 93: 0; 94 Year 94: 0; 95 Year 95: 0; 96 Year 96: 0; 97 Year 97: 0; 98 Year 98: 0; 99 Year 99: 0; 100 Year 100: 0; 101 Year 101: 0; 102 Year 102: 0; 103 Year 103: 0; 104 Year 104: 0
[19 empty] | Variable env & social | Input | £000s | 3.5461 | 866.5569 | 2186.6467 | 3840.7996 | 3883.6524 | 3935.1647 | 3994.5687 | 4061.8006 | 4136.8144 | 4219.5825 | 6438.5596 | 6577.6973 | 7100.0162 | 7985.9866 | 9864.9218 | 10226.1121 | 10642.3284 | 11131.9699 | 11731.0319 | 12541.3207 | 13519.5336 | 13955.8999 | 14427.6381 | 14937.6686 | 15489.4153 | 15489.4153 | 15489.4153 | 15489.4153 | 15489.4153 | 15489.4153 | 15489.4153 | 15489.4153 | 15489.4153 | 15489.4153 | 15489.4153 | 15489.4153 | 15489.4153 | 15489.4153 | 15489.4153 | 15489.4153 | 15489.4153 | 15489.4153 | 15489.4153 | 15489.4153 | 15489.4153 | 15489.4153 | 15489.4153 | 15489.4153 | 15489.4153 | 15489.4153 | 15489.4153 | 15489.4153 | 15489.4153 | 15489.4153 | 15489.4153 | 15489.4153 | 15489.4153 | 15489.4153 | 15489.4153 | 15489.4153 | 15489.4153 | 15489.4153 | 15489.4153 | 15489.4153 | 15489.4153 | 15489.4153 | 15489.4153 | 15489.4153 | 15489.4153 | 15489.4153 | 15489.4153 | 15489.4153 | 15489.4153 | 15489.4153 | 15489.4153 | 15489.4153 | 15489.4153 | 15489.4153 | 15489.4153 | 15489.4153 | 0 | 0 | 0 | 0 | 0 | 0 | 0 | 0 | 0 | 0 | 0 | 0 | 0 | 0 | 0 | 0 | 0 | 0 | 0 | 0 | 0 | 0 | 0 | 0
[19 empty] | Fixed carbon costs | Input | £000s | 81 Year 81: 0; 82 Year 82: 0; 83 Year 83: 0; 84 Year 84: 0; 85 Year 85: 0; 86 Year 86: 0; 87 Year 87: 0; 88 Year 88: 0; 89 Year 89: 0; 90 Year 90: 0; 91 Year 91: 0; 92 Year 92: 0; 93 Year 93: 0; 94 Year 94: 0; 95 Year 95: 0; 96 Year 96: 0; 97 Year 97: 0; 98 Year 98: 0; 99 Year 99: 0; 100 Year 100: 0; 101 Year 101: 0; 102 Year 102: 0; 103 Year 103: 0; 104 Year 104: 0
[19 empty] | Variable carbon costs | Input | £000s | 4.9553 | 6.2897 | 6.8597 | 7.1506 | 4.9797 | 4.8296 | 4.6845 | 4.5448 | 4.4104 | 4.281 | 6.1991 | 4.4036 | 4.5839 | 4.763 | 5.3143 | 4.535 | 4.4738 | 4.4298 | 4.4114 | 4.444 | 4.5358 | 4.4216 | 4.3124 | 4.2084 | 4.1093 | 3.9704 | 3.8361 | 3.7064 | 3.5811 | 3.46 | 3.8657 | 3.7531 | 3.6438 | 3.5376 | 3.4346 | 3.3346 | 3.2374 | 3.1431 | 3.0516 | 2.9627 | 2.8764 | 2.7926 | 2.7113 | 2.6323 | 2.5557 | 2.4812 | 2.409 | 2.3388 | 2.2707 | 2.2045 | 2.1403 | 2.078 | 2.0175 | 1.9587 | 1.9016 | 1.8463 | 1.7925 | 1.7403 | 1.6896 | 1.6404 | 1.5926 | 1.5462 | 1.5012 | 1.4575 | 1.415 | 1.3738 | 1.3338 | 1.2949 | 1.2572 | 1.2206 | 1.185 | 1.1505 | 1.117 | 1.0845 | 1.0529 | 1.4725 | 1.4366 | 1.4015 | 1.3673 | 1.334 | 0 | 0 | 0 | 0 | 0 | 0 | 0 | 0 | 0 | 0 | 0 | 0 | 0 | 0 | 0 | 0 | 0 | 0 | 0 | 0 | 0 | 0 | 0 | 0
[19 empty] | Customer willingness to pay | Input | £000s | 81 Year 81: 0; 82 Year 82: 0; 83 Year 83: 0; 84 Year 84: 0; 85 Year 85: 0; 86 Year 86: 0; 87 Year 87: 0; 88 Year 88: 0; 89 Year 89: 0; 90 Year 90: 0; 91 Year 91: 0; 92 Year 92: 0; 93 Year 93: 0; 94 Year 94: 0; 95 Year 95: 0; 96 Year 96: 0; 97 Year 97: 0; 98 Year 98: 0; 99 Year 99: 0; 100 Year 100: 0; 101 Year 101: 0; 102 Year 102: 0; 103 Year 103: 0; 104 Year 104: 0
[19 empty] | Total | Sum of above (excl WAFU) | £000s | 6935.9884 | 11614.1344 | 17201.5638 | 23621.8863 | 21529.2604 | 21729.7613 | 21957.857 | 22214.2277 | 22499.155 | 22811.8245 | 33352.7244 | 31420.2541 | 33678.6018 | 37150.5126 | 44474.0694 | 44559.4802 | 46057.3692 | 47818.324 | 49971.6148 | 52889.202 | 56481.8056 | 57946.7153 | 59525.8157 | 61229.1179 | 63067.4565 | 63171.1086 | 63170.9743 | 63170.8446 | 63170.7192 | 63170.5981 | 63171.0038 | 63170.8912 | 63170.7819 | 63170.6758 | 63170.5728 | 63170.4727 | 63170.3756 | 63170.2813 | 63170.1898 | 63170.1009 | 63170.0146 | 63169.9308 | 63169.8495 | 63169.7705 | 63169.6938 | 63169.6194 | 63169.5471 | 63169.477 | 63169.4088 | 63169.3427 | 63169.2785 | 63169.2162 | 63169.1556 | 63169.0969 | 63169.0398 | 63168.9844 | 63168.9307 | 63168.8785 | 63168.8278 | 63168.7786 | 63168.7308 | 63168.6844 | 63168.6394 | 63168.5956 | 63168.5532 | 63168.512 | 63168.472 | 63168.4331 | 63168.3954 | 63168.3588 | 63168.3232 | 63168.2887 | 63168.2552 | 63168.2227 | 63168.1911 | 63168.6107 | 63168.5747 | 63168.5397 | 63168.5055 | 63168.4722 | 0 | 0 | 0 | 0 | 0 | 0 | 0 | 0 | 0 | 0 | 0 | 0 | 0 | 0 | 0 | 0 | 0 | 0 | 0 | 0 | 0 | 0 | 0 | 0
58.1x | Active Leakage Control - National Infrustructure commision scenario | ALC2 | Active leakage management | Y | 2020/21 | Capacity | 175.99 | 1316331.7191 | 1441847.1928 | 38767.6763 | -139148.9205 | 138.979 | 566419.0963 | 1908024.0238 | 101.9094 | 144.9501 | 3 | 3 | Gains in WAFU / Savings in demand | Input | Ml/d | 0 | 0.06 | 15.27 | 36.32 | 59.05 | 59.59 | 66.65 | 73.81 | 81.05 | 88.39 | 95.81 | 102.38 | 109.08 | 115.92 | 122.89 | 129.99 | 134.84 | 139.79 | 144.83 | 149.97 | 155.2 | 160.22 | 165.36 | 170.62 | 175.99 | 181.47 | 181.47 | 181.47 | 181.47 | 181.47 | 181.47 | 181.47 | 181.47 | 181.47 | 181.47 | 181.47 | 181.47 | 181.47 | 181.47 | 181.47 | 181.47 | 181.47 | 181.47 | 181.47 | 181.47 | 181.47 | 181.47 | 181.47 | 181.47 | 181.47 | 181.47 | 181.47 | 181.47 | 181.47 | 181.47 | 181.47 | 181.47 | 181.47 | 181.47 | 181.47 | 181.47 | 181.47 | 181.47 | 181.47 | 181.47 | 181.47 | 181.47 | 181.47 | 181.47 | 181.47 | 181.47 | 181.47 | 181.47 | 181.47 | 181.47 | 181.47 | 181.47 | 181.47 | 181.47 | 181.47 | 181.47
[19 empty] | Fixed capex | Input | £000s | 280.4884 | 368.4845 | 415.9388 | 448.7558 | 323.4506 | 368.8873 | 378.3218 | 389.1395 | 401.7887 | 416.9855 | 427.4475 | 448.9638 | 479.8813 | 552.5968 | 565.4597 | 553.8581 | 564.2469 | 575.7661 | 588.6674 | 603.2992 | 616.3868 | 635.2874 | 658.0906 | 686.8753 | 726.4985 | 726.4985 | 726.4985 | 726.4985 | 726.4985 | 726.4985 | 726.4985 | 726.4985 | 726.4985 | 726.4985 | 726.4985 | 726.4985 | 726.4985 | 726.4985 | 726.4985 | 726.4985 | 726.4985 | 726.4985 | 726.4985 | 726.4985 | 726.4985 | 726.4985 | 726.4985 | 726.4985 | 726.4985 | 726.4985 | 726.4985 | 726.4985 | 726.4985 | 726.4985 | 726.4985 | 726.4985 | 726.4985 | 726.4985 | 726.4985 | 726.4985 | 726.4985 | 726.4985 | 726.4985 | 726.4985 | 726.4985 | 726.4985 | 726.4985 | 726.4985 | 726.4985 | 726.4985 | 726.4985 | 726.4985 | 726.4985 | 726.4985 | 726.4985 | 726.4985 | 726.4985 | 726.4985 | 726.4985 | 726.4985 | 726.4985
[19 empty] | Variable capex | Input | £000s | 5982.9727 | 9498.1412 | 13018.2509 | 16861.4282 | 14273.0577 | 16352.8442 | 17765.2564 | 19330.0442 | 21090.6906 | 23115.5258 | 25071.5872 | 27636.6324 | 31085.7642 | 37454.702 | 40304.9032 | 41963.1928 | 44271.9755 | 46819.4032 | 49654.0054 | 52842.2584 | 56207.641 | 60187.653 | 64925.7131 | 70801.0925 | 78683.2206 | 78683.2206 | 78683.2206 | 78683.2206 | 78683.2206 | 78683.2206 | 78683.2206 | 78683.2206 | 78683.2206 | 78683.2206 | 78683.2206 | 78683.2206 | 78683.2206 | 78683.2206 | 78683.2206 | 78683.2206 | 78683.2206 | 78683.2206 | 78683.2206 | 78683.2206 | 78683.2206 | 78683.2206 | 78683.2206 | 78683.2206 | 78683.2206 | 78683.2206 | 78683.2206 | 78683.2206 | 78683.2206 | 78683.2206 | 78683.2206 | 78683.2206 | 78683.2206 | 78683.2206 | 78683.2206 | 78683.2206 | 78683.2206 | 78683.2206 | 78683.2206 | 78683.2206 | 78683.2206 | 78683.2206 | 78683.2206 | 78683.2206 | 78683.2206 | 78683.2206 | 78683.2206 | 78683.2206 | 78683.2206 | 78683.2206 | 78683.2206 | 78683.2206 | 78683.2206 | 78683.2206 | 78683.2206 | 78683.2206 | 78683.2206
[19 empty] | Financing costs | Input | £000s
[19 empty] | Fixed opex | Input | £000s
[19 empty] | Variable opex | Input | £000s | 664.0259 | 872.347 | 984.6899 | 1062.3807 | 765.7342 | 873.3007 | 895.6359 | 921.2456 | 951.1912 | 987.1677 | 1011.9355 | 1062.873 | 1136.0668 | 1308.2129 | 1338.6643 | 1311.1989 | 1335.7933 | 1363.0636 | 1393.6062 | 1428.2452 | 1459.2287 | 1503.9738 | 1557.9578 | 1626.1026 | 1719.9062 | 1719.9062 | 1719.9062 | 1719.9062 | 1719.9062 | 1719.9062 | 1719.9062 | 1719.9062 | 1719.9062 | 1719.9062 | 1719.9062 | 1719.9062 | 1719.9062 | 1719.9062 | 1719.9062 | 1719.9062 | 1719.9062 | 1719.9062 | 1719.9062 | 1719.9062 | 1719.9062 | 1719.9062 | 1719.9062 | 1719.9062 | 1719.9062 | 1719.9062 | 1719.9062 | 1719.9062 | 1719.9062 | 1719.9062 | 1719.9062 | 1719.9062 | 1719.9062 | 1719.9062 | 1719.9062 | 1719.9062 | 1719.9062 | 1719.9062 | 1719.9062 | 1719.9062 | 1719.9062 | 1719.9062 | 1719.9062 | 1719.9062 | 1719.9062 | 1719.9062 | 1719.9062 | 1719.9062 | 1719.9062 | 1719.9062 | 1719.9062 | 1719.9062 | 1719.9062 | 1719.9062 | 1719.9062 | 1719.9062 | 1719.9062
[19 empty] | Opex savings | Input | £000s | 0 | 2.315 | 589.1778 | 1401.3712 | 2278.3858 | 2299.2211 | 2571.6243 | 2847.8858 | 3127.234 | 3410.4406 | 3696.734 | 3950.2309 | 4208.7438 | 4472.6584 | 4741.589 | 5015.5354 | 5202.6679 | 5393.6587 | 5588.1221 | 5786.444 | 5988.2383 | 6181.9301 | 6380.2519 | 6583.2038 | 6790.3999 | 7001.8403 | 7001.8403 | 7001.8403 | 7001.8403 | 7001.8403 | 7001.8403 | 7001.8403 | 7001.8403 | 7001.8403 | 7001.8403 | 7001.8403 | 7001.8403 | 7001.8403 | 7001.8403 | 7001.8403 | 7001.8403 | 7001.8403 | 7001.8403 | 7001.8403 | 7001.8403 | 7001.8403 | 7001.8403 | 7001.8403 | 7001.8403 | 7001.8403 | 7001.8403 | 7001.8403 | 7001.8403 | 7001.8403 | 7001.8403 | 7001.8403 | 7001.8403 | 7001.8403 | 7001.8403 | 7001.8403 | 7001.8403 | 7001.8403 | 7001.8403 | 7001.8403 | 7001.8403 | 7001.8403 | 7001.8403 | 7001.8403 | 7001.8403 | 7001.8403 | 7001.8403 | 7001.8403 | 7001.8403 | 7001.8403 | 7001.8403 | 7001.8403 | 7001.8403 | 7001.8403 | 7001.8403 | 7001.8403 | 7001.8403
[19 empty] | Fixed env & social | Input | £000s
[19 empty] | Variable env & social | Input | £000s | 3.5461 | 866.5569 | 2186.6467 | 3840.7996 | 3883.6524 | 4468.5523 | 5105.9122 | 5807.9368 | 6592.4782 | 7487.4612 | 8399.3362 | 9507.6999 | 10975.8256 | 13511.6062 | 14867.0079 | 15869.5499 | 16967.8251 | 18178.9892 | 19525.7517 | 21039.1852 | 22663.1229 | 24545.2751 | 26782.516 | 29551.0883 | 33253.9839 | 33253.9839 | 33253.9839 | 33253.9839 | 33253.9839 | 33253.9839 | 33253.9839 | 33253.9839 | 33253.9839 | 33253.9839 | 33253.9839 | 33253.9839 | 33253.9839 | 33253.9839 | 33253.9839 | 33253.9839 | 33253.9839 | 33253.9839 | 33253.9839 | 33253.9839 | 33253.9839 | 33253.9839 | 33253.9839 | 33253.9839 | 33253.9839 | 33253.9839 | 33253.9839 | 33253.9839 | 33253.9839 | 33253.9839 | 33253.9839 | 33253.9839 | 33253.9839 | 33253.9839 | 33253.9839 | 33253.9839 | 33253.9839 | 33253.9839 | 33253.9839 | 33253.9839 | 33253.9839 | 33253.9839 | 33253.9839 | 33253.9839 | 33253.9839 | 33253.9839 | 33253.9839 | 33253.9839 | 33253.9839 | 33253.9839 | 33253.9839 | 33253.9839 | 33253.9839 | 33253.9839 | 33253.9839 | 33253.9839 | 33253.9839
[19 empty] | Fixed carbon costs | Input | £000s
[19 empty] | Variable carbon costs | Input | £000s | 4.9553 | 6.2897 | 6.8597 | 7.1506 | 4.9797 | 5.4871 | 5.4372 | 5.4035 | 5.3905 | 5.4052 | 5.3535 | 5.4328 | 5.6105 | 6.2422 | 6.1715 | 5.8405 | 5.7488 | 5.6678 | 5.5988 | 5.544 | 5.4727 | 5.4498 | 5.4545 | 5.5005 | 5.6211 | 5.431 | 5.2474 | 5.0699 | 4.8985 | 4.7328 | 5.2878 | 5.1338 | 4.9842 | 4.8391 | 4.6981 | 4.5613 | 4.4284 | 4.2994 | 4.1742 | 4.0526 | 3.9346 | 3.82 | 3.7087 | 3.6007 | 3.4958 | 3.394 | 3.2952 | 3.1992 | 3.106 | 3.0155 | 2.9277 | 2.8424 | 2.7596 | 2.6793 | 2.6012 | 2.5255 | 2.4519 | 2.3805 | 2.3112 | 2.2438 | 2.1785 | 2.115 | 2.0534 | 1.9936 | 1.9356 | 1.8792 | 1.8245 | 1.7713 | 1.7197 | 1.6696 | 1.621 | 1.5738 | 1.528 | 1.4834 | 1.4402 | 2.0142 | 1.9651 | 1.9171 | 1.8704 | 1.8248 | 1.7802
[19 empty] | Customer willingness to pay | Input | £000s
[19 empty] | Total | Sum of above (excl WAFU) | £000s | 6935.9884 | 11614.1344 | 17201.5638 | 23621.8863 | 21529.2604 | 24368.2928 | 26722.1878 | 29301.6554 | 32168.7732 | 35422.9861 | 38612.3938 | 42611.8327 | 47891.8922 | 57306.0186 | 61823.7954 | 64719.1756 | 68348.2576 | 72336.5488 | 76755.7518 | 81704.976 | 86940.0903 | 93059.5692 | 100309.9839 | 109253.863 | 121179.6302 | 121390.8805 | 121390.6969 | 121390.5194 | 121390.348 | 121390.1823 | 121390.7373 | 121390.5833 | 121390.4337 | 121390.2886 | 121390.1476 | 121390.0108 | 121389.8779 | 121389.7489 | 121389.6237 | 121389.5021 | 121389.3841 | 121389.2695 | 121389.1582 | 121389.0502 | 121388.9453 | 121388.8435 | 121388.7447 | 121388.6487 | 121388.5555 | 121388.465 | 121388.3772 | 121388.2919 | 121388.2092 | 121388.1288 | 121388.0507 | 121387.975 | 121387.9014 | 121387.83 | 121387.7607 | 121387.6934 | 121387.628 | 121387.5645 | 121387.5029 | 121387.4431 | 121387.3851 | 121387.3287 | 121387.274 | 121387.2208 | 121387.1692 | 121387.1191 | 121387.0705 | 121387.0233 | 121386.9775 | 121386.933 | 121386.8897 | 121387.4637 | 121387.4146 | 121387.3666 | 121387.3199 | 121387.2743 | 121387.2298 | 0 | 0 | 0 | 0 | 0 | 0 | 0 | 0 | 0 | 0 | 0 | 0 | 0 | 0 | 0 | 0 | 0 | 0 | 0 | 0 | 0 | 0 | 0
59.2a | Options to reduce Distribution System Operating Use (DSOU) losses | [20 empty] | 0 | 0 | 0 | 0 | 0 | 0 | 0 | 0 | 0 | 0 | 0 | 0 | 0 | 0 | 0 | 0 | 0 | 0 | 0 | 0 | 0 | 0 | 0 | 0 | 0 | 0 | 0 | 0 | 0 | 0 | 0 | 0 | 0 | 0 | 0 | 0 | 0 | 0 | 0 | 0 | 0 | 0 | 0 | 0 | 0 | 0 | 0 | 0 | 0 | 0 | 0 | 0 | 0 | 0 | 0 | 0 | 0 | 0 | 0 | 0 | 0 | 0 | 0 | 0 | 0 | 0 | 0 | 0 | 0 | 0 | 0 | 0 | 0 | 0 | 0 | 0 | 0 | 0 | 0 | 0 | 0 | 0 | 0 | 0 | 0 | 0 | 0 | 0 | 0 | 0 | 0 | 0 | 0 | 0 | 0 | 0 | 0 | 0 | 0 | 0 | 0 | 0 | 0 | 0
60a | PRODUCTION SIDE | bar: 1 Year 1 to 80 Year 80
60.1a | Options to reduce treatment works losses | [20 empty] | 0 | 0 | 0 | 0 | 0 | 0 | 0 | 0 | 0 | 0 | 0 | 0 | 0 | 0 | 0 | 0 | 0 | 0 | 0 | 0 | 0 | 0 | 0 | 0 | 0 | 0 | 0 | 0 | 0 | 0 | 0 | 0 | 0 | 0 | 0 | 0 | 0 | 0 | 0 | 0 | 0 | 0 | 0 | 0 | 0 | 0 | 0 | 0 | 0 | 0 | 0 | 0 | 0 | 0 | 0 | 0 | 0 | 0 | 0 | 0 | 0 | 0 | 0 | 0 | 0 | 0 | 0 | 0 | 0 | 0 | 0 | 0 | 0 | 0 | 0 | 0 | 0 | 0 | 0 | 0 | 0 | 0 | 0 | 0 | 0 | 0 | 0 | 0 | 0 | 0 | 0 | 0 | 0 | 0 | 0 | 0 | 0 | 0 | 0 | 0 | 0 | 0 | 0 | 0
60.2a | Options to reduce outage | [20 empty] | 0 | 0 | 0 | 0 | 0 | 0 | 0 | 0 | 0 | 0 | 0 | 0 | 0 | 0 | 0 | 0 | 0 | 0 | 0 | 0 | 0 | 0 | 0 | 0 | 0 | 0 | 0 | 0 | 0 | 0 | 0 | 0 | 0 | 0 | 0 | 0 | 0 | 0 | 0 | 0 | 0 | 0 | 0 | 0 | 0 | 0 | 0 | 0 | 0 | 0 | 0 | 0 | 0 | 0 | 0 | 0 | 0 | 0 | 0 | 0 | 0 | 0 | 0 | 0 | 0 | 0 | 0 | 0 | 0 | 0 | 0 | 0 | 0 | 0 | 0 | 0 | 0 | 0 | 0 | 0 | 0 | 0 | 0 | 0 | 0 | 0 | 0 | 0 | 0 | 0 | 0 | 0 | 0 | 0 | 0 | 0 | 0 | 0 | 0 | 0 | 0 | 0 | 0 | 0
58.1x | Outage Reduction |  | Reduce Outages | Y | 2025-26 | N/a | 7.48 | N/a | N/a | N/a | N/a | N/a | N/a | N/a | N/a | N/a | 3 |  | Gains in WAFU / Savings in demand | Input | Ml/d | 4.8336 | 4.8336 | 4.8336 | 4.8336 | 4.8336 | 4.8336 | 4.8336 | 4.8336 | 4.8336 | 4.8336 | 4.8336 | 4.8336 | 4.8336 | 4.8336 | 4.8336 | 7.4823 | 7.4823 | 7.4823 | 7.4823 | 7.4823 | 7.4823 | 7.4823 | 7.4823 | 7.4823 | 7.4823 | 7.4823 | 7.4823 | 7.4823 | 7.4823 | 7.4823 | 7.4823 | 7.4823 | 7.4823 | 7.4823 | 7.4823 | 7.4823 | 7.4823 | 7.4823 | 7.4823 | 7.4823 | 7.4823 | 7.4823 | 7.4823 | 7.4823 | 7.4823 | 7.4823 | 7.4823 | 7.4823 | 7.4823 | 7.4823 | 7.4823 | 7.4823 | 7.4823 | 7.4823 | 7.4823 | 7.4823 | 7.4823 | 7.4823 | 7.4823 | 7.4823 | 7.4823 | 7.4823 | 7.4823 | 7.4823 | 7.4823 | 7.4823 | 7.4823 | 7.4823 | 7.4823 | 7.4823 | 7.4823 | 7.4823 | 7.4823 | 7.4823 | 7.4823 | 7.4823 | 7.4823 | 7.4823 | 7.4823 | 7.4823 | 0 | 0 | 0 | 0 | 0 | 0 | 0 | 0 | 0 | 0 | 0 | 0 | 0 | 0 | 0 | 0 | 0 | 0 | 0 | 0 | 0 | 0 | 0 | 0
61a | CUSTOMER SIDE | bar: 1 Year 1 to 80 Year 80
61.1a | Options to change volume delivered to measured non households | [20 empty] | 0 | 0 | 0 | 0 | 0 | 0 | 0 | 0 | 0 | 0 | 0 | 0 | 0 | 0 | 0 | 0 | 0 | 0 | 0 | 0 | 0 | 0 | 0 | 0 | 0 | 0 | 0 | 0 | 0 | 0 | 0 | 0 | 0 | 0 | 0 | 0 | 0 | 0 | 0 | 0 | 0 | 0 | 0 | 0 | 0 | 0 | 0 | 0 | 0 | 0 | 0 | 0 | 0 | 0 | 0 | 0 | 0 | 0 | 0 | 0 | 0 | 0 | 0 | 0 | 0 | 0 | 0 | 0 | 0 | 0 | 0 | 0 | 0 | 0 | 0 | 0 | 0 | 0 | 0 | 0 | 0 | 0 | 0 | 0 | 0 | 0 | 0 | 0 | 0 | 0 | 0 | 0 | 0 | 0 | 0 | 0 | 0 | 0 | 0 | 0 | 0 | 0 | 0 | 0
61.2a | Options to change volume delivered to unmeasured non households | [20 empty] | 0 | 0 | 0 | 0 | 0 | 0 | 0 | 0 | 0 | 0 | 0 | 0 | 0 | 0 | 0 | 0 | 0 | 0 | 0 | 0 | 0 | 0 | 0 | 0 | 0 | 0 | 0 | 0 | 0 | 0 | 0 | 0 | 0 | 0 | 0 | 0 | 0 | 0 | 0 | 0 | 0 | 0 | 0 | 0 | 0 | 0 | 0 | 0 | 0 | 0 | 0 | 0 | 0 | 0 | 0 | 0 | 0 | 0 | 0 | 0 | 0 | 0 | 0 | 0 | 0 | 0 | 0 | 0 | 0 | 0 | 0 | 0 | 0 | 0 | 0 | 0 | 0 | 0 | 0 | 0 | 0 | 0 | 0 | 0 | 0 | 0 | 0 | 0 | 0 | 0 | 0 | 0 | 0 | 0 | 0 | 0 | 0 | 0 | 0 | 0 | 0 | 0 | 0 | 0
61.3a | Options to change volume delivered to measured households | [20 empty] | 0 | 0 | 0 | 0 | 0 | 0 | 0 | 0 | 0 | 0 | 0 | 0 | 0 | 0 | 0 | 0 | 0 | 0 | 0 | 0 | 0 | 0 | 0 | 0 | 0 | 0 | 0 | 0 | 0 | 0 | 0 | 0 | 0 | 0 | 0 | 0 | 0 | 0 | 0 | 0 | 0 | 0 | 0 | 0 | 0 | 0 | 0 | 0 | 0 | 0 | 0 | 0 | 0 | 0 | 0 | 0 | 0 | 0 | 0 | 0 | 0 | 0 | 0 | 0 | 0 | 0 | 0 | 0 | 0 | 0 | 0 | 0 | 0 | 0 | 0 | 0 | 0 | 0 | 0 | 0 | 0 | 0 | 0 | 0 | 0 | 0 | 0 | 0 | 0 | 0 | 0 | 0 | 0 | 0 | 0 | 0 | 0 | 0 | 0 | 0 | 0 | 0 | 0 | 0
58.1x | Home water efficiency audits | WE001 | Retrofitting indoor water efficiency devices | Y | 2020-21 | Capacity | 9.5178 | 21686.0142 | 9412.4049 | 0 | -2844.1287 | 3741.2665 | 0 | 10309.5426 | 30.2881 | 47.5401 | 3 | 3 | Gains in WAFU / Savings in demand | Input | Ml/d | 0.50606 | 1.0401 | 1.639 | 2.0421 | 2.6219 | 3.3073 | 4.1775 | 4.9969 | 5.7684 | 6.4948 | 7.1789 | 7.8188 | 8.2431 | 8.8334 | 9.3245 | 9.5178 | 0 | 0 | 0 | 0 | 0 | 0 | 0 | 0 | 0 | 0 | 0 | 0 | 0 | 0 | 0 | 0 | 0 | 0 | 0 | 0 | 0 | 0 | 0 | 0 | 0 | 0 | 0 | 0 | 0 | 0 | 0 | 0 | 0 | 0 | 0 | 0 | 0 | 0 | 0 | 0 | 0 | 0 | 0 | 0 | 0 | 0 | 0 | 0 | 0 | 0 | 0 | 0 | 0 | 0 | 0 | 0 | 0 | 0 | 0 | 0 | 0 | 0 | 0 | 0 | 0 | 0 | 0 | 0 | 0 | 0 | 0 | 0 | 0 | 0 | 0 | 0 | 0 | 0 | 0 | 0 | 0 | 0 | 0 | 0 | 0 | 0 | 0 | 0
| This is a company wide decision, and the AIC reflects the company wide costs and demand benefits for measured and unmeasured water efficiency programmes | [17 empty] | Fixed capex | Input | £000s | 879.7305 | 906.12 | 775.5 | 852.4787 | 775.5 | 775.5 | 775.5 | 775.5 | 775.5 | 775.5 | 775.5 | 765.7906 | 503.6798 | 772.1474 | 630.403 | 245.432 | 0 | 0 | 0 | 0 | 0 | 0 | 0 | 0 | 0 | 0 | 0 | 0 | 0 | 0 | 0 | 0 | 0 | 0 | 0 | 0 | 0 | 0 | 0 | 0 | 0 | 0 | 0 | 0 | 0 | 0 | 0 | 0 | 0 | 0 | 0 | 0 | 0 | 0 | 0 | 0 | 0 | 0 | 0 | 0 | 0 | 0 | 0 | 0 | 0 | 0 | 0 | 0 | 0 | 0 | 0 | 0 | 0 | 0 | 0 | 0 | 0 | 0 | 0 | 0 | 0 | 0 | 0 | 0 | 0 | 0 | 0 | 0 | 0 | 0 | 0 | 0 | 0 | 0 | 0 | 0 | 0 | 0 | 0 | 0 | 0 | 0 | 0 | 0
[19 empty] | Variable capex | Input | £000s | 81 Year 81: 0; 82 Year 82: 0; 83 Year 83: 0; 84 Year 84: 0; 85 Year 85: 0; 86 Year 86: 0; 87 Year 87: 0; 88 Year 88: 0; 89 Year 89: 0; 90 Year 90: 0; 91 Year 91: 0; 92 Year 92: 0; 93 Year 93: 0; 94 Year 94: 0; 95 Year 95: 0; 96 Year 96: 0; 97 Year 97: 0; 98 Year 98: 0; 99 Year 99: 0; 100 Year 100: 0; 101 Year 101: 0; 102 Year 102: 0; 103 Year 103: 0; 104 Year 104: 0
[19 empty] | Financing costs | Input | £000s
[12 empty] | 0 | [6 empty] | Fixed opex | Input | £000s | 81 Year 81: 0; 82 Year 82: 0; 83 Year 83: 0; 84 Year 84: 0; 85 Year 85: 0; 86 Year 86: 0; 87 Year 87: 0; 88 Year 88: 0; 89 Year 89: 0; 90 Year 90: 0; 91 Year 91: 0; 92 Year 92: 0; 93 Year 93: 0; 94 Year 94: 0; 95 Year 95: 0; 96 Year 96: 0; 97 Year 97: 0; 98 Year 98: 0; 99 Year 99: 0; 100 Year 100: 0; 101 Year 101: 0; 102 Year 102: 0; 103 Year 103: 0; 104 Year 104: 0
[19 empty] | Variable opex | Input | £000s | 81 Year 81: 0; 82 Year 82: 0; 83 Year 83: 0; 84 Year 84: 0; 85 Year 85: 0; 86 Year 86: 0; 87 Year 87: 0; 88 Year 88: 0; 89 Year 89: 0; 90 Year 90: 0; 91 Year 91: 0; 92 Year 92: 0; 93 Year 93: 0; 94 Year 94: 0; 95 Year 95: 0; 96 Year 96: 0; 97 Year 97: 0; 98 Year 98: 0; 99 Year 99: 0; 100 Year 100: 0; 101 Year 101: 0; 102 Year 102: 0; 103 Year 103: 0; 104 Year 104: 0
[19 empty] | Opex savings | Input | £000s | 24.2249 | 49.7889 | 78.4583 | 97.7572 | 125.5097 | 158.3215 | 199.9744 | 239.1996 | 276.133 | 310.9031 | 343.6511 | 374.2849 | 394.5956 | 422.8543 | 446.3606 | 455.6147 | 0 | 0 | 0 | 0 | 0 | 0 | 0 | 0 | 0 | 0 | 0 | 0 | 0 | 0 | 0 | 0 | 0 | 0 | 0 | 0 | 0 | 0 | 0 | 0 | 0 | 0 | 0 | 0 | 0 | 0 | 0 | 0 | 0 | 0 | 0 | 0 | 0 | 0 | 0 | 0 | 0 | 0 | 0 | 0 | 0 | 0 | 0 | 0 | 0 | 0 | 0 | 0 | 0 | 0 | 0 | 0 | 0 | 0 | 0 | 0 | 0 | 0 | 0 | 0 | 0 | 0 | 0 | 0 | 0 | 0 | 0 | 0 | 0 | 0 | 0 | 0 | 0 | 0 | 0 | 0 | 0 | 0 | 0 | 0 | 0 | 0 | 0 | 0
[19 empty] | Fixed env & social | Input | £000s | 81 Year 81: 0; 82 Year 82: 0; 83 Year 83: 0; 84 Year 84: 0; 85 Year 85: 0; 86 Year 86: 0; 87 Year 87: 0; 88 Year 88: 0; 89 Year 89: 0; 90 Year 90: 0; 91 Year 91: 0; 92 Year 92: 0; 93 Year 93: 0; 94 Year 94: 0; 95 Year 95: 0; 96 Year 96: 0; 97 Year 97: 0; 98 Year 98: 0; 99 Year 99: 0; 100 Year 100: 0; 101 Year 101: 0; 102 Year 102: 0; 103 Year 103: 0; 104 Year 104: 0
[19 empty] | Variable env & social | Input | £000s | 81 Year 81: 0; 82 Year 82: 0; 83 Year 83: 0; 84 Year 84: 0; 85 Year 85: 0; 86 Year 86: 0; 87 Year 87: 0; 88 Year 88: 0; 89 Year 89: 0; 90 Year 90: 0; 91 Year 91: 0; 92 Year 92: 0; 93 Year 93: 0; 94 Year 94: 0; 95 Year 95: 0; 96 Year 96: 0; 97 Year 97: 0; 98 Year 98: 0; 99 Year 99: 0; 100 Year 100: 0; 101 Year 101: 0; 102 Year 102: 0; 103 Year 103: 0; 104 Year 104: 0
[19 empty] | Fixed carbon costs | Input | £000s | 1.454 | 1.454 | 1.454 | 1.454 | 1.454 | 1.3078 | 1.3078 | 1.3078 | 1.3078 | 1.3078 | 0.4195 | 0.4195 | 0.4195 | 0.4195 | 0.4195 | 0 | 0 | 0 | 0 | 0 | 0 | 0 | 0 | 0 | 0 | 0 | 0 | 0 | 0 | 0 | 0 | 0 | 0 | 0 | 0 | 0 | 0 | 0 | 0 | 0 | 0 | 0 | 0 | 0 | 0 | 0 | 0 | 0 | 0 | 0 | 0 | 0 | 0 | 0 | 0 | 0 | 0 | 0 | 0 | 0 | 0 | 0 | 0 | 0 | 0 | 0 | 0 | 0 | 0 | 0 | 0 | 0 | 0 | 0 | 0 | 0 | 0 | 0 | 0 | 0 | 0 | 0 | 0 | 0 | 0 | 0 | 0 | 0 | 0 | 0 | 0 | 0 | 0 | 0 | 0 | 0 | 0 | 0 | 0 | 0 | 0 | 0 | 0 | 0
[19 empty] | Variable carbon costs | Input | £000s | 406.6361 | 406.6361 | 406.6361 | 406.6361 | 406.6361 | 365.737 | 365.737 | 365.737 | 365.737 | 365.737 | 117.3202 | 117.3202 | 117.3202 | 117.3202 | 117.3202 | 0 | 0 | 0 | 0 | 0 | 0 | 0 | 0 | 0 | 0 | 0 | 0 | 0 | 0 | 0 | 0 | 0 | 0 | 0 | 0 | 0 | 0 | 0 | 0 | 0 | 0 | 0 | 0 | 0 | 0 | 0 | 0 | 0 | 0 | 0 | 0 | 0 | 0 | 0 | 0 | 0 | 0 | 0 | 0 | 0 | 0 | 0 | 0 | 0 | 0 | 0 | 0 | 0 | 0 | 0 | 0 | 0 | 0 | 0 | 0 | 0 | 0 | 0 | 0 | 0 | 0 | 0 | 0 | 0 | 0 | 0 | 0 | 0 | 0 | 0 | 0 | 0 | 0 | 0 | 0 | 0 | 0 | 0 | 0 | 0 | 0 | 0 | 0 | 0
[19 empty] | Customer willingness to pay | Input | £000s | 81 Year 81: 0; 82 Year 82: 0; 83 Year 83: 0; 84 Year 84: 0; 85 Year 85: 0; 86 Year 86: 0; 87 Year 87: 0; 88 Year 88: 0; 89 Year 89: 0; 90 Year 90: 0; 91 Year 91: 0; 92 Year 92: 0; 93 Year 93: 0; 94 Year 94: 0; 95 Year 95: 0; 96 Year 96: 0; 97 Year 97: 0; 98 Year 98: 0; 99 Year 99: 0; 100 Year 100: 0; 101 Year 101: 0; 102 Year 102: 0; 103 Year 103: 0; 104 Year 104: 0
[19 empty] | Total | Sum of above (excl WAFU) | £000s | 1312.0456 | 1363.999 | 1262.0484 | 1358.326 | 1309.0999 | 1300.8662 | 1342.5191 | 1381.7443 | 1418.6778 | 1453.4478 | 1236.8908 | 1257.8152 | 1016.0152 | 1312.7414 | 1194.5033 | 701.0467 | 0 | 0 | 0 | 0 | 0 | 0 | 0 | 0 | 0 | 0 | 0 | 0 | 0 | 0 | 0 | 0 | 0 | 0 | 0 | 0 | 0 | 0 | 0 | 0 | 0 | 0 | 0 | 0 | 0 | 0 | 0 | 0 | 0 | 0 | 0 | 0 | 0 | 0 | 0 | 0 | 0 | 0 | 0 | 0 | 0 | 0 | 0 | 0 | 0 | 0 | 0 | 0 | 0 | 0 | 0 | 0 | 0 | 0 | 0 | 0 | 0 | 0 | 0 | 0 | 0 | 0 | 0 | 0 | 0 | 0 | 0 | 0 | 0 | 0 | 0 | 0 | 0 | 0 | 0 | 0 | 0 | 0 | 0 | 0 | 0 | 0 | 0 | 0
61.4a | Options to change volume delivered to unmeasured households | [20 empty] | 0 | 0 | 0 | 0 | 0 | 0 | 0 | 0 | 0 | 0 | 0 | 0 | 0 | 0 | 0 | 0 | 0 | 0 | 0 | 0 | 0 | 0 | 0 | 0 | 0 | 0 | 0 | 0 | 0 | 0 | 0 | 0 | 0 | 0 | 0 | 0 | 0 | 0 | 0 | 0 | 0 | 0 | 0 | 0 | 0 | 0 | 0 | 0 | 0 | 0 | 0 | 0 | 0 | 0 | 0 | 0 | 0 | 0 | 0 | 0 | 0 | 0 | 0 | 0 | 0 | 0 | 0 | 0 | 0 | 0 | 0 | 0 | 0 | 0 | 0 | 0 | 0 | 0 | 0 | 0 | 0 | 0 | 0 | 0 | 0 | 0 | 0 | 0 | 0 | 0 | 0 | 0 | 0 | 0 | 0 | 0 | 0 | 0 | 0 | 0 | 0 | 0 | 0 | 0
58.1x | Enhanced Metering | EM001 | Metering other selective | Y | 2020-21 | Capacity | 41.54 | 260373.7353 | 439070.7084 | 328248.2635 | -30851.6277 | 11101.6008 | 185038.0241 | 932606.9691 | 282.8501 | 358.1801 | 3 | 3 | Gains in WAFU / Savings in demand | Input | Ml/d | 1.51 | 3.54 | 5.74 | 8.29 | 11.37 | 15.38 | 19.56 | 23.95 | 28.2 | 32.15 | 36.75 | 39.71 | 41.54 | 41.39 | 40.01 | 38.4 | 36.85 | 35.36 | 33.88 | 32.42 | 30.98 | 29.61 | 28.26 | 26.93 | 25.75 | 25.75 | 25.75 | 25.75 | 25.75 | 25.75 | 25.75 | 25.75 | 25.75 | 25.75 | 25.75 | 25.75 | 25.75 | 25.75 | 25.75 | 25.75 | 25.75 | 25.75 | 25.75 | 25.75 | 25.75 | 25.75 | 25.75 | 25.75 | 25.75 | 25.75 | 25.75 | 25.75 | 25.75 | 25.75 | 25.75 | 25.75 | 25.75 | 25.75 | 25.75 | 25.75 | 25.75 | 25.75 | 25.75 | 25.75 | 25.75 | 25.75 | 25.75 | 25.75 | 25.75 | 25.75 | 25.75 | 25.75 | 25.75 | 25.75 | 25.75 | 25.75 | 25.75 | 25.75 | 25.75 | 25.75 | 0 | 0 | 0 | 0 | 0 | 0 | 0 | 0 | 0 | 0 | 0 | 0 | 0 | 0 | 0 | 0 | 0 | 0 | 0 | 0 | 0 | 0 | 0 | 0
| This is a company wide decision, and the AIC reflects the company wide costs and demand benefits | [17 empty] | Fixed capex | Input | £000s | 9026.9182 | 12461.6058 | 14080.5498 | 16727.1383 | 21293.654 | 25773.6826 | 26309.1372 | 28939.3516 | 29699.7874 | 30103.8717 | 36925.224 | 27676.4247 | 19952.7624 | 15944.2652 | 5189.7767 | 6281.6677 | 6412.1709 | 7053.2176 | 7238.5541 | 7337.0392 | 13391.5289 | 12808.4884 | 11713.7277 | 12024.4329 | 11625.0999 | 14070.9357 | 14363.2628 | 15799.2073 | 16214.3611 | 16434.9677 | 21157.9932 | 16488.7846 | 12451.2733 | 10555.7507 | 5189.7767 | 6281.6677 | 6412.1709 | 7053.2176 | 7238.5541 | 7337.0392 | 13391.5289 | 12808.4884 | 11713.7277 | 12024.4329 | 11625.0999 | 14070.9357 | 14363.2628 | 15799.2073 | 16214.3611 | 16434.9677 | 21157.9932 | 16488.7846 | 12451.2733 | 10555.7507 | 5189.7767 | 6281.6677 | 6412.1709 | 7053.2176 | 7238.5541 | 7337.0392 | 13391.5289 | 12808.4884 | 11713.7277 | 12024.4329 | 11625.0999 | 14070.9357 | 14363.2628 | 15799.2073 | 16214.3611 | 16434.9677 | 21157.9932 | 16488.7846 | 12451.2733 | 10555.7507 | 5189.7767 | 6281.6677 | 6412.1709 | 7053.2176 | 7238.5541 | 7337.0392 | 0 | 0 | 0 | 0 | 0 | 0 | 0 | 0 | 0 | 0 | 0 | 0 | 0 | 0 | 0 | 0 | 0 | 0 | 0 | 0 | 0 | 0 | 0 | 0
[19 empty] | Variable capex | Input | £000s | 0 | 0 | 0 | 0 | 0 | 0 | 0 | 0 | 0 | 0 | 0 | 0 | 0 | 0 | 0 | 0 | 0 | 0 | 0 | 0 | 0 | 0 | 0 | 0 | 0 | 0 | 0 | 0 | 0 | 0 | 0 | 0 | 0 | 0 | 0 | 0 | 0 | 0 | 0 | 0 | 0 | 0 | 0 | 0 | 0 | 0 | 0 | 0 | 0 | 0 | 0 | 0 | 0 | 0 | 0 | 0 | 0 | 0 | 0 | 0 | 0 | 0 | 0 | 0 | 0 | 0 | 0 | 0 | 0 | 0 | 0 | 0 | 0 | 0 | 0 | 0 | 0 | 0 | 0 | 0 | 0 | 0 | 0 | 0 | 0 | 0 | 0 | 0 | 0 | 0 | 0 | 0 | 0 | 0 | 0 | 0 | 0 | 0 | 0 | 0 | 0 | 0 | 0 | 0
[19 empty] | Financing costs | Input | £000s | 0 | 0 | 0 | 0 | 0 | 0 | 0 | 0 | 0 | 0 | 0 | 0 | 0 | 0 | 0 | 0 | 0 | 0 | 0 | 0 | 0 | 0 | 0 | 0 | 0 | 0 | 0 | 0 | 0 | 0 | 0 | 0 | 0 | 0 | 0 | 0 | 0 | 0 | 0 | 0 | 0 | 0 | 0 | 0 | 0 | 0 | 0 | 0 | 0 | 0 | 0 | 0 | 0 | 0 | 0 | 0 | 0 | 0 | 0 | 0 | 0 | 0 | 0 | 0 | 0 | 0 | 0 | 0 | 0 | 0 | 0 | 0 | 0 | 0 | 0 | 0 | 0 | 0 | 0 | 0 | 0 | 0 | 0 | 0 | 0 | 0 | 0 | 0 | 0 | 0 | 0 | 0 | 0 | 0 | 0 | 0 | 0 | 0 | 0 | 0 | 0 | 0 | 0 | 0
[19 empty] | Fixed opex | Input | £000s | 440.0155 | 1047.4543 | 1733.8081 | 2549.1695 | 3587.1248 | 4843.4584 | 6125.8926 | 7536.5361 | 8984.2469 | 10451.6547 | 12144.3258 | 13345.3607 | 14150.6735 | 14729.1506 | 14729.1506 | 14729.1506 | 14729.1506 | 14729.1506 | 14729.1506 | 14729.1506 | 14729.1506 | 14729.1506 | 14729.1506 | 14729.1506 | 14729.1506 | 14729.1506 | 14729.1506 | 14729.1506 | 14729.1506 | 14729.1506 | 14729.1506 | 14729.1506 | 14729.1506 | 14729.1506 | 14729.1506 | 14729.1506 | 14729.1506 | 14729.1506 | 14729.1506 | 14729.1506 | 14729.1506 | 14729.1506 | 14729.1506 | 14729.1506 | 14729.1506 | 14729.1506 | 14729.1506 | 14729.1506 | 14729.1506 | 14729.1506 | 14729.1506 | 14729.1506 | 14729.1506 | 14729.1506 | 14729.1506 | 14729.1506 | 14729.1506 | 14729.1506 | 14729.1506 | 14729.1506 | 14729.1506 | 14729.1506 | 14729.1506 | 14729.1506 | 14729.1506 | 14729.1506 | 14729.1506 | 14729.1506 | 14729.1506 | 14729.1506 | 14729.1506 | 14729.1506 | 14729.1506 | 14729.1506 | 14729.1506 | 14729.1506 | 14729.1506 | 14729.1506 | 14729.1506 | 14729.1506 | 0 | 0 | 0 | 0 | 0 | 0 | 0 | 0 | 0 | 0 | 0 | 0 | 0 | 0 | 0 | 0 | 0 | 0 | 0 | 0 | 0 | 0 | 0 | 0
[19 empty] | Variable opex | Input | £000s | 0 | 0 | 0 | 0 | 0 | 0 | 0 | 0 | 0 | 0 | 0 | 0 | 0 | 0 | 0 | 0 | 0 | 0 | 0 | 0 | 0 | 0 | 0 | 0 | 0 | 0 | 0 | 0 | 0 | 0 | 0 | 0 | 0 | 0 | 0 | 0 | 0 | 0 | 0 | 0 | 0 | 0 | 0 | 0 | 0 | 0 | 0 | 0 | 0 | 0 | 0 | 0 | 0 | 0 | 0 | 0 | 0 | 0 | 0 | 0 | 0 | 0 | 0 | 0 | 0 | 0 | 0 | 0 | 0 | 0 | 0 | 0 | 0 | 0 | 0 | 0 | 0 | 0 | 0 | 0 | 0 | 0 | 0 | 0 | 0 | 0 | 0 | 0 | 0 | 0 | 0 | 0 | 0 | 0 | 0 | 0 | 0 | 0 | 0 | 0 | 0 | 0 | 0 | 0
[19 empty] | Opex savings | Input | £000s | 41.2634 | 96.7366 | 156.7524 | 226.1633 | 329.6961 | 506.5882 | 756.9333 | 1036.2784 | 1289.7335 | 1486.8235 | 1666.9931 | 1774.5092 | 1835.9327 | 1818.4685 | 1757.8706 | 1687.0088 | 1619.3199 | 1553.9397 | 1489.4924 | 1424.4339 | 1361.9009 | 1302.561 | 1242.4513 | 1184.9365 | 1133.9368 | 1133.9368 | 1133.9368 | 1133.9368 | 1133.9368 | 1133.9368 | 1133.9368 | 1133.9368 | 1133.9368 | 1133.9368 | 1133.9368 | 1133.9368 | 1133.9368 | 1133.9368 | 1133.9368 | 1133.9368 | 1133.9368 | 1133.9368 | 1133.9368 | 1133.9368 | 1133.9368 | 1133.9368 | 1133.9368 | 1133.9368 | 1133.9368 | 1133.9368 | 1133.9368 | 1133.9368 | 1133.9368 | 1133.9368 | 1133.9368 | 1133.9368 | 1133.9368 | 1133.9368 | 1133.9368 | 1133.9368 | 1133.9368 | 1133.9368 | 1133.9368 | 1133.9368 | 1133.9368 | 1133.9368 | 1133.9368 | 1133.9368 | 1133.9368 | 1133.9368 | 1133.9368 | 1133.9368 | 1133.9368 | 1133.9368 | 1133.9368 | 1133.9368 | 1133.9368 | 1133.9368 | 1133.9368 | 1133.9368 | 0 | 0 | 0 | 0 | 0 | 0 | 0 | 0 | 0 | 0 | 0 | 0 | 0 | 0 | 0 | 0 | 0 | 0 | 0 | 0 | 0 | 0 | 0 | 0
[19 empty] | Fixed env & social | Input | £000s | 4360.9937 | 6020.3254 | 6802.4533 | 8081.0465 | 10287.1755 | 12451.5217 | 12710.2051 | 13980.8878 | 14348.2619 | 14543.479 | 16776.0627 | 11903.4569 | 7981.4556 | 5733.2869 | 0 | 0 | 0 | 0 | 0 | 0 | 2813.4592 | 3883.9633 | 4388.5467 | 5213.4205 | 6636.6865 | 8032.9967 | 8199.8841 | 9019.6546 | 9256.663 | 9382.6057 | 10822.9386 | 7679.4172 | 5149.1703 | 3698.7828 | 0 | 0 | 0 | 0 | 0 | 0 | 2813.4592 | 3883.9633 | 4388.5467 | 5213.4205 | 6636.6865 | 8032.9967 | 8199.8841 | 9019.6546 | 9256.663 | 9382.6057 | 10822.9386 | 7679.4172 | 5149.1703 | 3698.7828 | 0 | 0 | 0 | 0 | 0 | 0 | 2813.4592 | 3883.9633 | 4388.5467 | 5213.4205 | 6636.6865 | 8032.9967 | 8199.8841 | 9019.6546 | 9256.663 | 9382.6057 | 10822.9386 | 7679.4172 | 5149.1703 | 3698.7828 | 0 | 0 | 0 | 0 | 0 | 0 | 0 | 0 | 0 | 0 | 0 | 0 | 0 | 0 | 0 | 0 | 0 | 0 | 0 | 0 | 0 | 0 | 0 | 0 | 0 | 0 | 0 | 0 | 0 | 0
[19 empty] | Variable env & social | Input | £000s | 0 | 1 | 2 | 3 | 4 | 5 | 6 | 7 | 8 | 9 | 10 | 11 | 12 | 13 | 14 | 15 | 16 | 17 | 18 | 19 | 20 | 21 | 22 | 23 | 24 | 25 | 26 | 27 | 28 | 29 | 30 | 31 | 32 | 33 | 34 | 35 | 36 | 37 | 38 | 39 | 40 | 41 | 42 | 43 | 44 | 45 | 46 | 47 | 48 | 49 | 50 | 51 | 52 | 53 | 54 | 55 | 56 | 57 | 58 | 59 | 60 | 61 | 62 | 63 | 64 | 65 | 66 | 67 | 68 | 69 | 70 | 71 | 72 | 73 | 74 | 75 | 76 | 77 | 78 | 79 | 0 | 0 | 0 | 0 | 0 | 0 | 0 | 0 | 0 | 0 | 0 | 0 | 0 | 0 | 0 | 0 | 0 | 0 | 0 | 0 | 0 | 0 | 0 | 0
[19 empty] | Fixed carbon costs | Input | £000s | 264.7566 | 365.4949 | 412.978 | 490.6016 | 624.5361 | 755.9339 | 771.6386 | 848.7819 | 871.0853 | 882.9369 | 1018.4775 | 722.6608 | 484.5555 | 348.0688 | 0 | 0 | 0 | 0 | 0 | 0 | 167.1357 | 230.7298 | 260.7049 | 309.7072 | 394.2574 | 477.2062 | 487.1203 | 535.8194 | 549.8991 | 557.3808 | 642.9448 | 456.2016 | 305.8904 | 219.729 | 0 | 0 | 0 | 0 | 0 | 0 | 167.1357 | 230.7298 | 260.7049 | 309.7072 | 394.2574 | 477.2062 | 487.1203 | 535.8194 | 549.8991 | 557.3808 | 642.9448 | 456.2016 | 305.8904 | 219.729 | 0 | 0 | 0 | 0 | 0 | 0 | 167.1357 | 230.7298 | 260.7049 | 309.7072 | 394.2574 | 477.2062 | 487.1203 | 535.8194 | 549.8991 | 557.3808 | 642.9448 | 456.2016 | 305.8904 | 219.729 | 0 | 0 | 0 | 0 | 0 | 0 | 0 | 0 | 0 | 0 | 0 | 0 | 0 | 0 | 0 | 0 | 0 | 0 | 0 | 0 | 0 | 0 | 0 | 0 | 0 | 0 | 0 | 0 | 0 | 0
[19 empty] | Variable carbon costs | Input | £000s | 0 | 0 | 0 | 0 | 0 | 0 | 0 | 0 | 0 | 0 | 0 | 0 | 0 | 0 | 0 | 0 | 0 | 0 | 0 | 0 | 0 | 0 | 0 | 0 | 0 | 0 | 0 | 0 | 0 | 0 | 0 | 0 | 0 | 0 | 0 | 0 | 0 | 0 | 0 | 0 | 0 | 0 | 0 | 0 | 0 | 0 | 0 | 0 | 0 | 0 | 0 | 0 | 0 | 0 | 0 | 0 | 0 | 0 | 0 | 0 | 0 | 0 | 0 | 0 | 0 | 0 | 0 | 0 | 0 | 0 | 0 | 0 | 0 | 0 | 0 | 0 | 0 | 0 | 0 | 0 | 0 | 0 | 0 | 0 | 0 | 0 | 0 | 0 | 0 | 0 | 0 | 0 | 0 | 0 | 0 | 0 | 0 | 0 | 0 | 0 | 0 | 0 | 0 | 0
[19 empty] | Customer willingness to pay | Input | £000s | 0 | 0 | 0 | 0 | 0 | 0 | 0 | 0 | 0 | 0 | 0 | 0 | 0 | 0 | 0 | 0 | 0 | 0 | 0 | 0 | 0 | 0 | 0 | 0 | 0 | 0 | 0 | 0 | 0 | 0 | 0 | 0 | 0 | 0 | 0 | 0 | 0 | 0 | 0 | 0 | 0 | 0 | 0 | 0 | 0 | 0 | 0 | 0 | 0 | 0 | 0 | 0 | 0 | 0 | 0 | 0 | 0 | 0 | 0 | 0 | 0 | 0 | 0 | 0 | 0 | 0 | 0 | 0 | 0 | 0 | 0 | 0 | 0 | 0 | 0 | 0 | 0 | 0 | 0 | 0 | 0 | 0 | 0 | 0 | 0 | 0 | 0 | 0 | 0 | 0 | 0 | 0 | 0 | 0 | 0 | 0 | 0 | 0 | 0 | 0 | 0 | 0 | 0 | 0
[19 empty] | Total | Sum of above (excl WAFU) | £000s | 14133.9474 | 19992.617 | 23188.5417 | 28077.1192 | 36126.1865 | 44336.1848 | 46679.8067 | 52348.8359 | 55201.115 | 57477.7659 | 68541.083 | 55433.4123 | 44417.3798 | 38586.24 | 21690.798 | 22712.8271 | 22776.6415 | 23353.3079 | 23475.1972 | 23509.6237 | 32483.1753 | 32975.8931 | 32356.5813 | 33484.6478 | 34543.1312 | 38469.226 | 38939.3547 | 41244.7688 | 41912.0106 | 42267.0416 | 48516.9641 | 40518.4908 | 33801.4214 | 30370.3499 | 21086.8642 | 22179.7551 | 22311.2583 | 22953.305 | 23139.6415 | 23239.1266 | 32275.2112 | 32827.269 | 32268.0668 | 33453.6481 | 34563.1312 | 38489.226 | 38959.3547 | 41264.7688 | 41932.0106 | 42287.0416 | 48536.9641 | 40538.4908 | 33821.4214 | 30390.3499 | 21106.8642 | 22199.7551 | 22331.2583 | 22973.305 | 23159.6415 | 23259.1266 | 32295.2112 | 32847.269 | 32288.0668 | 33473.6481 | 34583.1312 | 38509.226 | 38979.3547 | 41284.7688 | 41952.0106 | 42307.0416 | 48556.9641 | 40558.4908 | 33841.4214 | 30410.3499 | 21126.8642 | 22219.7551 | 22351.2583 | 22993.305 | 23179.6415 | 23279.1266 | 0 | 0 | 0 | 0 | 0 | 0 | 0 | 0 | 0 | 0 | 0 | 0 | 0 | 0 | 0 | 0 | 0 | 0 | 0 | 0 | 0 | 0 | 0 | 0
61.5a | Options to reduce water taken unbilled | [20 empty] | 0 | 0 | 0 | 0 | 0 | 0 | 0 | 0 | 0 | 0 | 0 | 0 | 0 | 0 | 0 | 0 | 0 | 0 | 0 | 0 | 0 | 0 | 0 | 0 | 0 | 0 | 0 | 0 | 0 | 0 | 0 | 0 | 0 | 0 | 0 | 0 | 0 | 0 | 0 | 0 | 0 | 0 | 0 | 0 | 0 | 0 | 0 | 0 | 0 | 0 | 0 | 0 | 0 | 0 | 0 | 0 | 0 | 0 | 0 | 0 | 0 | 0 | 0 | 0 | 0 | 0 | 0 | 0 | 0 | 0 | 0 | 0 | 0 | 0 | 0 | 0 | 0 | 0 | 0 | 0 | 0 | 0 | 0 | 0 | 0 | 0 | 0 | 0 | 0 | 0 | 0 | 0 | 0 | 0 | 0 | 0 | 0 | 0 | 0 | 0 | 0 | 0 | 0 | 0
61.6a | Options impacting on measured Non Household - USPL | [20 empty] | 0 | 0 | 0 | 0 | 0 | 0 | 0 | 0 | 0 | 0 | 0 | 0 | 0 | 0 | 0 | 0 | 0 | 0 | 0 | 0 | 0 | 0 | 0 | 0 | 0 | 0 | 0 | 0 | 0 | 0 | 0 | 0 | 0 | 0 | 0 | 0 | 0 | 0 | 0 | 0 | 0 | 0 | 0 | 0 | 0 | 0 | 0 | 0 | 0 | 0 | 0 | 0 | 0 | 0 | 0 | 0 | 0 | 0 | 0 | 0 | 0 | 0 | 0 | 0 | 0 | 0 | 0 | 0 | 0 | 0 | 0 | 0 | 0 | 0 | 0 | 0 | 0 | 0 | 0 | 0 | 0 | 0 | 0 | 0 | 0 | 0 | 0 | 0 | 0 | 0 | 0 | 0 | 0 | 0 | 0 | 0 | 0 | 0 | 0 | 0 | 0 | 0 | 0 | 0
61.7a | Options impacting on unmeasured Non Household - USPL | [20 empty] | 0 | 0 | 0 | 0 | 0 | 0 | 0 | 0 | 0 | 0 | 0 | 0 | 0 | 0 | 0 | 0 | 0 | 0 | 0 | 0 | 0 | 0 | 0 | 0 | 0 | 0 | 0 | 0 | 0 | 0 | 0 | 0 | 0 | 0 | 0 | 0 | 0 | 0 | 0 | 0 | 0 | 0 | 0 | 0 | 0 | 0 | 0 | 0 | 0 | 0 | 0 | 0 | 0 | 0 | 0 | 0 | 0 | 0 | 0 | 0 | 0 | 0 | 0 | 0 | 0 | 0 | 0 | 0 | 0 | 0 | 0 | 0 | 0 | 0 | 0 | 0 | 0 | 0 | 0 | 0 | 0 | 0 | 0 | 0 | 0 | 0 | 0 | 0 | 0 | 0 | 0 | 0 | 0 | 0 | 0 | 0 | 0 | 0 | 0 | 0 | 0 | 0 | 0 | 0
61.8a | Options impacting on measured Household - USPL | [20 empty] | 0 | 0 | 0 | 0 | 0 | 0 | 0 | 0 | 0 | 0 | 0 | 0 | 0 | 0 | 0 | 0 | 0 | 0 | 0 | 0 | 0 | 0 | 0 | 0 | 0 | 0 | 0 | 0 | 0 | 0 | 0 | 0 | 0 | 0 | 0 | 0 | 0 | 0 | 0 | 0 | 0 | 0 | 0 | 0 | 0 | 0 | 0 | 0 | 0 | 0 | 0 | 0 | 0 | 0 | 0 | 0 | 0 | 0 | 0 | 0 | 0 | 0 | 0 | 0 | 0 | 0 | 0 | 0 | 0 | 0 | 0 | 0 | 0 | 0 | 0 | 0 | 0 | 0 | 0 | 0 | 0 | 0 | 0 | 0 | 0 | 0 | 0 | 0 | 0 | 0 | 0 | 0 | 0 | 0 | 0 | 0 | 0 | 0 | 0 | 0 | 0 | 0 | 0 | 0
61.9a | Options impacting on unmeasured Household - USPL | [20 empty] | 0 | 0 | 0 | 0 | 0 | 0 | 0 | 0 | 0 | 0 | 0 | 0 | 0 | 0 | 0 | 0 | 0 | 0 | 0 | 0 | 0 | 0 | 0 | 0 | 0 | 0 | 0 | 0 | 0 | 0 | 0 | 0 | 0 | 0 | 0 | 0 | 0 | 0 | 0 | 0 | 0 | 0 | 0 | 0 | 0 | 0 | 0 | 0 | 0 | 0 | 0 | 0 | 0 | 0 | 0 | 0 | 0 | 0 | 0 | 0 | 0 | 0 | 0 | 0 | 0 | 0 | 0 | 0 | 0 | 0 | 0 | 0 | 0 | 0 | 0 | 0 | 0 | 0 | 0 | 0 | 0 | 0 | 0 | 0 | 0 | 0 | 0 | 0 | 0 | 0 | 0 | 0 | 0 | 0 | 0 | 0 | 0 | 0 | 0 | 0 | 0 | 0 | 0 | 0
58.1x | Enhanced Metering | EM001 | Metering other selective | Y | 2020-21 | Capacity | 3.1036 | 24424.3228 | 32540.7368 | 27932.6092 | -3181.6271 | 441.8786 | 19235.4332 | 76969.0307 | 234.5683 | 315.1327 | 3 | 3 | Gains in WAFU / Savings in demand | Input | Ml/d | 0.11209 | 0.26496 | 0.43539 | 0.63586 | 0.87186 | 0.74608 | 1.0158 | 1.3619 | 1.676 | 1.9984 | 2.619 | 2.8846 | 3.0446 | 3.1036 | 3.0862 | 3.0745 | 3.0631 | 3.0521 | 3.0414 | 3.0311 | 3.0212 | 3.0115 | 3.0022 | 2.9932 | 2.9844 | 2.9844 | 2.9844 | 2.9844 | 2.9844 | 2.9844 | 2.9844 | 2.9844 | 2.9844 | 2.9844 | 2.9844 | 2.9844 | 2.9844 | 2.9844 | 2.9844 | 2.9844 | 2.9844 | 2.9844 | 2.9844 | 2.9844 | 2.9844 | 2.9844 | 2.9844 | 2.9844 | 2.9844 | 2.9844 | 2.9844 | 2.9844 | 2.9844 | 2.9844 | 2.9844 | 2.9844 | 2.9844 | 2.9844 | 2.9844 | 2.9844 | 2.9844 | 2.9844 | 2.9844 | 2.9844 | 2.9844 | 2.9844 | 2.9844 | 2.9844 | 2.9844 | 2.9844 | 2.9844 | 2.9844 | 2.9844 | 2.9844 | 2.9844 | 2.9844 | 2.9844 | 2.9844 | 2.9844 | 2.9844 | 0 | 0 | 0 | 0 | 0 | 0 | 0 | 0 | 0 | 0 | 0 | 0 | 0 | 0 | 0 | 0 | 0 | 0 | 0 | 0 | 0 | 0 | 0 | 0
| This is a company wide decision, and the AIC reflects the company wide costs and demand benefits | [17 empty] | Fixed capex | Input | £000s | 456.0506 | 629.5752 | 636.6518 | 646.0003 | 1008.2386 | 2426.7119 | 1954.7485 | 2216.6715 | 2370.8476 | 2622.496 | 3396.6618 | 1972.9778 | 1322.9127 | 950.2826 | 0 | 118.9238 | 164.1735 | 166.0189 | 168.4567 | 262.9172 | 879.4674 | 850.2455 | 922.3743 | 967.6347 | 1229.1747 | 2198.2397 | 1571.7241 | 1543.8695 | 1530.0859 | 1418.3869 | 1956.0212 | 1231.266 | 881.5212 | 682.4206 | 262.9172 | 632.8107 | 509.7374 | 578.0387 | 618.2431 | 683.8651 | 1132.4001 | 854.9991 | 689.3099 | 597.1957 | 545.3096 | 1431.4201 | 1221.4066 | 1364.9141 | 1450.7386 | 1681.304 | 2469.9081 | 1576.8299 | 1293.5411 | 1132.207 | 683.8651 | 885.7434 | 514.491 | 344.9743 | 247.804 | 0 | 365.5805 | 504.6816 | 510.3544 | 517.8484 | 808.2268 | 1945.307 | 1566.9705 | 1776.9339 | 1900.525 | 2102.2519 | 2722.8408 | 1581.5835 | 1060.4767 | 761.7679 | 0 | 118.9238 | 164.1735 | 166.0189 | 168.4567 | 262.9172 | 0 | 0 | 0 | 0 | 0 | 0 | 0 | 0 | 0 | 0 | 0 | 0 | 0 | 0 | 0 | 0 | 0 | 0 | 0 | 0 | 0 | 0 | 0 | 0
[19 empty] | Variable capex | Input | £000s | 0 | 0 | 0 | 0 | 0 | 0 | 0 | 0 | 0 | 0 | 0 | 0 | 0 | 0 | 0 | 0 | 0 | 0 | 0 | 0 | 0 | 0 | 0 | 0 | 0 | 0 | 0 | 0 | 0 | 0 | 0 | 0 | 0 | 0 | 0 | 0 | 0 | 0 | 0 | 0 | 0 | 0 | 0 | 0 | 0 | 0 | 0 | 0 | 0 | 0 | 0 | 0 | 0 | 0 | 0 | 0 | 0 | 0 | 0 | 0 | 0 | 0 | 0 | 0 | 0 | 0 | 0 | 0 | 0 | 0 | 0 | 0 | 0 | 0 | 0 | 0 | 0 | 0 | 0 | 0 | 0 | 0 | 0 | 0 | 0 | 0 | 0 | 0 | 0 | 0 | 0 | 0 | 0 | 0 | 0 | 0 | 0 | 0 | 0 | 0 | 0 | 0 | 0 | 0
[19 empty] | Financing costs | Input | £000s | 0 | 0 | 0 | 0 | 0 | 0 | 0 | 0 | 0 | 0 | 0 | 0 | 0 | 0 | 0 | 0 | 0 | 0 | 0 | 0 | 0 | 0 | 0 | 0 | 0 | 0 | 0 | 0 | 0 | 0 | 0 | 0 | 0 | 0 | 0 | 0 | 0 | 0 | 0 | 0 | 0 | 0 | 0 | 0 | 0 | 0 | 0 | 0 | 0 | 0 | 0 | 0 | 0 | 0 | 0 | 0 | 0 | 0 | 0 | 0 | 0 | 0 | 0 | 0 | 0 | 0 | 0 | 0 | 0 | 0 | 0 | 0 | 0 | 0 | 0 | 0 | 0 | 0 | 0 | 0 | 0 | 0 | 0 | 0 | 0 | 0 | 0 | 0 | 0 | 0 | 0 | 0 | 0 | 0 | 0 | 0 | 0 | 0 | 0 | 0 | 0 | 0 | 0 | 0
[19 empty] | Fixed opex | Input | £000s | 10.6424 | 45.8585 | 90.6175 | 138.5505 | 190.2813 | 224.1065 | 359.8673 | 481.4673 | 611.9054 | 750.1349 | 928.1011 | 1107.5069 | 1212.2583 | 1277.9096 | 1319.3941 | 1318.2778 | 1317.1973 | 1316.1514 | 1315.139 | 1314.1622 | 1313.2167 | 1312.3015 | 1311.4156 | 1310.5581 | 1309.7313 | 1309.7313 | 1309.7313 | 1309.7313 | 1309.7313 | 1309.7313 | 1309.7313 | 1309.7313 | 1309.7313 | 1309.7313 | 1309.7313 | 1309.7313 | 1309.7313 | 1309.7313 | 1309.7313 | 1309.7313 | 1309.7313 | 1309.7313 | 1309.7313 | 1309.7313 | 1309.7313 | 1309.7313 | 1309.7313 | 1309.7313 | 1309.7313 | 1309.7313 | 1309.7313 | 1309.7313 | 1309.7313 | 1309.7313 | 1309.7313 | 1309.7313 | 1309.7313 | 1309.7313 | 1309.7313 | 1309.7313 | 1309.7313 | 1309.7313 | 1309.7313 | 1309.7313 | 1309.7313 | 1309.7313 | 1309.7313 | 1309.7313 | 1309.7313 | 1309.7313 | 1309.7313 | 1309.7313 | 1309.7313 | 1309.7313 | 1309.7313 | 1309.7313 | 1309.7313 | 1309.7313 | 1309.7313 | 1309.7313 | 0 | 0 | 0 | 0 | 0 | 0 | 0 | 0 | 0 | 0 | 0 | 0 | 0 | 0 | 0 | 0 | 0 | 0 | 0 | 0 | 0 | 0 | 0 | 0
[19 empty] | Variable opex | Input | £000s | 0 | 0 | 0 | 0 | 0 | 0 | 0 | 0 | 0 | 0 | 0 | 0 | 0 | 0 | 0 | 0 | 0 | 0 | 0 | 0 | 0 | 0 | 0 | 0 | 0 | 0 | 0 | 0 | 0 | 0 | 0 | 0 | 0 | 0 | 0 | 0 | 0 | 0 | 0 | 0 | 0 | 0 | 0 | 0 | 0 | 0 | 0 | 0 | 0 | 0 | 0 | 0 | 0 | 0 | 0 | 0 | 0 | 0 | 0 | 0 | 0 | 0 | 0 | 0 | 0 | 0 | 0 | 0 | 0 | 0 | 0 | 0 | 0 | 0 | 0 | 0 | 0 | 0 | 0 | 0 | 0 | 0 | 0 | 0 | 0 | 0 | 0 | 0 | 0 | 0 | 0 | 0 | 0 | 0 | 0 | 0 | 0 | 0 | 0 | 0 | 0 | 0 | 0 | 0
[19 empty] | Opex savings | Input | £000s | 3.0631 | 7.2406 | 14.1561 | 25.6154 | 38.1358 | 28.179 | 45.6541 | 66.4173 | 84.469 | 98.7841 | 135.3593 | 144.8853 | 150.3589 | 151.957 | 150.6298 | 149.5429 | 148.4909 | 147.4726 | 146.4869 | 145.5358 | 144.6153 | 143.7243 | 142.8617 | 142.0269 | 141.2219 | 141.2219 | 141.2219 | 141.2219 | 141.2219 | 141.2219 | 141.2219 | 141.2219 | 141.2219 | 141.2219 | 141.2219 | 141.2219 | 141.2219 | 141.2219 | 141.2219 | 141.2219 | 141.2219 | 141.2219 | 141.2219 | 141.2219 | 141.2219 | 141.2219 | 141.2219 | 141.2219 | 141.2219 | 141.2219 | 141.2219 | 141.2219 | 141.2219 | 141.2219 | 141.2219 | 141.2219 | 141.2219 | 141.2219 | 141.2219 | 141.2219 | 141.2219 | 141.2219 | 141.2219 | 141.2219 | 141.2219 | 141.2219 | 141.2219 | 141.2219 | 141.2219 | 141.2219 | 141.2219 | 141.2219 | 141.2219 | 141.2219 | 141.2219 | 141.2219 | 141.2219 | 141.2219 | 141.2219 | 141.2219 | 0 | 0 | 0 | 0 | 0 | 0 | 0 | 0 | 0 | 0 | 0 | 0 | 0 | 0 | 0 | 0 | 0 | 0 | 0 | 0 | 0 | 0 | 0 | 0
[19 empty] | Fixed env & social | Input | £000s | 0 | 0 | 0 | 0 | 0 | 0 | 0 | 0 | 0 | 0 | 0 | 0 | 0 | 0 | 0 | 0 | 0 | 0 | 0 | 0 | 0 | 0 | 0 | 0 | 0 | 0 | 0 | 0 | 0 | 0 | 0 | 0 | 0 | 0 | 0 | 0 | 0 | 0 | 0 | 0 | 0 | 0 | 0 | 0 | 0 | 0 | 0 | 0 | 0 | 0 | 0 | 0 | 0 | 0 | 0 | 0 | 0 | 0 | 0 | 0 | 0 | 0 | 0 | 0 | 0 | 0 | 0 | 0 | 0 | 0 | 0 | 0 | 0 | 0 | 0 | 0 | 0 | 0 | 0 | 0 | 0 | 0 | 0 | 0 | 0 | 0 | 0 | 0 | 0 | 0 | 0 | 0 | 0 | 0 | 0 | 0 | 0 | 0 | 0 | 0 | 0 | 0 | 0 | 0
[19 empty] | Variable env & social | Input | £000s | 365.3709 | 505.8322 | 501.2014 | 490.4115 | 766.0016 | 1837.1893 | 1521.124 | 1730.4865 | 1851.3685 | 2070.9453 | 2663.621 | 1550.85 | 1054.367 | 769.3464 | 40.3001 | 40.1465 | 39.9979 | 39.854 | 39.7147 | 39.5803 | 182.1588 | 236.3326 | 233.5458 | 228.2316 | 335.0335 | 755.6185 | 630.2829 | 710.5896 | 756.3815 | 840.838 | 1070.081 | 632.3503 | 436.8411 | 324.7713 | 38.9707 | 38.9707 | 38.9707 | 38.9707 | 38.9707 | 38.9707 | 181.6792 | 235.979 | 233.314 | 228.1178 | 335.0335 | 755.6185 | 630.2829 | 710.5896 | 756.3815 | 840.838 | 1070.081 | 632.3503 | 436.8411 | 324.7713 | 38.9707 | 38.9707 | 38.9707 | 38.9707 | 38.9707 | 38.9707 | 181.6792 | 235.979 | 233.314 | 228.1178 | 335.0335 | 755.6185 | 630.2829 | 710.5896 | 756.3815 | 840.838 | 1070.081 | 632.3503 | 436.8411 | 324.7713 | 38.9707 | 38.9707 | 38.9707 | 38.9707 | 38.9707 | 38.9707 | 0 | 0 | 0 | 0 | 0 | 0 | 0 | 0 | 0 | 0 | 0 | 0 | 0 | 0 | 0 | 0 | 0 | 0 | 0 | 0 | 0 | 0 | 0 | 0
[19 empty] | Fixed carbon costs | Input | £000s | 8.6436 | 11.5792 | 11.8285 | 12.3844 | 20.8836 | 67.8135 | 46.4416 | 51.2174 | 52.4355 | 66.7498 | 63.7598 | 39.2088 | 25.7823 | 18.198 | 0.98936 | 0.95259 | 0.91728 | 0.88336 | 0.85078 | 0.81949 | 1.8688 | 2.2002 | 2.2497 | 2.3692 | 3.7555 | 12.3679 | 8.4346 | 9.2197 | 9.3391 | 12.5096 | 12.2971 | 8.0542 | 5.4419 | 3.9602 | 0.56863 | 0.55206 | 0.53599 | 0.52037 | 0.50522 | 0.4905 | 1.1346 | 1.3448 | 1.3832 | 1.4652 | 2.3356 | 7.7291 | 5.2966 | 5.8178 | 5.9217 | 7.9706 | 6.8086 | 4.4594 | 3.0131 | 2.1927 | 0.31483 | 0.30566 | 0.29676 | 0.28812 | 0.27973 | 0.27158 | 0.6282 | 0.74457 | 0.76586 | 0.81124 | 1.2932 | 4.2794 | 2.9326 | 3.2212 | 3.2787 | 4.4131 | 3.7698 | 2.4691 | 1.6683 | 1.214 | 0.17432 | 0.24378 | 0.23784 | 0.23204 | 0.22638 | 0.22086 | 0 | 0 | 0 | 0 | 0 | 0 | 0 | 0 | 0 | 0 | 0 | 0 | 0 | 0 | 0 | 0 | 0 | 0 | 0 | 0 | 0 | 0 | 0 | 0
[19 empty] | Variable carbon costs | Input | £000s | 0 | 0 | 0 | 0 | 0 | 0 | 0 | 0 | 0 | 0 | 0 | 0 | 0 | 0 | 0 | 0 | 0 | 0 | 0 | 0 | 0 | 0 | 0 | 0 | 0 | 0 | 0 | 0 | 0 | 0 | 0 | 0 | 0 | 0 | 0 | 0 | 0 | 0 | 0 | 0 | 0 | 0 | 0 | 0 | 0 | 0 | 0 | 0 | 0 | 0 | 0 | 0 | 0 | 0 | 0 | 0 | 0 | 0 | 0 | 0 | 0 | 0 | 0 | 0 | 0 | 0 | 0 | 0 | 0 | 0 | 0 | 0 | 0 | 0 | 0 | 0 | 0 | 0 | 0 | 0 | 0 | 0 | 0 | 0 | 0 | 0 | 0 | 0 | 0 | 0 | 0 | 0 | 0 | 0 | 0 | 0 | 0 | 0 | 0 | 0 | 0 | 0 | 0 | 0
[19 empty] | Customer willingness to pay | Input | £000s | 0 | 0 | 0 | 0 | 0 | 0 | 0 | 0 | 0 | 0 | 0 | 0 | 0 | 0 | 0 | 0 | 0 | 0 | 0 | 0 | 0 | 0 | 0 | 0 | 0 | 0 | 0 | 0 | 0 | 0 | 0 | 0 | 0 | 0 | 0 | 0 | 0 | 0 | 0 | 0 | 0 | 0 | 0 | 0 | 0 | 0 | 0 | 0 | 0 | 0 | 0 | 0 | 0 | 0 | 0 | 0 | 0 | 0 | 0 | 0 | 0 | 0 | 0 | 0 | 0 | 0 | 0 | 0 | 0 | 0 | 0 | 0 | 0 | 0 | 0 | 0 | 0 | 0 | 0 | 0 | 0 | 0 | 0 | 0 | 0 | 0 | 0 | 0 | 0 | 0 | 0 | 0 | 0 | 0 | 0 | 0 | 0 | 0 | 0 | 0 | 0 | 0 | 0 | 0
[19 empty] | Total | Sum of above (excl WAFU) | £000s | 843.7707 | 1200.0856 | 1254.4553 | 1312.962 | 2023.5408 | 4584.0003 | 3927.8355 | 4546.26 | 4971.026 | 5609.1101 | 7187.5031 | 4815.4288 | 3765.6792 | 3167.6935 | 1511.3134 | 1627.8437 | 1670.7769 | 1670.3802 | 1670.648 | 1763.015 | 2521.327 | 2544.804 | 2612.4471 | 2650.8205 | 3018.917 | 4417.1792 | 3661.3948 | 3714.632 | 3746.7597 | 3722.6876 | 4489.3525 | 3322.6237 | 2774.7575 | 2462.1053 | 1753.4097 | 2123.2867 | 2000.1973 | 2068.483 | 2108.6722 | 2174.2795 | 2766.1671 | 2543.276 | 2374.9603 | 2277.7319 | 2333.632 | 3645.7208 | 3307.9394 | 3532.2746 | 3663.995 | 3981.0658 | 4997.7509 | 3664.5928 | 3184.3484 | 2910.1242 | 2174.1038 | 2375.9729 | 2004.7117 | 1835.1864 | 1738.0077 | 1490.1955 | 1998.8411 | 2192.3584 | 2195.3875 | 2197.7306 | 2595.5067 | 4156.1581 | 3651.1392 | 3941.6978 | 4111.1383 | 4398.4562 | 5247.6447 | 3667.3561 | 2949.9392 | 2538.7065 | 1490.0982 | 1609.0915 | 1654.3353 | 1656.1748 | 1658.607 | 1753.0619 | 0 | 0 | 0 | 0 | 0 | 0 | 0 | 0 | 0 | 0 | 0 | 0 | 0 | 0 | 0 | 0 | 0 | 0 | 0 | 0 | 0 | 0 | 0 | 0
61.10a | Options impacting on Void properties - USPL | [20 empty] | 0 | 0 | 0 | 0 | 0 | 0 | 0 | 0 | 0 | 0 | 0 | 0 | 0 | 0 | 0 | 0 | 0 | 0 | 0 | 0 | 0 | 0 | 0 | 0 | 0 | 0 | 0 | 0 | 0 | 0 | 0 | 0 | 0 | 0 | 0 | 0 | 0 | 0 | 0 | 0 | 0 | 0 | 0 | 0 | 0 | 0 | 0 | 0 | 0 | 0 | 0 | 0 | 0 | 0 | 0 | 0 | 0 | 0 | 0 | 0 | 0 | 0 | 0 | 0 | 0 | 0 | 0 | 0 | 0 | 0 | 0 | 0 | 0 | 0 | 0 | 0 | 0 | 0 | 0 | 0 | 0 | 0 | 0 | 0 | 0 | 0 | 0 | 0 | 0 | 0 | 0 | 0 | 0 | 0 | 0 | 0 | 0 | 0 | 0 | 0 | 0 | 0 | 0 | 0
RZCOSTSHERE
| Company: | Severn Trent Water
| Resource Zone Name: | Strategic Grid
| Resource Zone Number: | 13
| Planning Scenario Name: | Dry Year Annual Average
| Chosen Level of Service: | No more than 3 in 100 Temporary Use Bans
Start dates | Option Categories
2020-21 | Aquifer recharge
2021-22 | Bulk supply
2022-23 | Conjunctive use
2023-24 | Desalination
2024-25 | Effluent reuse
2025-26 | GW enhancement
2026-27 | GW new
2027-28 | Reservoir enlargement
2028-29 | New reservoir
2029-30 | SW enhancement
2030-31 | SW new
2031-32
2032-33
2033-34 | Active leakage management
2034-35 | Mains repair
2035-36 | Mains replacement (not trunk mains)
2036-37 | Pressure management
2037-38 | Other leakage control
2038-39 | Trunk mains renewal
2039-40 | Pumps
2040-41 | Service reservoir
2041-42
2042-43
2043-44 | Water treatment works loss recovery
2044-45 | Water treatment works capacity increase
Cistern displacement device
Household water audit
Commercial water audit
Customer education / awareness
Other water efficiency
Metering optants
Metering change of occupancy
Metering compulsory
Metering other selective
Supply pipe repairs / replacement
Outdoor water efficiency devices
Retrofitting indoor water efficiency devices
Alternative tariffs
Collaborative R&D
Note on DW1: Author: At year 126 this drops to 2%
Note on V2: The original formulae assumed 80 whatever number was put here. The formulae in this sheet will take account of the number.
Note on X2: Cells X2:CY2 contain a factor to calculate NPV based on variable discount rate - please do not adjust
Note on CY2: Formula can be copied across to the right if appraisal period extends beyond 80 years

## 6. Preferred (Scenario Yr)
Table 6: Preferred list of water management options
DRY YEAR PLANNED GAINS IN WAFU OR SAVINGS IN DEMAND (Ml/d) - TO BE COMPLETED FOR ALL PREFERRED OPTIONS (WAFU gains for each year are individual year gains and not cumulative gains)
Row Ref | Option Name [Insert / delete non-numbered lines to suit] | Option Reference No. | Unit | Decimal places | 2016-17 | For info 2017-18 | For info 2018-19 | For info 2019-20 | 2020-21 | 2021-22 | 2022-23 | 2023-24 | 2024-25 | 2025-26 | 2026-27 | 2027-28 | 2028-29 | 2029-30 | 2030-31 | 2031-32 | 2032-33 | 2033-34 | 2034-35 | 2035-36 | 2036-37 | 2037-38 | 2038-39 | 2039-40 | 2040-41 | 2041-42 | 2042-43 | 2043-44 | 2044-45
58 | Resource Management | - | Ml/d | 2 | 4.84 | 4.84 | 4.84 | 4.84 | 4.84 | 4.84 | 4.84 | 4.84 | 26 | 26 | 45 | 79.1 | 79.1 | 98 | 112.2 | 112.2 | 112.2 | 112.2 | 112.2 | 112.2 | 112.2 | 112.2 | 112.2 | 112.2 | 112.2 | 112.2 | 112.2 | 112.2 | 112.2
58.1 | Increase raw water abstractions | - | Ml/d | 2 | 0 | 0 | 0 | 0 | 0 | 0 | 0 | 0 | 0 | 0 | 9 | 9 | 9 | 9.9 | 82.1 | 82.1 | 82.1 | 82.1 | 82.1 | 82.1 | 82.1 | 82.1 | 82.1 | 82.1 | 82.1 | 82.1 | 82.1 | 82.1 | 82.1
- | River Soar to support Cropston WTW | CRO06 | Ml/d | 2 |  |  |  |  | 0 | 0 | 0 | 0 | 0 | 0 | 0 | 0 | 0 | 0 | 17 | 17 | 17 | 17 | 17 | 17 | 17 | 17 | 17 | 17 | 17 | 17 | 17 | 17 | 17
- | East Midlands raw water storage (Site CQ) including new WTW | WTW05 | Ml/d | 2 |  |  |  |  | 0 | 0 | 0 | 0 | 0 | 0 | 0 | 0 | 0 | 0 | 45 | 45 | 45 | 45 | 45 | 45 | 45 | 45 | 45 | 45 | 45 | 45 | 45 | 45 | 45
- | Draycote Reservoir capacity increase (Size A) with transfer main from Draycote WTW to Coventry | DAM07 | Ml/d | 2 |  |  |  |  | 0 | 0 | 0 | 0 | 0 | 0 | 9 | 9 | 9 | 9 | 9 | 9 | 9 | 9 | 9 | 9 | 9 | 9 | 9 | 9 | 9 | 9 | 9 | 9 | 9
- | Stanford Reservoir capacity increase (Size A) | DAM01 | Ml/d | 2 |  |  |  |  | 0 | 0 | 0 | 0 | 0 | 0 | 0 | 0 | 0 | 0 | 2.5 | 2.5 | 2.5 | 2.5 | 2.5 | 2.5 | 2.5 | 2.5 | 2.5 | 2.5 | 2.5 | 2.5 | 2.5 | 2.5 | 2.5
- | Whitacre Reservoir capacity increase (Size A) | DAM03 | Ml/d | 2 |  |  |  |  | 0 | 0 | 0 | 0 | 0 | 0 | 0 | 0 | 0 | 0 | 2.5 | 2.5 | 2.5 | 2.5 | 2.5 | 2.5 | 2.5 | 2.5 | 2.5 | 2.5 | 2.5 | 2.5 | 2.5 | 2.5 | 2.5
- | Ladyflatte BHs asset and water treatment enhancements | BHS07 | Ml/d | 2 |  |  |  |  | 0 | 0 | 0 | 0 | 0 | 0 | 0 | 0 | 0 | 0 | 2.7 | 2.7 | 2.7 | 2.7 | 2.7 | 2.7 | 2.7 | 2.7 | 2.7 | 2.7 | 2.7 | 2.7 | 2.7 | 2.7 | 2.7
- | Lower Shustoke capacity increase (Size A) | DAM02 | Ml/d | 2 |  |  |  |  | 0 | 0 | 0 | 0 | 0 | 0 | 0 | 0 | 0 | 0 | 2.5 | 2.5 | 2.5 | 2.5 | 2.5 | 2.5 | 2.5 | 2.5 | 2.5 | 2.5 | 2.5 | 2.5 | 2.5 | 2.5 | 2.5
- | Maximise deployment from Diddlebury WTW and Munslow BH | BHS06 | Ml/d | 2 |  |  |  |  | 0 | 0 | 0 | 0 | 0 | 0 | 0 | 0 | 0 | 0.9 | 0.9 | 0.9 | 0.9 | 0.9 | 0.9 | 0.9 | 0.9 | 0.9 | 0.9 | 0.9 | 0.9 | 0.9 | 0.9 | 0.9 | 0.9
- | (insert row above) | - | - |  | - | - | - | - | bar: 2020-21 to 2044-45
58.2 | Raw water imports | - | Ml/d | 2 | 0 | 0 | 0 | 0 | 0 | 0 | 0 | 0 | 0 | 0 | 35 | 35 | 35 | 35 | 35 | 35 | 35 | 35 | 35 | 35 | 35 | 35 | 35 | 35 | 35 | 35 | 35 | 35 | 35
- | Church Wilne WTW expansion and transfer main supported by raw water augmentation of the River Trent | WIL05 | Ml/d | 2 |  |  |  |  | 0 | 0 | 0 | 0 | 0 | 0 | 35 | 35 | 35 | 35 | 35 | 35 | 35 | 35 | 35 | 35 | 35 | 35 | 35 | 35 | 35 | 35 | 35 | 35 | 35
- | (insert row above) | - | - |  | - | - | - | - | bar: 2020-21 to 2044-45
58.3 | Potable water Imports (input reductions as -ve) | - | Ml/d | 2 | 0 | 0 | 0 | 0 | 0 | 0 | 0 | 0 | 0 | 0 | 0 | 0 | 0 | 0 | 0 | 0 | 0 | 0 | 0 | 0 | 0 | 0 | 0 | 0 | 0 | 0 | 0 | 0 | 0
- |  |  | Ml/d | 2
- | (insert row above) | - | - |  | - | - | - | - | bar: 2020-21 to 2044-45
58.4 | Reduce raw water losses and operational use (input as -ve) | - | Ml/d | 2 | 0 | 0 | 0 | 0 | 0 | 0 | 0 | 0 | 0 | 0 | 0 | 0 | 0 | 0 | 0 | 0 | 0 | 0 | 0 | 0 | 0 | 0 | 0 | 0 | 0 | 0 | 0 | 0 | 0
- |  |  | Ml/d | 2
- | (insert row above) | - | - |  | - | - | - | - | bar: 2020-21 to 2044-45
58.5 | Reduced raw water export (including non potable supplies) |  | Ml/d | 2 | -4.84 | -4.84 | -4.84 | -4.84 | -4.84 | -4.84 | -4.84 | -4.84 | 0 | 0 | 0 | 0 | 0 | 0 | 0 | 0 | 0 | 0 | 0 | 0 | 0 | 0 | 0 | 0 | 0 | 0 | 0 | 0 | 0
58.51 | Reduce raw water exports (input as -ve) | - | Ml/d | 2 | -4.84 | -4.84 | -4.84 | -4.84 | -4.84 | -4.84 | -4.84 | -4.84 | 0 | 0 | 0 | 0 | 0 | 0 | 0 | 0 | 0 | 0 | 0 | 0 | 0 | 0 | 0 | 0 | 0 | 0 | 0 | 0 | 0
| Reduction in Transfer from Strategic Grid WRZ to Notts ( Not required because newark link is not happening until mid amp 7) | NA | Ml/d | 2 | -4.84 | -4.84 | -4.84 | -4.84 | 2020-21: -4.84; 2021-22: -4.84; 2022-23: -4.84; 2023-24: -4.84
- | (insert row above) | - | - |  | - | - | - | - | bar: 2020-21 to 2044-45
58.52 | Reduce non potable supplies (input as -ve) | - | Ml/d | 2 | 0 | 0 | 0 | 0 | 0 | 0 | 0 | 0 | 0 | 0 | 0 | 0 | 0 | 0 | 0 | 0 | 0 | 0 | 0 | 0 | 0 | 0 | 0 | 0 | 0 | 0 | 0 | 0 | 0
- |  |  | Ml/d | 2
- | (insert row above) | - | - |  | - | - | - | - | bar: 2020-21 to 2044-45
58.6 | Reduce potable water exports (input as -ve) | - | Ml/d |  | 0 | 0 | 0 | 0 | 0 | 0 | 0 | 0 | 0 | 0 | 25 | 25 | 25 | 25 | 85 | 85 | 85 | 85 | 85 | 85 | 85 | 85 | 85 | 85 | 85 | 85 | 85 | 85 | 85
- | Ambergate to Mid Nottinghamshire transfer solution This is an inter-WRZ transfer option benefitting the Nottinghamshire WRZ. This line is included to demonstrate potable water export from the Strategic Grid WRZ to the Nottinghamshire WRZ. Table 5 data for this option can be found in the Nottinghamshire WRZ WRMP Table dataset. | NOT01 | Ml/d | 2 |  |  |  |  | 0 | 0 | 0 | 0 | 0 | 0 | 0 | 0 | 0 | 0 | 30 | 30 | 30 | 30 | 30 | 30 | 30 | 30 | 30 | 30 | 30 | 30 | 30 | 30 | 30
- | Heathy Lea to North Nottinghamshire transfer solution This is an inter-WRZ transfer option benefitting the Nottinghamshire WRZ. This line is included to demonstrate potable water export from the Strategic Grid WRZ to the Nottinghamshire WRZ. Table 5 data for this option can be found in the Nottinghamshire WRZ WRMP Table dataset. | NOT04 | Ml/d | 2 |  |  |  |  | 0 | 0 | 0 | 0 | 0 | 0 | 25 | 25 | 25 | 25 | 25 | 25 | 25 | 25 | 25 | 25 | 25 | 25 | 25 | 25 | 25 | 25 | 25 | 25 | 25
- | Church Wilne to South Nottinghamshire transfer solution This is an inter-WRZ transfer option benefitting the Nottinghamshire WRZ. This line is included to demonstrate potable water export from the Strategic Grid WRZ to the Nottinghamshire WRZ. Table 5 data for this option can be found in the Nottinghamshire WRZ WRMP Table dataset. | NOT05 | Ml/d | 2 |  |  |  |  | 0 | 0 | 0 | 0 | 0 | 0 | 0 | 0 | 0 | 0 | 30 | 30 | 30 | 30 | 30 | 30 | 30 | 30 | 30 | 30 | 30 | 30 | 30 | 30 | 30
- | (insert row above) | - | - |  | - | - | - | - | bar: 2020-21 to 2044-45
58.7 | Other options to increase deployable output | - | Ml/d |  | 0 | 0 | 0 | 0 | 0 | 0 | 0 | 0 | 26 | 26 | 26 | 60.1 | 60.1 | 78.1 | 80.1 | 80.1 | 80.1 | 80.1 | 80.1 | 80.1 | 80.1 | 80.1 | 80.1 | 80.1 | 80.1 | 80.1 | 80.1 | 80.1 | 80.1
- | Bamford WTW to Grindleford pipeline capacity increase | BAM03 | Ml/d | 2 |  |  |  |  | 0 | 0 | 0 | 0 | 0 | 0 | 0 | 7.5 | 7.5 | 7.5 | 7.5 | 7.5 | 7.5 | 7.5 | 7.5 | 7.5 | 7.5 | 7.5 | 7.5 | 7.5 | 7.5 | 7.5 | 7.5 | 7.5 | 7.5
- | Draycote WTW enhancements | DOR05 | Ml/d | 2 |  |  |  |  | 0 | 0 | 0 | 0 | 0 | 0 | 0 | 0 | 0 | 8 | 8 | 8 | 8 | 8 | 8 | 8 | 8 | 8 | 8 | 8 | 8 | 8 | 8 | 8 | 8
- | Campion Hills WTW enhancements | DOR02 | Ml/d | 2 |  |  |  |  | 0 | 0 | 0 | 0 | 0 | 0 | 0 | 0 | 0 | 0 | 2 | 2 | 2 | 2 | 2 | 2 | 2 | 2 | 2 | 2 | 2 | 2 | 2 | 2 | 2
- | Little Eaton WTW expansion | LIT01 | Ml/d | 2 |  |  |  |  | 0 | 0 | 0 | 0 | 0 | 0 | 0 | 0 | 0 | 10 | 10 | 10 | 10 | 10 | 10 | 10 | 10 | 10 | 10 | 10 | 10 | 10 | 10 | 10 | 10
- | Cropston WTW enhancements | DOR08 | Ml/d | 2 |  |  |  |  | 0 | 0 | 0 | 0 | 0 | 0 | 0 | 3.6 | 3.6 | 3.6 | 3.6 | 3.6 | 3.6 | 3.6 | 3.6 | 3.6 | 3.6 | 3.6 | 3.6 | 3.6 | 3.6 | 3.6 | 3.6 | 3.6 | 3.6
- | Carsington Reservoir support to Melbourne WTW with Melbourne WTW enhancements | MEL29 | Ml/d | 2 |  |  |  |  | 0 | 0 | 0 | 0 | 26 | 26 | 26 | 26 | 26 | 26 | 26 | 26 | 26 | 26 | 26 | 26 | 26 | 26 | 26 | 26 | 26 | 26 | 26 | 26 | 26
- | Ogston WTW expansion | OGS01 | Ml/d | 2 |  |  |  |  | 0 | 0 | 0 | 0 | 0 | 0 | 0 | 15 | 15 | 15 | 15 | 15 | 15 | 15 | 15 | 15 | 15 | 15 | 15 | 15 | 15 | 15 | 15 | 15 | 15
- | Thornton Reservoir to support Cropston WTW | CRO05 | Ml/d | 2 |  |  |  |  | 0 | 0 | 0 | 0 | 0 | 0 | 0 | 8 | 8 | 8 | 8 | 8 | 8 | 8 | 8 | 8 | 8 | 8 | 8 | 8 | 8 | 8 | 8 | 8 | 8
- | (insert row above) | - | - |  | - | - | - | - | bar: 2020-21 to 2044-45
59 | Distribution Side Management | - |  |  | 0 | 0 | 0 | 0 | 0 | -15.02 | -35.77 | -58.08 | -58.0526 | -64.2299 | -70.4064 | -76.5821 | -82.757 | -88.9311 | -94.0042 | -99.1834 | -104.4687 | -109.8554 | -115.3189 | -118.4119 | -121.5049 | -124.5979 | -127.691 | -130.784 | -133.5677 | -136.3514 | -139.1351 | -141.9189 | -144.7026
59.1 | Reduce distribution losses (input as -ve) | - | Ml/d | 2 | 0 | 0 | 0 | 0 | 0 | -15.02 | -35.77 | -58.08 | -58.0526 | -64.2299 | -70.4064 | -76.5821 | -82.757 | -88.9311 | -94.0042 | -99.1834 | -104.4687 | -109.8554 | -115.3189 | -118.4119 | -121.5049 | -124.5979 | -127.691 | -130.784 | -133.5677 | -136.3514 | -139.1351 | -141.9189 | -144.7026
- | Leakage Reductions | ALC2 | Ml/d | 2 |  |  |  |  | 0 | -15.02 | -35.77 | -58.08 | -58.0526 | -64.2299 | -70.4064 | -76.5821 | -82.757 | -88.9311 | -94.0042 | -99.1834 | -104.4687 | -109.8554 | -115.3189 | -118.4119 | -121.5049 | -124.5979 | -127.691 | -130.784 | -133.5677 | -136.3514 | -139.1351 | -141.9189 | -144.7026
- | (insert row above) | - | - |  | - | - | - | - | bar: 2020-21 to 2044-45
59.2 | Reduce distribution system operational use (DSOU) (input as -ve) | - | Ml/d | 2 | 0 | 0 | 0 | 0 | 0 | 0 | 0 | 0 | 0 | 0 | 0 | 0 | 0 | 0 | 0 | 0 | 0 | 0 | 0 | 0 | 0 | 0 | 0 | 0 | 0 | 0 | 0 | 0 | 0
- |  |  | Ml/d | 2
- | (insert row above) | - | - |  | - | - | - | - | bar: 2020-21 to 2044-45
60 | Production Side Management, Specify Below.... | - |  | 2 | 0 | 0 | 0 | 0 | 0 | 0 | 0 | 0 | 0 | -4.8336 | -4.8336 | -4.8336 | -4.8336 | -4.8336 | -4.8336 | -4.8336 | -4.8336 | -4.8336 | -4.8336 | -4.8336 | -4.8336 | -4.8336 | -4.8336 | -4.8336 | -7.4823 | -7.4823 | -7.4823 | -7.4823 | -7.4823
60.1 | Reduce treatment works losses (input as -ve) | - | Ml/d | 2 | 0 | 0 | 0 | 0 | 0 | 0 | 0 | 0 | 0 | 0 | 0 | 0 | 0 | 0 | 0 | 0 | 0 | 0 | 0 | 0 | 0 | 0 | 0 | 0 | 0 | 0 | 0 | 0 | 0
- |  |  | Ml/d | 2
- | (insert row above) | - | - |  | - | - | - | - | bar: 2020-21 to 2044-45
60.2 | Reduce outages (input as -ve) | - | Ml/d | 2 | 0 | 0 | 0 | 0 | 0 | 0 | 0 | 0 | 0 | -4.8336 | -4.8336 | -4.8336 | -4.8336 | -4.8336 | -4.8336 | -4.8336 | -4.8336 | -4.8336 | -4.8336 | -4.8336 | -4.8336 | -4.8336 | -4.8336 | -4.8336 | -7.4823 | -7.4823 | -7.4823 | -7.4823 | -7.4823
- | Outage reduction |  | Ml/d | 2 |  |  |  |  | 0 | 0 | 0 | 0 | 0 | -4.8336 | -4.8336 | -4.8336 | -4.8336 | -4.8336 | -4.8336 | -4.8336 | -4.8336 | -4.8336 | -4.8336 | -4.8336 | -4.8336 | -4.8336 | -4.8336 | -4.8336 | -7.4823 | -7.4823 | -7.4823 | -7.4823 | -7.4823
- | (insert row above) | - | - |  | - | - | - | - | bar: 2020-21 to 2044-45
61 | Customer Side Management | - |  | 2 | 0 | 0 | 0 | 0 | 0.075 | 0.070875 | -0.38415 | -1.3562 | -2.749 | -7.3849 | -12.006 | -16.5158 | -20.9173 | -25.242 | -31.4572 | -35.8823 | -38.763 | -39.6526 | -38.2636 | -36.7082 | -35.2011 | -33.6841 | -32.205 | -30.7725 | -29.4198 | -28.0689 | -26.8042 | -25.4213 | -21.125
61.1 | Change volume delivered to measured non households (input reductions as -ve) | - | Ml/d | 2 | 0 | 0 | 0 | 0 | 0 | 0 | 0 | 0 | 0 | 0 | 0 | 0 | 0 | 0 | 0 | 0 | 0 | 0 | 0 | 0 | 0 | 0 | 0 | 0 | 0 | 0 | 0 | 0 | 0
- |  |  | Ml/d | 2
- | (insert row above) | - | - |  | - | - | - | - | bar: 2020-21 to 2044-45
61.2 | Change volume delivered to unmeasured non households (input reductions as -ve) | - | Ml/d | 2 | 0 | 0 | 0 | 0 | 0 | 0 | 0 | 0 | 0 | 0 | 0 | 0 | 0 | 0 | 0 | 0 | 0 | 0 | 0 | 0 | 0 | 0 | 0 | 0 | 0 | 0 | 0 | 0 | 0
- |  |  | Ml/d | 2
- | (insert row above) | - | - |  | - | - | - | - | bar: 2020-21 to 2044-45
61.3 | Change volume delivered to measured households (input reductions as -ve) | - | Ml/d | 2 | 0 | 0 | 0 | 0 | 0.075 | 0.070875 | -0.38415 | -1.3562 | 1.1084 | 30.8266 | 60.6706 | 90.7265 | 120.9517 | 151.3644 | 198.8444 | 232.9484 | 253.6406 | 267.6509 | 263.1027 | 259.0526 | 255.107 | 251.2716 | 247.4825 | 243.776 | 240.0913 | 236.5039 | 232.9457 | 229.5994 | 228.8386
| Home water efficiency checks | WE001 | Ml/d | 2 |  |  |  |  | 0.075 | 0.070875 | -0.38415 | -1.3562 | -2.3316 | -3.2534 | -4.1994 | -5.0935 | -5.9383 | -6.7256 | -7.4056 | -8.0416 | -8.3494 | -8.1196 | -7.598 | -7.1051 | -6.6393 | -6.1336 | -5.6462 | -5.1857 | -4.7747 | -4.3646 | -3.9922 | -3.5003 | 0.004365
| Enhanced metering | EM001 | Ml/d | 2 |  |  |  |  | 0 | 0 | 0 | 0 | 3.44 | 34.08 | 64.87 | 95.82 | 126.89 | 158.09 | 206.25 | 240.99 | 261.99 | 275.7704 | 270.7007 | 266.1577 | 261.7463 | 257.4051 | 253.1287 | 248.9616 | 244.866 | 240.8685 | 236.9379 | 233.0997 | 228.8343
- | (insert row above) | - | - |  | - | - | - | - | bar: 2020-21 to 2044-45
61.4 | Change volume delivered to unmeasured households (input reductions as -ve) | - | Ml/d | 2 | 0 | 0 | 0 | 0 | 0 | 0 | 0 | 0 | -3.83 | -37.94 | -72.16 | -106.48 | -140.86 | -175.35 | -228.66 | -266.91 | -290.31 | -305.1383 | -299.2063 | -293.6008 | -288.1481 | -282.7957 | -277.5274 | -272.3885 | -267.3511 | -262.4128 | -257.5899 | -252.8607 | -247.8036
| Enhanced metering | EM001 | Ml/d | 2 |  |  |  |  | 0 | 0 | 0 | 0 | -3.83 | -37.94 | -72.16 | -106.48 | -140.86 | -175.35 | -228.66 | -266.91 | -290.31 | -305.1383 | -299.2063 | -293.6008 | -288.1481 | -282.7957 | -277.5274 | -272.3885 | -267.3511 | -262.4128 | -257.5899 | -252.8607 | -247.8036
- | (insert row above) | - | - |  | - | - | - | - | bar: 2020-21 to 2044-45
61.5 | Options to reduce water taken unbilled (input as -ve) | - | Ml/d | 2 | 0 | 0 | 0 | 0 | 0 | 0 | 0 | 0 | 0 | 0 | 0 | 0 | 0 | 0 | 0 | 0 | 0 | 0 | 0 | 0 | 0 | 0 | 0 | 0 | 0 | 0 | 0 | 0 | 0
- |  |  | Ml/d | 2
- | (insert row above) | - | - |  | - | - | - | - | bar: 2020-21 to 2044-45
61.6 | Options impacting on measured Non Household - USPL (input reductions as -ve) |  | l/pr | 2 | 0 | 0 | 0 | 0 | 0 | 0 | 0 | 0 | 0 | 0 | 0 | 0 | 0 | 0 | 0 | 0 | 0 | 0 | 0 | 0 | 0 | 0 | 0 | 0 | 0 | 0 | 0 | 0 | 0
- |  |  | Ml/d | 2
- | (insert row above) | - | - |  | - | - | - | - | bar: 2020-21 to 2044-45
61.7 | Options impacting on unmeasured Non Household - USPL (input reductions as -ve) |  | l/pr | 2 | 0 | 0 | 0 | 0 | 0 | 0 | 0 | 0 | 0 | 0 | 0 | 0 | 0 | 0 | 0 | 0 | 0 | 0 | 0 | 0 | 0 | 0 | 0 | 0 | 0 | 0 | 0 | 0 | 0
- |  |  | Ml/d | 2
- | (insert row above) | - | - |  | - | - | - | - | bar: 2020-21 to 2044-45
61.8 | Options impacting on measured Household - USPL (input reductions as -ve) |  | l/pr | 2 | 0 | 0 | 0 | 0 | 0 | 0 | 0 | 0 | 0.26276 | 2.6035 | 4.9523 | 7.3091 | 9.6737 | 12.0459 | 15.7381 | 18.4136 | 20.0723 | 22.874 | 22.4514 | 22.0314 | 21.619 | 21.214 | 20.8163 | 20.4258 | 20.0423 | 19.6657 | 19.2958 | 18.9327 | 18.576
- | Enhanced metering | EM001 | Ml/d | 2 |  |  |  |  | 0 | 0 | 0 | 0 | 0.26276 | 2.6035 | 4.9523 | 7.3091 | 9.6737 | 12.0459 | 15.7381 | 18.4136 | 20.0723 | 22.874 | 22.4514 | 22.0314 | 21.619 | 21.214 | 20.8163 | 20.4258 | 20.0423 | 19.6657 | 19.2958 | 18.9327 | 18.576
- | (insert row above) | - | - |  | - | - | - | - | bar: 2020-21 to 2044-45
61.9 | Options impacting on unmeasured Household - USPL (input reductions as -ve) |  | l/pr | 2 | 0 | 0 | 0 | 0 | 0 | 0 | 0 | 0 | -0.29016 | -2.875 | -5.4689 | -8.0715 | -10.6827 | -13.3023 | -17.3797 | -20.3343 | -22.1659 | -25.0392 | -24.6114 | -24.1914 | -23.779 | -23.374 | -22.9763 | -22.5858 | -22.2023 | -21.8257 | -21.4558 | -21.0927 | -20.736
- | Enhanced metering | EM001 | Ml/d | 2 |  |  |  |  | 0 | 0 | 0 | 0 | -0.29016 | -2.875 | -5.4689 | -8.0715 | -10.6827 | -13.3023 | -17.3797 | -20.3343 | -22.1659 | -25.0392 | -24.6114 | -24.1914 | -23.779 | -23.374 | -22.9763 | -22.5858 | -22.2023 | -21.8257 | -21.4558 | -21.0927 | -20.736
- | (insert row above) | - | - |  | - | - | - | - | bar: 2020-21 to 2044-45
61.1 | Options impacting on Void properties - USPL (input reductions as -ve) |  | l/pr | 2 | 0 | 0 | 0 | 0 | 0 | 0 | 0 | 0 | 0 | 0 | 0 | 0 | 0 | 0 | 0 | 0 | 0 | 0 | 0 | 0 | 0 | 0 | 0 | 0 | 0 | 0 | 0 | 0 | 0
- |  |  | Ml/d | 2
- | (insert row above) | - | - |  | - | - | - | - | bar: 2020-21 to 2044-45
| Company: | Severn Trent Water
| Resource Zone Name: | Strategic Grid
| Resource Zone Number: | 13
| Planning Scenario Name: | Dry Year Annual Average
| Chosen Level of Service: | No more than 3 in 100 Temporary Use Bans

## 7. FP Supply
Table 7: Final planning water supply
| Row Ref | Component | Derivation | Unit | Decimal places | 2016-17 | For info 2017-18 | For info 2018-19 | For info 2019-20 | 2020-21 | 2021-22 | 2022-23 | 2023-24 | 2024-25 | 2025-26 | 2026-27 | 2027-28 | 2028-29 | 2029-30 | 2030-31 | 2031-32 | 2032-33 | 2033-34 | 2034-35 | 2035-36 | 2036-37 | 2037-38 | 2038-39 | 2039-40 | 2040-41 | 2041-42 | 2042-43 | 2043-44 | 2044-45
Resources | 1FP | Raw Water Abstracted | 1BL | Ml/d | 2 | 1312.7919 | 1312.7919 | 1312.7919 | 1312.7919 | 1312.7919 | 1312.7919 | 1312.7919 | 1312.7919 | 1312.7919 | 1312.7919 | 1312.7919 | 1312.7919 | 1312.7919 | 1312.7919 | 1312.7919 | 1312.7919 | 1312.7919 | 1312.7919 | 1312.7919 | 1312.7919 | 1312.7919 | 1312.7919 | 1312.7919 | 1312.7919 | 1312.7919 | 1312.7919 | 1312.7919 | 1312.7919 | 1312.7919
| 2FP | Raw Water Imported | 2BL+ (6. Preferred scenario ref 58.2) | Ml/d | 2 | 0 | 0 | 0 | 0 | 0 | 0 | 0 | 0 | 0 | 0 | 35 | 35 | 35 | 35 | 35 | 35 | 35 | 35 | 35 | 35 | 35 | 35 | 35 | 35 | 35 | 35 | 35 | 35 | 35
| - | - | - | - | 2 | - | - | - | - | bar: 2020-21 to 2044-45
| - | - | - | - | 2 | - | - | - | - | bar: 2020-21 to 2044-45
| - | - | - | - | 2 | - | - | - | - | bar: 2020-21 to 2044-45
| 3FP | Potable Water Imported | 3BL+ (6. Preferred scenario ref 58.3) | Ml/d | 2 | 8 | 8 | 8 | 8 | 8 | 8 | 8 | 8 | 8 | 8 | 8 | 8 | 8 | 8 | 8 | 8 | 8 | 8 | 8 | 8 | 8 | 8 | 8 | 8 | 8 | 8 | 8 | 8 | 8
| - | - | - | - | 2 | - | - | - | - | bar: 2020-21 to 2044-45
| - | - | - | - | 2 | - | - | - | - | bar: 2020-21 to 2044-45
| - | - | - | - | 2 | - | - | - | - | bar: 2020-21 to 2044-45
| - | - | - | - | 2 | - | - | - | - | bar: 2020-21 to 2044-45
Resource (and process) losses | 5FP | Raw Water Exported (raw exports and non potable uses) | 5BL+ (6. Preferred scenario ref 58.5) | Ml/d | 2 | -4.84 | -4.84 | -4.84 | -4.84 | -4.84 | -4.84 | -4.84 | -4.84 | 0 | 0 | 0 | 0 | 0 | 0 | 0 | 0 | 0 | 0 | 0 | 0 | 0 | 0 | 0 | 0 | 0 | 0 | 0 | 0 | 0
| - | - | - | - | 2 | - | - | - | - | bar: 2020-21 to 2044-45
| - | - | - | - | 2 | - | - | - | - | bar: 2020-21 to 2044-45
| - | - | - | - | 2 | - | - | - | - | bar: 2020-21 to 2044-45
| 6FP | Potable Water Exported | 6BL+ (6. Preferred scenario ref 58.6) | Ml/d | 2 | 2.1 | 2.1 | 2.1 | 2.1 | 2.1 | 2.1 | 2.1 | 2.1 | 2.1 | 2.1 | 27.1 | 27.1 | 27.1 | 27.1 | 87.1 | 87.1 | 87.1 | 87.1 | 87.1 | 87.1 | 87.1 | 87.1 | 87.1 | 87.1 | 87.1 | 87.1 | 87.1 | 87.1 | 87.1
| - | - | - | - | 2 | - | - | - | - | bar: 2020-21 to 2044-45
| - | - | - | - | 2 | - | - | - | - | bar: 2020-21 to 2044-45
| - | - | - | - | 2 | - | - | - | - | bar: 2020-21 to 2044-45
| 7FP | Deployable Output | 7BL+ 8BL+ (6. Preferred scenario ref 58.7)+ (6. Preferred scenario ref 58.1) |  | 2 | 1428.8163 | 1426.8163 | 1424.8163 | 1422.8163 | 1420.8163 | 1418.8163 | 1416.8163 | 1414.8163 | 1438.8163 | 1431.8163 | 1438.8163 | 1470.9163 | 1468.9163 | 1485.8163 | 1473.5163 | 1473.0163 | 1472.5163 | 1472.0163 | 1471.5163 | 1466.0163 | 1465.5163 | 1465.0163 | 1464.5163 | 1464.0163 | 1463.5163 | 1463.0163 | 1462.5163 | 1462.0163 | 1461.5163
| - | - | - | - | 2 | bar: 2020-21 to 2044-45
| - | - | - | - | 2 | - | - | - | - | bar: 2020-21 to 2044-45
| - | - | - | - | 2 | - | - | - | - | bar: 2020-21 to 2044-45
| - | - | - | - | 2 | - | - | - | - | bar: 2020-21 to 2044-45
| - | - | - | - | 2 | - | - | - | - | bar: 2020-21 to 2044-45
| 9FP | Raw water losses, treatment works losses and operational use | 9BL+ (6. Preferred scenario ref 60.1)+(6. Preferred scenario ref 58.4) | Ml/d | 2 | 37.4265 | 37.4265 | 37.4265 | 37.4265 | 37.4265 | 37.4265 | 37.4265 | 37.4265 | 37.4265 | 37.4265 | 37.4265 | 37.4265 | 37.4265 | 37.4265 | 37.4265 | 37.4265 | 37.4265 | 37.4265 | 37.4265 | 37.4265 | 37.4265 | 37.4265 | 37.4265 | 37.4265 | 37.4265 | 37.4265 | 37.4265 | 37.4265 | 37.4265
| 10FP | Outage allowance | 10BL+ (6. Preferred scenario ref 60.2) | Ml/d | 2 | 124.0597 | 124.0597 | 124.0597 | 124.0597 | 124.0597 | 124.0597 | 124.0597 | 124.0597 | 124.0597 | 119.2261 | 119.2261 | 119.2261 | 119.2261 | 119.2261 | 119.2261 | 119.2261 | 119.2261 | 119.2261 | 119.2261 | 119.2261 | 119.2261 | 119.2261 | 119.2261 | 119.2261 | 116.5774 | 116.5774 | 116.5774 | 116.5774 | 116.5774
|  | Company: | Severn Trent Water
|  | Resource Zone Name: | Strategic Grid
|  | Resource Zone Number: | 13
|  | Planning Scenario Name: | Dry Year Annual Average
|  | Chosen Level of Service: | No more than 3 in 100 Temporary Use Bans

## 8. FP Demand
Table 8: Final planning water demand
| Row Ref | Component | Derivation / Impact of preferred options | Unit | Decimal places | 2016-17 | For info 2017-18 | For info 2018-19 | For info 2019-20 | 2020-21 | 2021-22 | 2022-23 | 2023-24 | 2024-25 | 2025-26 | 2026-27 | 2027-28 | 2028-29 | 2029-30 | 2030-31 | 2031-32 | 2032-33 | 2033-34 | 2034-35 | 2035-36 | 2036-37 | 2037-38 | 2038-39 | 2039-40 | 2040-41 | 2041-42 | 2042-43 | 2043-44 | 2044-45
Consumption | 19FP | Water Delivered Measured Non Household | Calculated BL+Preferred options | Ml/d | 2 | 236.192 | 236.3841 | 236.2123 | 236.466 | 236.2309 | 237.4315 | 238.1796 | 238.8906 | 238.7675 | 239.6565 | 239.8504 | 240.0412 | 239.5838 | 240.4083 | 240.6389 | 240.8852 | 240.4625 | 241.2972 | 241.4571 | 241.6135 | 241.1074 | 241.939 | 242.1377 | 242.3458 | 241.9095 | 242.7913 | 243.029 | 243.274 | 242.8709
| 20FP | Water Delivered Unmeasured Non Household | Calculated BL+Preferred options | Ml/d | 2 | 4.8932 | 4.8932 | 4.8932 | 4.8932 | 4.8932 | 4.8932 | 4.8932 | 4.8932 | 4.8932 | 4.8932 | 4.8932 | 4.8932 | 4.8932 | 4.8932 | 4.8932 | 4.8932 | 4.8932 | 4.8932 | 4.8932 | 4.8932 | 4.8932 | 4.8932 | 4.8932 | 4.8932 | 4.8932 | 4.8932 | 4.8932 | 4.8932 | 4.8932
| 21FP | Water Delivered Measured Household | Calculated BL+Preferred options | Ml/d | 2 | 263.1074 | 274.0786 | 285.5095 | 296.7504 | 307.1789 | 317.6732 | 327.4315 | 336.354 | 348.9265 | 390.5668 | 432.3118 | 474.1215 | 516.1233 | 558.0479 | 617.0919 | 661.8596 | 692.0791 | 716.6236 | 719.2704 | 722.6917 | 726.2038 | 729.7191 | 733.1453 | 736.6196 | 740.0321 | 743.4792 | 746.9231 | 750.5017 | 757.1112
| 22FP | Water Delivered Unmeasured Household | Calculated BL+Preferred options | Ml/d | 2 | 463.2841 | 453.6129 | 443.5696 | 434.1358 | 424.8072 | 415.991 | 407.6685 | 399.665 | 387.7678 | 343.6481 | 299.6238 | 255.7022 | 211.8653 | 168.1515 | 104.0255 | 56.0501 | 24.1942 | 0 | 0 | 0 | 0 | 0 | 0 | 0 | 0 | -2.8422e-14 | 0 | 0 | 0
| 23FP | Measured Non Household - Consumption | 19FP-34FP | Ml/d | 2 | 232.5487 | 232.7409 | 232.569 | 232.8227 | 232.5876 | 233.7882 | 234.5364 | 235.2473 | 235.1242 | 236.0132 | 236.2072 | 236.3979 | 235.9405 | 236.765 | 236.9956 | 237.242 | 236.8192 | 237.654 | 237.8138 | 237.9702 | 237.4642 | 238.2957 | 238.4945 | 238.7025 | 238.2662 | 239.148 | 239.3857 | 239.6307 | 239.2276
| 24FP | Unmeasured Non Household - Consumption | 20FP-35FP | Ml/d | 2 | 4.7329 | 4.7329 | 4.7329 | 4.7329 | 4.7329 | 4.7329 | 4.7329 | 4.7329 | 4.7329 | 4.7329 | 4.7329 | 4.7329 | 4.7329 | 4.7329 | 4.7329 | 4.7329 | 4.7329 | 4.7329 | 4.7329 | 4.7329 | 4.7329 | 4.7329 | 4.7329 | 4.7329 | 4.7329 | 4.7329 | 4.7329 | 4.7329 | 4.7329
| 25FP | Measured Household - Consumption | 21FP-36FP | Ml/d | 2 | 238.8754 | 249.3543 | 260.2932 | 271.0423 | 280.9995 | 291.0317 | 300.3368 | 308.8149 | 320.6889 | 359.5611 | 398.5383 | 437.5804 | 476.8149 | 515.9724 | 570.937 | 612.6496 | 640.8382 | 662.2161 | 664.9276 | 668.4181 | 671.9987 | 675.5818 | 679.0751 | 682.6158 | 686.0941 | 689.5874 | 693.0767 | 696.7 | 703.3534
| 26FP | Unmeasured Household - Consumption | 22FP-37FP | Ml/d | 2 | 429.6251 | 420.5307 | 411.0638 | 402.2061 | 393.4307 | 385.1576 | 377.3681 | 369.8879 | 358.7947 | 317.7643 | 276.8291 | 235.9965 | 195.2483 | 154.6231 | 95.0348 | 50.4659 | 20.8853 | 0 | 0 | 0 | 0 | 0 | 0 | 0 | 0 | 0 | 0 | 0 | 0
| 27 - | Percentage of consumption driven by climate change | n/a in FP | - | 1 | - | - | - | - | bar: 2020-21 to 2044-45
| 28 - | Volume of consumption driven by climate change | n/a in FP | - | 1 | - | - | - | - | bar: 2020-21 to 2044-45
PCC and consumption by component | 29FP | Measured Household - PCC | (25FP*1,000,000)/(51FP*1,000) | l/h/d | 1 | 120.6 | 120.4 | 120.1 | 120 | 119.7 | 119.6 | 119.4 | 119 | 118.7 | 119.1 | 119.4 | 119.6 | 119.8 | 120 | 120.1 | 120.1 | 119.9 | 119.9 | 119.8 | 119.9 | 120 | 120 | 120.1 | 120.1 | 120.2 | 120.2 | 120.3 | 120.3 | 120.9
| 29.1FP | Measured toilet flushing | Input brief explanation here | l/h/d | 1 | 27.3542 | 26.5132 | 25.7654 | 25.0588 | 24.3892 | 23.7528 | 23.1341 | 22.5327 | 21.9756 | 21.5507 | 21.0831 | 20.5819 | 20.0584 | 19.5076 | 19.5095 | 19.5055 | 19.5802 | 19.5701 | 19.59 | 19.5746 | 19.5584 | 19.5426 | 19.5283 | 19.5115 | 19.4944 | 19.477 | 19.4594 | 19.4414 | 19.4226
| 29.2FP | Measured personal washing | Input brief explanation here | l/h/d | 1 | 50.9305 | 51.8162 | 52.8284 | 53.8001 | 54.7463 | 55.6866 | 56.5829 | 57.4471 | 58.359 | 59.5697 | 60.7036 | 61.7778 | 62.822 | 63.8157 | 64.0476 | 64.2159 | 64.613 | 64.7049 | 64.8731 | 64.9246 | 64.9738 | 65.0247 | 65.0807 | 65.1286 | 65.1759 | 65.2225 | 65.2684 | 65.3133 | 65.3558
| 29.3FP | Measured clothes washing | Input brief explanation here | l/h/d | 1 | 14.9875 | 14.8867 | 14.8229 | 14.7542 | 14.683 | 14.6134 | 14.5359 | 14.4534 | 14.384 | 14.383 | 14.3647 | 14.3331 | 14.295 | 14.2458 | 14.1807 | 14.1019 | 14.0732 | 13.9777 | 13.8989 | 13.7947 | 13.6898 | 13.585 | 13.4811 | 13.3753 | 13.2692 | 13.1628 | 13.056 | 12.9488 | 12.841
| 29.4FP | Measured dish washing | Input brief explanation here | l/h/d | 1 | 11.8087 | 11.8054 | 11.8304 | 11.8463 | 11.8566 | 11.8654 | 11.865 | 11.858 | 11.8604 | 11.9209 | 11.9674 | 12.003 | 12.0336 | 12.0551 | 12.0922 | 12.1164 | 12.1832 | 12.1918 | 12.2144 | 12.215 | 12.2151 | 12.2155 | 12.2168 | 12.2165 | 12.2161 | 12.2156 | 12.2149 | 12.2139 | 12.2125
| 29.5FP | Measured miscellaneous internal use | Input brief explanation here | l/h/d | 1 | 14.1214 | 14.0195 | 13.9499 | 13.8835 | 13.8221 | 13.7658 | 13.7077 | 13.6491 | 13.5805 | 13.4163 | 13.2812 | 13.1676 | 13.073 | 12.9886 | 12.8958 | 12.8392 | 12.8628 | 12.8527 | 12.8814 | 12.887 | 12.8922 | 12.8978 | 12.9045 | 12.9096 | 12.9147 | 12.9196 | 12.9245 | 12.9293 | 12.9336
| 29.6FP | Measured external use | Input brief explanation here | l/h/d | 1 | 1.3935 | 1.4357 | 1.481 | 1.5248 | 1.5677 | 1.6102 | 1.6513 | 1.6915 | 1.7314 | 1.7694 | 1.8076 | 1.8459 | 1.8847 | 1.923 | 1.9606 | 1.9988 | 2.049 | 2.089 | 2.1342 | 2.1742 | 2.2141 | 2.2538 | 2.2935 | 2.3329 | 2.3721 | 2.4112 | 2.4501 | 2.4888 | 2.5274
| 29.7BL | Measured water efficiency savings | Input brief explanation here | l/h/d | 1 | 0.0042277 | -0.076667 | -0.5778 | -0.86775 | -1.3647 | -1.6942 | -2.077 | -2.6317 | -3.1908 | -3.5099 | -3.8077 | -4.1094 | -4.3667 | -4.5358 | -4.5864 | -4.6777 | -5.4613 | -5.4862 | -5.7921 | -5.6702 | -5.5434 | -5.5195 | -5.405 | -5.3745 | -5.2424 | -5.2086 | -5.0732 | -5.0355 | -4.3929
| 30FP | Unmeasured Household - PCC | (26FP*1,000,000)/(52FP*1,000) | l/h/d | 1 | 143.2 | 142.8 | 142.6 | 142.4 | 142.1 | 141.8 | 141.5 | 141.2 | 140.9 | 140.5 | 140.2 | 139.9 | 139.7 | 139.5 | 139.3 | 139.1 | 139 | - | - | - | - | - | - | - | - | - | - | - | -
| 30.1FP | Unmeasured toilet flushing | Input brief explanation here | l/h/d | 1 | 32.123 | 31.3001 | 30.5079 | 29.6989 | 28.8812 | 28.0598 | 27.2266 | 26.3857 | 25.5447 | 24.6976 | 23.8542 | 23.014 | 22.1802 | 21.3466 | 21.3142 | 21.2984 | 21.288 | - | - | - | - | - | - | - | - | - | - | - | -
| 30.2FP | Unmeasured personal washing | Input brief explanation here | l/h/d | 1 | 60.1044 | 60.9932 | 61.9451 | 62.8678 | 63.7754 | 64.6766 | 65.5514 | 66.4067 | 67.2591 | 68.0923 | 68.9318 | 69.7771 | 70.6395 | 71.5012 | 71.5106 | 71.5759 | 71.6594 | - | - | - | - | - | - | - | - | - | - | - | -
| 30.3FP | Unmeasured clothes washing | Input brief explanation here | l/h/d | 1 | 17.2667 | 17.1661 | 17.0828 | 16.9907 | 16.8942 | 16.7957 | 16.6903 | 16.58 | 16.4693 | 16.3543 | 16.2411 | 16.1296 | 16.0223 | 15.9149 | 15.7895 | 15.6764 | 15.567 | - | - | - | - | - | - | - | - | - | - | - | -
| 30.4FP | Unmeasured dish washing | Input brief explanation here | l/h/d | 1 | 13.6707 | 13.663 | 13.6691 | 13.6684 | 13.6642 | 13.6584 | 13.647 | 13.6317 | 13.6159 | 13.5964 | 13.5784 | 13.5617 | 13.5485 | 13.5352 | 13.5266 | 13.5286 | 13.5341 | - | - | - | - | - | - | - | - | - | - | - | -
| 30.5FP | Unmeasured miscellaneous internal use | Input brief explanation here | l/h/d | 1 | 18.5512 | 18.5548 | 18.5771 | 18.5902 | 18.5985 | 18.6048 | 18.6034 | 18.5966 | 18.5891 | 18.5767 | 18.5662 | 18.5575 | 18.5535 | 18.5495 | 18.5519 | 18.5689 | 18.5905 | - | - | - | - | - | - | - | - | - | - | - | -
| 30.6FP | Unmeasured external use | Input brief explanation here | l/h/d | 1 | 1.4678 | 1.5143 | 1.5623 | 1.6095 | 1.6562 | 1.7027 | 1.7486 | 1.7941 | 1.8395 | 1.8845 | 1.9296 | 1.9748 | 2.0203 | 2.0657 | 2.1111 | 2.1574 | 2.2038 | - | - | - | - | - | - | - | - | - | - | - | -
| 30.7BL | Unmeasured water efficiency savings | Input brief explanation here | l/h/d | 1 | 0.016166 | -0.39159 | -0.74422 | -1.0255 | -1.3697 | -1.698 | -1.9674 | -2.1948 | -2.4176 | -2.7017 | -2.9012 | -3.1147 | -3.2642 | -3.4132 | -3.504 | -3.7057 | -3.8428 | - | - | - | - | - | - | - | - | - | - | - | -
| 31FP | Average Household - PCC | ((25FP+26FP)*1,000,000))/(51FP+52FP*1,000) | l/h/d | 1 | 134.2018 | 133.5369 | 132.9429 | 132.45 | 131.8362 | 131.3275 | 130.7748 | 130.135 | 129.4682 | 128.2645 | 127.1104 | 126.0207 | 125.0084 | 124.037 | 122.4954 | 121.3302 | 120.452 | 119.9396 | 119.842 | 119.8957 | 119.9589 | 120.0263 | 120.0899 | 120.1413 | 120.1798 | 120.219 | 120.2555 | 120.3126 | 120.8842
| 32FP | Water Taken Unbilled | Calculated BL+Preferred options | Ml/d | 1 | 31.3925 | 31.3925 | 31.3925 | 31.3925 | 31.3925 | 31.3925 | 31.3925 | 31.3925 | 31.3925 | 31.3925 | 31.3925 | 31.3925 | 31.3925 | 31.3925 | 31.3925 | 31.3925 | 31.3925 | 31.3925 | 31.3925 | 31.3925 | 31.3925 | 31.3925 | 31.3925 | 31.3925 | 31.3925 | 31.3925 | 31.3925 | 31.3925 | 31.3925
| 33FP | Distribution System Operational Use | Calculated BL+Preferred options | Ml/d | 1 | 3.6663 | 3.6663 | 3.6663 | 3.6663 | 3.6663 | 3.6663 | 3.6663 | 3.6663 | 3.6663 | 3.6663 | 3.6663 | 3.6663 | 3.6663 | 3.6663 | 3.6663 | 3.6663 | 3.6663 | 3.6663 | 3.6663 | 3.6663 | 3.6663 | 3.6663 | 3.6663 | 3.6663 | 3.6663 | 3.6663 | 3.6663 | 3.6663 | 3.6663
Leakage | 34FP | Measured Non Household - USPL | Calculated BL+Preferred options | Ml/d | 2 | 3.6433 | 3.6433 | 3.6433 | 3.6433 | 3.6433 | 3.6433 | 3.6433 | 3.6433 | 3.6433 | 3.6433 | 3.6433 | 3.6433 | 3.6433 | 3.6433 | 3.6433 | 3.6433 | 3.6433 | 3.6433 | 3.6433 | 3.6433 | 3.6433 | 3.6433 | 3.6433 | 3.6433 | 3.6433 | 3.6433 | 3.6433 | 3.6433 | 3.6433
| 35FP | Unmeasured Non Household - USPL | Calculated BL+Preferred options | Ml/d | 2 | 0.16023 | 0.16023 | 0.16023 | 0.16023 | 0.16023 | 0.16023 | 0.16023 | 0.16023 | 0.16023 | 0.16023 | 0.16023 | 0.16023 | 0.16023 | 0.16023 | 0.16023 | 0.16023 | 0.16023 | 0.16023 | 0.16023 | 0.16023 | 0.16023 | 0.16023 | 0.16023 | 0.16023 | 0.16023 | 0.16023 | 0.16023 | 0.16023 | 0.16023
| 36FP | Measured Household - USPL | Calculated BL+Preferred options | Ml/d | 2 | 24.232 | 24.7243 | 25.2163 | 25.7081 | 26.1794 | 26.6415 | 27.0947 | 27.5391 | 28.2376 | 31.0057 | 33.7736 | 36.5411 | 39.3084 | 42.0755 | 46.1549 | 49.21 | 51.2409 | 54.4075 | 54.3428 | 54.2736 | 54.2051 | 54.1373 | 54.0702 | 54.0038 | 53.9381 | 53.8918 | 53.8463 | 53.8017 | 53.7578
| 37FP | Unmeasured Household - USPL | Calculated BL+Preferred options | Ml/d | 2 | 33.659 | 33.0821 | 32.5057 | 31.9297 | 31.3764 | 30.8335 | 30.3004 | 29.777 | 28.9731 | 25.8838 | 22.7947 | 19.7057 | 16.617 | 13.5284 | 8.9907 | 5.5842 | 3.3089 | 0 | 0 | 0 | 0 | 0 | 0 | 0 | 0 | 0 | 0 | 0 | 0
| 38FP | Void Properties - USPL | Calculated BL+Preferred options | Ml/d | 2 | 3.6433 | 3.6433 | 3.6433 | 3.6433 | 3.6433 | 3.6433 | 3.6433 | 3.6433 | 3.6433 | 3.6433 | 3.6433 | 3.6433 | 3.6433 | 3.6433 | 3.6433 | 3.6433 | 3.6433 | 3.6433 | 3.6433 | 3.6433 | 3.6433 | 3.6433 | 3.6433 | 3.6433 | 3.6433 | 3.6433 | 3.6433 | 3.6433 | 3.6433
| 39FP | Distribution Losses | Calculated BL+Preferred options | Ml/d | 2 | 217.6623 | 213.7969 | 209.4013 | 207.0454 | 207.1275 | 192.1883 | 171.5182 | 149.2872 | 149.3926 | 143.2923 | 137.192 | 131.092 | 124.9919 | 118.8919 | 113.8919 | 108.785 | 103.5712 | 98.2552 | 92.8616 | 89.8378 | 86.8133 | 83.788 | 80.7621 | 77.7355 | 75.0175 | 72.28 | 69.5418 | 66.8027 | 64.0629
| 40FP | Total Leakage | Sum(34FP:39FP) | Ml/d | 2 | 283 | 279.05 | 274.57 | 272.13 | 272.13 | 257.11 | 236.36 | 214.05 | 214.05 | 207.6285 | 201.207 | 194.7855 | 188.364 | 181.9425 | 176.4842 | 171.026 | 165.5677 | 160.1094 | 154.6511 | 151.5581 | 148.4651 | 145.3721 | 142.279 | 139.186 | 136.4023 | 133.6186 | 130.8349 | 128.0511 | 125.2674
| 41FP | Total Leakage | (40FP*1,000,000)/(48FP*1,000) | l/prop/d | 2 | 122.6298 | 119.738 | 116.4583 | 114.2136 | 113.098 | 105.8287 | 96.4354 | 86.6263 | 85.9386 | 82.7577 | 79.6308 | 76.5712 | 73.5501 | 70.6093 | 68.0558 | 65.4885 | 62.9569 | 60.4603 | 57.9866 | 56.4283 | 54.8918 | 53.3767 | 51.8826 | 50.4089 | 49.0666 | 47.7424 | 46.436 | 45.1469 | 43.875
Customer: Properties | 42FP | Measured Non Household - Properties | Input (total, excluding voids) | 000's | 2 | 103.5734 | 103.9963 | 104.4193 | 104.8422 | 105.2652 | 105.6881 | 106.1111 | 106.5341 | 106.9572 | 107.3802 | 107.8033 | 108.2264 | 108.6495 | 109.0726 | 109.4958 | 109.9189 | 110.3421 | 110.7653 | 111.1885 | 111.6117 | 112.035 | 112.4583 | 112.8815 | 113.3048 | 113.7282 | 114.1515 | 114.5748 | 114.9982 | 115.4216
| 43FP | Unmeasured Non Household - Properties | Input (total, excluding voids) | 000's | 2 | 5.7318 | 5.6372 | 5.5426 | 5.448 | 5.3534 | 5.2588 | 5.1642 | 5.0696 | 4.975 | 4.8804 | 4.7858 | 4.6912 | 4.5966 | 4.502 | 4.4075 | 4.3129 | 4.2183 | 4.1237 | 4.0291 | 3.9345 | 3.8399 | 3.7453 | 3.6507 | 3.5561 | 3.4615 | 3.3669 | 3.2723 | 3.1777 | 3.0831
| 44FP | All void non-households - properties | Input (voids in each year) | 000's | 2 | 25.3028 | 25.3028 | 25.3028 | 25.3028 | 25.3028 | 25.3028 | 25.3028 | 25.3028 | 25.3028 | 25.3028 | 25.3028 | 25.3028 | 25.3028 | 25.3028 | 25.3028 | 25.3028 | 25.3028 | 25.3028 | 25.3028 | 25.3028 | 25.3028 | 25.3028 | 25.3028 | 25.3028 | 25.3028 | 25.3028 | 25.3028 | 25.3028 | 25.3028
| 45FP | Measured Household - Properties (excl voids) | Pre-plan year = input. Forecast years = Previous year 45FP + sum(45.1FP:45.6FP) | 000's | 2 | 892.5575 | 936.3898 | 984.6004 | 1030.5832 | 1074.2311 | 1117.3264 | 1158.1618 | 1197.1363 | 1246.2602 | 1378.2579 | 1509.8792 | 1640.6162 | 1771.324 | 1900.4649 | 2083.7521 | 2227.0087 | 2328.4578 | 2405.7331 | 2424.2464 | 2442.7521 | 2461.256 | 2479.7527 | 2498.2423 | 2516.725 | 2535.2009 | 2553.6702 | 2572.1331 | 2590.5896 | 2609.0399
| 45.1FP | New properties | Input (new builds in each year) | 000's | 2 | 21.3536 | 23.5443 | 27.9323 | 25.7151 | 24.2235 | 24.0458 | 22.1558 | 20.6574 | 20.4225 | 18.776 | 18.498 | 17.7123 | 17.7767 | 16.3076 | 17.0516 | 18.8638 | 18.8498 | 18.8362 | 18.8606 | 18.8476 | 18.8406 | 18.8282 | 18.8161 | 18.8042 | 18.7926 | 18.7813 | 18.7702 | 18.7594 | 18.7488
| 45.2FP | Meter optants - properties | Input (meter optants in each year) | 000's | 2 | 18.868 | 20.7564 | 20.7344 | 20.7132 | 19.8607 | 19.4761 | 19.0993 | 18.7305 | 18.3697 | 17.8241 | 15.7747 | 13.7304 | 11.692 | 9.6566 | 7.6278 | 4.6538 | 2.4267 | 0.9444 | 0 | 0 | 0 | 0 | 0 | 0 | 0 | 0 | 0 | 0 | 0
| 45.3FP | Compulsory metering - properties | Input (compulsory meters in each year) | 000's | 2 | 0 | 0 | 0 | 0 | 0 | 0 | 0 | 0 | 10.7376 | 95.7991 | 97.7439 | 99.6848 | 101.6236 | 103.5585 | 158.9824 | 120.1035 | 80.5313 | 57.8477 | 0 | 0 | 0 | 0 | 0 | 0 | 0 | 0 | 0 | 0 | 0
| 45.4FP | Metering on change of occupancy - properties | Input (change of occupancy meters in each year) | 000's | 2 | 0 | 0 | 0 | 0 | 0 | 0 | 0 | 0 | 0 | 0 | 0 | 0 | 0 | 0 | 0 | 0 | 0 | 0 | 0 | 0 | 0 | 0 | 0 | 0 | 0 | 0 | 0 | 0 | 0
| 45.5FP | Selective metering properties | Input (selective meters in each year) | 000's | 2 | 0 | 0 | 0 | 0 | 0 | 0 | 0 | 0 | 0 | 0 | 0 | 0 | 0 | 0 | 0 | 0 | 0 | 0 | 0 | 0 | 0 | 0 | 0 | 0 | 0 | 0 | 0 | 0 | 0
| 45.6FP | Other changes to existing metering - properties | Input (other changes to meters in each year) | 000's | 2 | 0 | -0.46839 | -0.45604 | -0.44557 | -0.43622 | -0.42671 | -0.41966 | -0.41334 | -0.40606 | -0.40151 | -0.39537 | -0.39055 | -0.38438 | -0.38187 | -0.37467 | -0.36448 | -0.35869 | -0.35302 | -0.34738 | -0.34198 | -0.33668 | -0.33151 | -0.32647 | -0.32154 | -0.31672 | -0.31201 | -0.3074 | -0.30289 | -0.29849
| 45.7FP | Measured void households - properties | Input (voids in each year) | 000's | 2 | 42.7545 | 42.7545 | 42.7545 | 42.7545 | 42.7545 | 42.7545 | 42.7545 | 42.7545 | 42.7545 | 42.7545 | 42.7545 | 42.7545 | 42.7545 | 42.7545 | 42.7545 | 42.7545 | 42.7545 | 102.2504 | 102.2504 | 102.2504 | 102.2504 | 102.2504 | 102.2504 | 102.2504 | 102.2504 | 102.2504 | 102.2504 | 102.2504 | 102.2504
| 46FP | Unmeasured households - properties (excl void) | Input (total) | 000's | 2 | 1178.3422 | 1156.928 | 1135.553 | 1114.2139 | 1093.7406 | 1073.6651 | 1053.9763 | 1034.6653 | 1004.9876 | 890.8003 | 776.7264 | 662.7626 | 548.9071 | 435.1556 | 268.019 | 142.7498 | 59.288 | 0 | 0 | 0 | 0 | 0 | 0 | 0 | 0 | 0 | 0 | 0 | 0
| 47FP | Unmeasured void households - properties | Input (voids in each year) | 000's | 2 | 59.4959 | 59.4959 | 59.4959 | 59.4959 | 59.4959 | 59.4959 | 59.4959 | 59.4959 | 59.4959 | 59.4959 | 59.4959 | 59.4959 | 59.4959 | 59.4959 | 59.4959 | 59.4959 | 59.4959 | 0 | 0 | 0 | 0 | 0 | 0 | 0 | 0 | 0 | 0 | 0 | 0
| 48FP | Total Resource Zone Properties (incl voids) | SUM(42FP:45FP)+45.7FP+46FP+47FP | 000's | 2 | 2307.7582 | 2330.5045 | 2357.6685 | 2382.6405 | 2406.1434 | 2429.4916 | 2450.9666 | 2470.9586 | 2490.7331 | 2508.8721 | 2526.7479 | 2543.8496 | 2561.0304 | 2576.7483 | 2593.2275 | 2611.5434 | 2629.8593 | 2648.1753 | 2667.0171 | 2685.8515 | 2704.6841 | 2723.5094 | 2742.3277 | 2761.1391 | 2779.9438 | 2798.7418 | 2817.5334 | 2836.3187 | 2855.0978
Customer: Population | 49FP | Measured Non Household - Population | Input (total) | 000's | 2 | 93.773 | 93.773 | 93.773 | 93.773 | 93.773 | 93.773 | 93.773 | 93.773 | 93.773 | 93.773 | 93.773 | 93.773 | 93.773 | 93.773 | 93.773 | 93.773 | 93.773 | 93.773 | 93.773 | 93.773 | 93.773 | 93.773 | 93.773 | 93.773 | 93.773 | 93.773 | 93.773 | 93.773 | 93.773
| 50FP | Unmeasured Non Household - Population | Input (total) | 000's | 2 | 0 | 0 | 0 | 0 | 0 | 0 | 0 | 0 | 0 | 0 | 0 | 0 | 0 | 0 | 0 | 0 | 0 | 0 | 0 | 0 | 0 | 0 | 0 | 0 | 0 | 0 | 0 | 0 | 0
| 51FP | Measured Household - Population | Input (total) | 000's | 2 | 1980.7944 | 2071.7618 | 2167.5093 | 2259.2675 | 2346.59 | 2432.7062 | 2515.4191 | 2595.2463 | 2700.9801 | 3019.3922 | 3338.987 | 3658.61 | 3978.8057 | 4298.1041 | 4754.2847 | 5102.667 | 5343.4238 | 5521.2484 | 5548.3711 | 5574.9971 | 5601.9083 | 5628.6166 | 5654.7225 | 5681.7744 | 5708.8985 | 5736.0951 | 5763.3689 | 5790.7507 | 5818.4083
| 52FP | Unmeasured Household - Population | Input (total) | 000's | 2 | 3000.514 | 2944.7162 | 2882.4559 | 2823.7716 | 2769.077 | 2716.1721 | 2666.8104 | 2620.1305 | 2547.2865 | 2261.3008 | 1974.2461 | 1686.3593 | 1397.3381 | 1108.3108 | 682.4229 | 362.7129 | 150.2452 | 0 | 0 | 0 | 0 | 0 | 0 | 0 | 0 | 0 | 0 | 0 | 0
| 53FP | Total Resource Zone Population | 49FP+Sum(50FP:52FP) | 000's | 2 | 5075.0814 | 5110.251 | 5143.7382 | 5176.8121 | 5209.44 | 5242.6513 | 5276.0025 | 5309.1498 | 5342.0396 | 5374.466 | 5407.0061 | 5438.7422 | 5469.9168 | 5500.1879 | 5530.4806 | 5559.1529 | 5587.4419 | 5615.0214 | 5642.1441 | 5668.7701 | 5695.6813 | 5722.3896 | 5748.4955 | 5775.5474 | 5802.6715 | 5829.8681 | 5857.1419 | 5884.5237 | 5912.1813
Occupancy | 54FP | Measured Household - Occupancy Rate (average) (excl voids) | 51FP/45FP | h/prop | 1 | 2.2192 | 2.2125 | 2.2014 | 2.1922 | 2.1844 | 2.1773 | 2.1719 | 2.1679 | 2.1673 | 2.1907 | 2.2114 | 2.23 | 2.2462 | 2.2616 | 2.2816 | 2.2913 | 2.2948 | 2.295 | 2.2887 | 2.2823 | 2.276 | 2.2698 | 2.2635 | 2.2576 | 2.2519 | 2.2462 | 2.2407 | 2.2353 | 2.2301
| 55FP | Unmeasured Household - Occupancy Rate | 52BL/46BL | h/prop | 1 | 2.5464 | 2.5453 | 2.5384 | 2.5343 | 2.5317 | 2.5298 | 2.5302 | 2.5323 | 2.5346 | 2.5385 | 2.5418 | 2.5444 | 2.5457 | 2.5469 | 2.5462 | 2.5409 | 2.5342 | - | - | - | - | - | - | - | - | - | - | - | -
Metering | 56FP | Total Household Metering penetration (excl. voids) | 45FP/45FP+46FP | % | 0 | 43.1% | 44.73% | 46.44% | 48.05% | 49.55% | 51% | 52.35% | 53.64% | 55.36% | 60.74% | 66.03% | 71.23% | 76.34% | 81.37% | 88.6% | 93.98% | 97.52% | 100% | 100% | 100% | 100% | 100% | 100% | 100% | 100% | 100% | 100% | 100% | 100%
| 57FP | Total Household Metering penetration (incl. voids) | 45FP/(45FP+45.7FP+46FP+47FP) | % | 0 | 41.07% | 42.65% | 44.3% | 45.86% | 47.32% | 48.72% | 50.04% | 51.29% | 52.95% | 58.12% | 63.21% | 68.2% | 73.12% | 77.96% | 84.91% | 90.09% | 93.51% | 95.92% | 95.95% | 95.98% | 96.01% | 96.04% | 96.07% | 96.1% | 96.12% | 96.15% | 96.18% | 96.2% | 96.23%
|  | Company: | Severn Trent Water
|  | Resource Zone Name: | Strategic Grid
|  | Resource Zone Number: | 13
|  | Planning Scenario Name: | Dry Year Annual Average
|  | Chosen Level of Service: | No more than 3 in 100 Temporary Use Bans
Note on Y21: STW: 100% metering
Note on Y60: STW: 100% metering

## 9. FP SDB
Table 9: Final planning water supply
| Row Ref | Component | Derivation | Unit | Decimal places | 2016-17 | For info 2017-18 | For info 2018-19 | For info 2019-20 | 2020-21 | 2021-22 | 2022-23 | 2023-24 | 2024-25 | 2025-26 | 2026-27 | 2027-28 | 2028-29 | 2029-30 | 2030-31 | 2031-32 | 2032-33 | 2033-34 | 2034-35 | 2035-36 | 2036-37 | 2037-38 | 2038-39 | 2039-40 | 2040-41 | 2041-42 | 2042-43 | 2043-44 | 2044-45
SDB | 11FP | Distribution Input | 19FP+20FP+21FP+22FP+32FP+33FP+38FP+39FP | Ml/d | 2 | 1223.8409 | 1221.4676 | 1218.2877 | 1217.9928 | 1218.9396 | 1206.8792 | 1188.393 | 1167.7918 | 1168.4495 | 1160.7588 | 1152.5732 | 1144.552 | 1136.1594 | 1129.0947 | 1119.2433 | 1111.1751 | 1103.9021 | 1099.7711 | 1097.1842 | 1097.7381 | 1097.7196 | 1099.0413 | 1099.6403 | 1100.296 | 1100.5543 | 1102.1456 | 1103.0889 | 1104.1735 | 1107.6401
| 12FP | Water Available For Use (own sources) | 7FP-(10FP) | Ml/d | 2 | 1304.7566 | 1302.7566 | 1300.7566 | 1298.7566 | 1296.7566 | 1294.7566 | 1292.7566 | 1290.7566 | 1314.7566 | 1312.5902 | 1319.5902 | 1351.6902 | 1349.6902 | 1366.5902 | 1354.2902 | 1353.7902 | 1353.2902 | 1352.7902 | 1352.2902 | 1346.7902 | 1346.2902 | 1345.7902 | 1345.2902 | 1344.7902 | 1346.939 | 1346.439 | 1345.939 | 1345.439 | 1344.939
| 13FP | Total Water Available For Use | 12FP+(2FP+3FP)-(5FP+6FP) | Ml/d | 2 | 1315.4966 | 1313.4966 | 1311.4966 | 1309.4966 | 1307.4966 | 1305.4966 | 1303.4966 | 1301.4966 | 1320.6566 | 1318.4902 | 1335.4902 | 1367.5902 | 1365.5902 | 1382.4902 | 1310.1902 | 1309.6902 | 1309.1902 | 1308.6902 | 1308.1902 | 1302.6902 | 1302.1902 | 1301.6902 | 1301.1902 | 1300.6902 | 1302.839 | 1302.339 | 1301.839 | 1301.339 | 1300.839
| 14FP | Target headroom (climate change component) | Input | Ml/d | 2 | -1.4322e-10 | 11.3527 | 24.058 | 37.6748 | 52.9302 | 69.6252 | 86.4256 | 104.9785 | 121.0047 | 124.5172 | 138.0587 | 162.014 | 174.5732 | 190.7566 | 168.5028 | 168.229 | 171.8855 | 173.4911 | 177.1591 | 153.1307 | 153.8828 | 158.2842 | 157.083 | 162.7984 | 140.8997 | 140.6273 | 144.1806 | 145.7757 | 147.0046
| 15FP | Target headroom (All other components) | Input | Ml/d | 2 | 26.3383 | 22.7925 | 23.5132 | 23.6895 | 24.5068 | 25.4454 | 25.8809 | 26.2852 | 27.511 | 20.5495 | 21.6486 | 22.0954 | 22.7689 | 23.5566 | 12.3323 | 11.8168 | 12.0659 | 13.0142 | 14.2834 | 3.2234 | 3.5665 | 4.0867 | 3.8677 | 3.5089 | -7.1508 | -7.1695 | -7.773 | -6.143 | -4.2643
| 16FP | Target Headroom | 14FP+15FP | Ml/d | 2 | 26.3383 | 34.1452 | 47.5711 | 61.3644 | 77.437 | 95.0706 | 112.3065 | 131.2637 | 148.5157 | 145.0668 | 159.7073 | 184.1094 | 197.3421 | 214.3132 | 180.8352 | 180.0458 | 183.9514 | 186.5053 | 191.4424 | 156.3541 | 157.4493 | 162.3709 | 160.9507 | 166.3073 | 133.749 | 133.4578 | 136.4076 | 139.6326 | 142.7403
| 17FP | Available Headroom | 13FP-11FP | Ml/d | 2 | 91.6557 | 92.029 | 93.2089 | 91.5038 | 88.557 | 98.6174 | 115.1036 | 133.7048 | 152.2071 | 157.7314 | 182.917 | 223.0382 | 229.4308 | 253.3955 | 190.9469 | 198.5151 | 205.2881 | 208.9191 | 211.006 | 204.9521 | 204.4706 | 202.6489 | 201.5499 | 200.3942 | 202.2847 | 200.1933 | 198.75 | 197.1655 | 193.1989
| 18FP | Supply Demand Balance | 17FP-16FP | Ml/d | 2 | 65.3174 | 57.8838 | 45.6378 | 30.1394 | 11.12 | 3.5468 | 2.7972 | 2.4411 | 3.6914 | 12.6646 | 23.2096 | 38.9288 | 32.0887 | 39.0823 | 10.1117 | 18.4693 | 21.3367 | 22.4138 | 19.5635 | 48.5979 | 47.0213 | 40.278 | 40.5993 | 34.0869 | 68.5357 | 66.7356 | 62.3424 | 57.5328 | 50.4586
|  | Company: | Severn Trent Water
|  | Resource Zone Name: | Strategic Grid
|  | Resource Zone Number: | 13
|  | Planning Scenario Name: | Dry Year Annual Average
|  | Chosen Level of Service: | No more than 3 in 100 Temporary Use Bans

## 10. Drought plan links
Table 10: Drought plan links and Deployable Output Overview
10.1 Planning scenarios |  |  |  |  | 10.2 Water resources management plan | [7 empty] | 10.3 Drought plan | [14 empty] | 10.4 Demand
Drought Scenarios | Drought Description | Drought Severity | Plan in which scenario is used (highlights overlaps) |  | WRMP DO of Sources (not including drought measures) | WRMP Additional Yield from Drought Supply Measures (eg drought permits or orders) |  |  | WRMP Impact on DO of drought plan Demand Restrictions (eg TUBs) |  |  | WRMP DO Levels of Service | Drought Plan Additional Yield from Further Supply Measures (eg drought permits or orders) |  |  | Drought Plan Additional Yield from Further Supply Measures (eg drought permits or orders) |  |  | Drought Plan Additional Yield from Further Supply Measures (eg drought permits or orders) |  |  | Drought Plan Additional Yield from Further Supply Measures (eg drought permits or orders) |  |  | Drought Plan Impact on DO of Further Demand Restrictions (eg TUBs) |  |  | Unrestricted Demand | Restricted Demand
|  |  | WRMP | Drought Plan | DO (Ml/d) | Description | Marginal Benefit (Ml/d) | DO (Ml/d) | Description | Marginal Benefit (Ml/d) | DO (Ml/d) | DO (Ml/d) | Description | Marginal Benefit (Ml/d) | DO (Ml/d) | Description | Marginal Benefit (Ml/d) | DO (Ml/d) | Description | Marginal Benefit (Ml/d) | DO (Ml/d) | Description | Marginal Benefit (Ml/d) | DO (Ml/d) | Description | Marginal Benefit (Ml/d) | DO (Ml/d) | Ml/d | Ml/d
Historic Droughts | 1887-89 | Severe historic drought | Y | n | 1435 | (6) | 0 | 0 | (1) | 0 | 1435 | 1435 | (2) | 0 | 1435 | (3) | 0 | 1435 | (4) | 8 | 1443 | (5) | 17.8 | 0 | (6) | 0 | 0 | 1215.7 | 1154.9
| 1933-34 | Severe historic drought | Y | Y | 1435 | (6) | 0 | 0 | (1) | 0 | 1435 | 1435 | (2) | 0 | 1435 | (3) | 0 | 1435 | (4) | 8 | 1443 | (5) | 17.8 | 0 | (6) | 0 | 0 | 1215.7 | 1154.9
| 1975-76 | Severe historic drought | Y | Y | 1435 | (6) | 0 | 0 | (1) | 0 | 1435 | 1435 | (2) | 0 | 1435 | (3) | 0 | 1435 | (4) | 8 | 1443 | (5) | 17.8 | 0 | (6) | 0 | 0 | 1215.7 | 1154.9
| 1995-96 | TUBs last implemented | Y | Y | 1435 | (6) | 0 | 0 | (1) | 0 | 1435 | 1435 | (2) | 0 | 1435 | (3) | 0 | 1435 | (4) | 8 | 1443 | (5) | 17.8 | 0 | (6) | 0 | 0 | 1215.7 | 1154.9
Additional Drought Scenarios | Scenario 141 | 1 in 200 yr 30-month (0.50% chance of occurance) | Y | n | 1435 | (6) | 0 | 0 | (1) | 0 | 1435 | 1435 | (2) | 0 | 1435 | (3) | 0 | 1435 | (4) | 8 | 1443 | (5) | 17.8 | 0 | (6) | 0 | 0 | 1215.7 | 1154.9
| Scenario 43 | 1 in 300 yr 18-month (0.33% chance of occurance) | Y | n | 1415 | (6) | 0 | 0 | (1) | 0 | 1415 | 1415 | (2) | 0 | 1415 | (3) | 0 | 1415 | (4) | 7 | 1422 | (5) | 17.8 | 0 | (6) | 0 | 0 | 1215.7 | 1154.9
| Scenario 169 | 1 in 500 yr 30-month (0.20% of chance of occurance) | Y | n | 1410 | (6) | 0 | 0 | (1) | 0 | 1410 | 1410 | (2) | 0 | 1410 | (3) | 0 | 1410 | (4) | 6 | 1416 | (5) | 17.8 | 0 | (6) | 0 | 0 | 1215.7 | 1154.9
| Scenario 161 | 1 in 1000 yr 24-month (0.10% chance of occurance) | Y | n | 1316 | (6) | 0 | 0 | (1) | 0 | 1316 | 1316 | (2) | 0 | 1316 | (3) | 0 | 1316 | (4) | 0 | 1316 | (5) | 17.8 | 0 | (6) | 0 | 0 | 1215.7 | 1154.9
Reported DO for WRMP tables highlighted in yellow
10.5 Summary report
WRMP DO Overview | [8 empty] | Drought Plan Overview
DO Modelling Assumptions- each drought event is modelled over a 95-year run with LoS at 1 in 33-years (1 TUBs and 1 NEUBs) for the Demand Restrictions Run (1) in the data table and emergency storage is not used under any run. | [8 empty] | For the Strategic Grid WRZ there are 4 drought supply measures included which are included in our drought plan- these are 3 different drought permit/orders and a range of emergency drought sources. For the purposes of this table the total yield from all emergency sources are presented together. Please see our most recent drought plan and the associated Environmental Assessment Reports for more information.
Additional Drought Scenarios | [8 empty] | Drought Supply Measures and Demand Restrictions Further Details
Drought scenarios selected from our drought library of 200 stochastic scenarios. The scenarios presented in the table provide a range of drought severities and durations for plausible events. See Appendix A9 of the dWRMP report for more information on their development. | [8 empty] | List individual measures used in scenario e.g. (1) Demand savings restrictions drought measure (TUBs 5% demand saving and NEUBs additional 5% demand saving assumed) (2) Avon and Leam Drought Permit/Order (3) River Derwent Drought Permit/Order for Ambergate and Ladybower (4) Trimpley Drought Permit/Order (5) Additional Drought Plan Actions Emergency Sources- only marginal benefit is included (not DO) as these are calculated outside of our Aquator model (6) No data entered- N/A for the WRZ
Impact on Supply Demand
Drought scenarios from 1 in 300-years to 1 in 1000-years have a DO values lower than the observed droughts and a 1 in 200-years drought scenario. The Trimpley (4) drought permit/order increases DO by approximately 6 to 8 Ml/d all drought scenarios with the exception of the 1 in 1000-year scenario. Drought Plan Emergency Sources (5) have a potential yield of approximately 17.8 Ml/d under all scenarios.
Demands
Unrestricted demand based on total vaule summed across all demand centres for the WRZ in our Aquator model restricted demand is based on the value reported for the unrestricted demand with a 5% reduction to account for an assumed 5% demand savings that could be realised through a TUB.