## TITLE PAGE
Water Resources Planning Tables 2019
v11 - August 2016 integrating updates up to v15 - June 2018
All queries on the content of this workbook should be sent to:
water-company-plan@environment-agency.gov.uk
Water resource zone information
Company: |  | Severn Trent Water
Resource Zone Name: |  | Whitchurch and Wem |  |  |  | Data validation: Cell D20
Resource Zone Number: |  | 14 |  |  |  | Dry Year Annual Average
Planning Scenario Name: |  | Dry Year Annual Average | DYAA | Normal Year Annual Average |  | Dry Year Critical Period
Chosen Level of Service: |  | No more than 3 in 100 Temporary Use Bans |  |  |  | Dry Year Annual Average - benchmarking data
Base Year: |  | 2016-17 |  |  |  | Dry Year Critical Period - benchmarking data
Responsible Officer: |  | Marcus O'Kane | Signed: | Marcus O'Kane | Dated:
Version: |  | 1 |  | [Digital signature is acceptable]
Key to cells
Clear cells - indicate an input is required
Yellow shaded cells - indicates a formula.
Blue shaded cells - indicate base year data.
Light grey shaded cells - indicate preceding years.
Dark grey cells - indicate that no data entry is required.
Worksheet |  | Content
WRZ summary |  | Supply-Demand Balance and components
1. BL Licences |  | Baseline water resources
2. BL Supply |  | Baseline water supplies
3. BL Demand |  | Baseline demand
4. BL SDB |  | Baseline supply demand balance
5. Feasible options |  | Fixed and Variable costs, Net Present Value, AIC and AISC of all feasible options - confidential
6. Preferred options |  | High level costs of preferred options (Dry Year) - publicly available
7. FP Supply |  | Final Planning water supplies (impact of Scenario options)
8. FP Demand |  | Final Planning demand (impact of Scenario options)
9. FP SDB |  | Final Planning supply demand balance
10. Drought plan links |  | Drought plan links
11. Drought plan links graph |  | Drought plan links graph

## WRZ summary
Summary graphs of water resources planning tables data
DERIVATION | DESCRIPTION | UNITS | 2016-17 | For info 2017-18 | For info 2018-19 | For info 2019-20 | 2020-21 | 2021-22 | 2022-23 | 2023-24 | 2024-25 | 2025-26 | 2026-27 | 2027-28 | 2028-29 | 2029-30 | 2030-31 | 2031-32 | 2032-33 | 2033-34 | 2034-35 | 2035-36 | 2036-37 | 2037-38 | 2038-39 | 2039-40 | 2040-41 | 2041-42 | 2042-43 | 2043-44 | 2044-45
SUPPLY
13BL | Total water available for use | Ml/d | 10.56 | 10.56 | 10.56 | 10.56 | 10.56 | 10.56 | 10.56 | 10.56 | 10.56 | 10.56 | 10.56 | 10.56 | 10.56 | 10.56 | 9.47 | 9.47 | 9.47 | 9.47 | 9.47 | 9.47 | 9.47 | 9.47 | 9.47 | 9.47 | 9.47 | 9.47 | 9.47 | 9.47 | 9.47
13FP | Total water available for use | Ml/d | 10.56 | 10.56 | 10.56 | 10.56 | 10.56 | 10.56 | 10.56 | 10.56 | 10.56 | 10.56 | 10.56 | 10.56 | 10.56 | 10.56 | 9.47 | 9.47 | 9.47 | 9.47 | 9.47 | 9.47 | 9.47 | 9.47 | 9.47 | 9.47 | 9.47 | 9.47 | 9.47 | 9.47 | 9.47
| DEMAND |  | 0
26BL | Unmeasured household consumption | Ml/d | 1.9015 | 1.8557 | 1.8114 | 1.7695 | 1.7274 | 1.6867 | 1.6478 | 1.6099 | 1.5731 | 1.5375 | 1.5037 | 1.4711 | 1.4393 | 1.4084 | 1.3773 | 1.3465 | 1.3164 | 1.2872 | 1.2585 | 1.2314 | 1.2048 | 1.1789 | 1.1533 | 1.1286 | 1.1044 | 1.0807 | 1.0576 | 1.0351 | 1.0113
26FP | Unmeasured household consumption | Ml/d | 1.9015 | 1.8557 | 1.8114 | 1.7695 | 1.7274 | 1.6867 | 1.6478 | 1.6099 | 1.5731 | 1.5375 | 1.5037 | 1.4711 | 1.4393 | 0 | 0 | 0 | 0 | -1.6653e-16 | 0 | 0 | -1.3878e-16 | 0 | 0 | 0 | 0 | 1.5266e-16 | 0 | 0 | -1.1102e-16
25BL | Measured household consumption | Ml/d | 1.7913 | 1.8396 | 1.8883 | 1.9389 | 1.9851 | 2.0336 | 2.0822 | 2.1302 | 2.1774 | 2.2247 | 2.2698 | 2.3145 | 2.3585 | 2.4024 | 2.4363 | 2.4709 | 2.5048 | 2.5382 | 2.5702 | 2.6039 | 2.6376 | 2.6706 | 2.7022 | 2.7337 | 2.7644 | 2.7943 | 2.8239 | 2.8529 | 2.8833
25FP | Measured household consumption | Ml/d | 1.7913 | 1.8396 | 1.8883 | 1.9389 | 1.9851 | 2.0336 | 2.0822 | 2.1302 | 2.1774 | 2.2247 | 2.2698 | 2.3145 | 2.3585 | 3.7079 | 3.7109 | 3.7148 | 3.7185 | 3.7326 | 3.7359 | 3.7521 | 3.7599 | 3.7666 | 3.7732 | 3.7895 | 3.7963 | 3.8119 | 3.8188 | 3.8254 | 3.8415
23BL+24BL | Non-household consumption | Ml/d | 2.1473 | 2.1556 | 2.1557 | 2.1563 | 2.1498 | 2.1564 | 2.16 | 2.1632 | 2.1585 | 2.1628 | 2.1611 | 2.1592 | 2.1516 | 2.1554 | 2.1537 | 2.1521 | 2.1444 | 2.1479 | 2.1452 | 2.1421 | 2.1327 | 2.1358 | 2.1334 | 2.131 | 2.123 | 2.1265 | 2.1243 | 2.1222 | 2.1144
23FP+24FP | Non-household consumption | Ml/d | 2.1473 | 2.1556 | 2.1557 | 2.1563 | 2.1498 | 2.1564 | 2.16 | 2.1632 | 2.1585 | 2.1628 | 2.1611 | 2.1592 | 2.1516 | 2.1554 | 2.1537 | 2.1521 | 2.1444 | 2.1479 | 2.1452 | 2.1421 | 2.1327 | 2.1358 | 2.1334 | 2.131 | 2.123 | 2.1265 | 2.1243 | 2.1222 | 2.1144
40BL | Total leakage | Ml/d | 3.05 | 3.0201 | 2.9903 | 2.9605 | 2.96 | 2.96 | 2.96 | 2.96 | 2.96 | 2.96 | 2.96 | 2.96 | 2.96 | 2.96 | 2.96 | 2.96 | 2.96 | 2.96 | 2.96 | 2.96 | 2.96 | 2.96 | 2.96 | 2.96 | 2.96 | 2.96 | 2.96 | 2.96 | 2.96
40FP | Total leakage | Ml/d | 3.05 | 3.0201 | 2.9903 | 2.9605 | 2.96 | 2.96 | 2.96 | 2.96 | 2.96 | 2.8712 | 2.7824 | 2.6936 | 2.6048 | 2.516 | 2.4405 | 2.365 | 2.2896 | 2.2141 | 2.1386 | 2.0958 | 2.0531 | 2.0103 | 1.9675 | 1.9247 | 1.8862 | 1.8478 | 1.8093 | 1.7708 | 1.7323
11BL-(23BL:26BL)-40BL | Other components of demand | Ml/d | 0.23389 | 0.23389 | 0.23389 | 0.23389 | 0.23389 | 0.23389 | 0.23389 | 0.23389 | 0.23389 | 0.23389 | 0.23389 | 0.23389 | 0.23389 | 0.23389 | 0.23389 | 0.23389 | 0.23389 | 0.23389 | 0.23389 | 0.23389 | 0.23389 | 0.23389 | 0.23389 | 0.23389 | 0.23389 | 0.23389 | 0.23389 | 0.23389 | 0.23389
11FP-(23FP:26FP)-40FP | Other components of demand | Ml/d | 0.23389 | 0.23389 | 0.23389 | 0.23389 | 0.23389 | 0.23389 | 0.23389 | 0.23389 | 0.23389 | 0.23389 | 0.23389 | 0.23389 | 0.23389 | 0.23389 | 0.23389 | 0.23389 | 0.23389 | 0.23389 | 0.23389 | 0.23389 | 0.23389 | 0.23389 | 0.23389 | 0.23389 | 0.23389 | 0.23389 | 0.23389 | 0.23389 | 0.23389
| Total demand + target headroom (baseline) | Ml/d | 9.5122 | 9.478 | 9.4403 | 9.4038 | 9.3989 | 9.3984 | 9.4116 | 9.4045 | 9.4094 | 9.411 | 9.4145 | 9.4324 | 9.427 | 9.4525 | 9.4575 | 9.4597 | 9.4413 | 9.4621 | 9.466 | 9.4764 | 9.4763 | 9.4919 | 9.4955 | 9.5071 | 9.5017 | 9.5197 | 9.5264 | 9.5408 | 9.5357
| Total demand + target headroom (final plan) | Ml/d | 9.5122 | 9.478 | 9.4403 | 9.4038 | 9.3989 | 9.3984 | 9.4116 | 9.4045 | 9.4094 | 9.3222 | 9.2369 | 9.166 | 9.0718 | 8.9057 | 8.8353 | 8.7621 | 8.6682 | 8.6234 | 8.5517 | 8.5291 | 8.4869 | 8.4593 | 8.4206 | 8.399 | 8.3555 | 8.3444 | 8.3129 | 8.2891 | 8.2548
SUPPLY-DEMAND BALANCE
16BL | Target headroom | Ml/d | 0.38826 | 0.37312 | 0.36075 | 0.34474 | 0.34262 | 0.3278 | 0.32772 | 0.30725 | 0.30663 | 0.29211 | 0.28603 | 0.29375 | 0.28372 | 0.29254 | 0.2963 | 0.29639 | 0.28182 | 0.29495 | 0.29817 | 0.30523 | 0.30729 | 0.3127 | 0.31268 | 0.3199 | 0.31608 | 0.32435 | 0.32664 | 0.33682 | 0.3328
16FP | Target headroom | Ml/d | 0.38826 | 0.37312 | 0.36075 | 0.34474 | 0.34262 | 0.3278 | 0.32772 | 0.30725 | 0.30663 | 0.29211 | 0.28603 | 0.29375 | 0.28372 | 0.29254 | 0.2963 | 0.29639 | 0.28182 | 0.29495 | 0.29817 | 0.30523 | 0.30729 | 0.3127 | 0.31268 | 0.3199 | 0.31608 | 0.32435 | 0.32664 | 0.33682 | 0.3328
17BL | Available headroom | Ml/d | 1.436 | 1.4551 | 1.4804 | 1.5009 | 1.5037 | 1.4894 | 1.4761 | 1.4628 | 1.4572 | 1.4411 | 1.4315 | 1.4213 | 1.4167 | 1.4 | 0.30883 | 0.30664 | 0.31054 | 0.30286 | 0.30218 | 0.29879 | 0.30101 | 0.29083 | 0.28721 | 0.28278 | 0.28439 | 0.27465 | 0.27025 | 0.26597 | 0.2671
17FP | Available headroom | Ml/d | 1.436 | 1.4551 | 1.4804 | 1.5009 | 1.5037 | 1.4894 | 1.4761 | 1.4628 | 1.4572 | 1.5299 | 1.6091 | 1.6877 | 1.7719 | 1.9468 | 0.93104 | 1.0043 | 1.0836 | 1.1415 | 1.2164 | 1.2461 | 1.2904 | 1.3234 | 1.362 | 1.3909 | 1.4306 | 1.45 | 1.4838 | 1.5177 | 1.548
Baseline Supply-Demand Balance:
|  | 2020-21 | 2021-22 | 2022-23 | 2023-24 | 2024-25 | 2025-26 | 2026-27 | 2027-28 | 2028-29 | 2029-30 | 2030-31 | 2031-32 | 2032-33 | 2033-34 | 2034-35 | 2035-36 | 2036-37 | 2037-38 | 2038-39 | 2039-40 | 2040-41 | 2041-42 | 2042-43 | 2043-44 | 2044-45
| SDB (Ml/d) | 1.1611 | 1.1616 | 1.1484 | 1.1555 | 1.1506 | 1.149 | 1.1455 | 1.1276 | 1.133 | 1.1075 | 0.012527 | 0.010257 | 0.028718 | 0.0079124 | 0.0040044 | -0.0064409 | -0.0062755 | -0.021867 | -0.02547 | -0.037121 | -0.031685 | -0.049702 | -0.05639 | -0.07085 | -0.0657
Final Planning Supply-Demand Balance:
|  | 2020-21 | 2021-22 | 2022-23 | 2023-24 | 2024-25 | 2025-26 | 2026-27 | 2027-28 | 2028-29 | 2029-30 | 2030-31 | 2031-32 | 2032-33 | 2033-34 | 2034-35 | 2035-36 | 2036-37 | 2037-38 | 2038-39 | 2039-40 | 2040-41 | 2041-42 | 2042-43 | 2043-44 | 2044-45
| SDB (Ml/d) | 1.1611 | 1.1616 | 1.1484 | 1.1555 | 1.1506 | 1.2378 | 1.3231 | 1.394 | 1.4882 | 1.6543 | 0.63474 | 0.70786 | 0.8018 | 0.84655 | 0.91825 | 0.94087 | 0.98315 | 1.0107 | 1.0494 | 1.071 | 1.1145 | 1.1256 | 1.1571 | 1.1809 | 1.2152
| Company: | 2026-27: Severn Trent Water
| Resource Zone Name | 2026-27: Whitchurch and Wem
| Resource Zone Number: | 2026-27: 14
| Planning Scenario Name: | 2026-27: Dry Year Annual Average
| Chosen Level of Service: | 2026-27: No more than 3 in 100 Temporary Use Bans

## 1. BL Licences (hidden)
Table 1: Baseline licences |  |  |  |  | deployable output (Ml/d)
Row ref | Derivation | Licence number | Source name | Source type | Deployable output (Ml/d) | Annual licensed quantity (Ml/d) | Constraints on deployable output
All individual licences:
0.1BL | Sum (0.1BL+...) | - | - | - | 10.6 | 12.87 | -
- | Input | - | - | - | 7.49 | 7.49 | -
| Input | - | - | - | 0 | 1.96 | -
| Input | - | - | - | 3.11 | 3.42 | -
0.2BL | Sum (0.2BL+...) | - | Total | - | 0 | - | -
- | - | Group #: | [Enter name of group] | - | 0 | - | -
- | Input
- | Input
- | Input
- | Input
- | Input
Unused licences: | Derivation | Licence number | Source name | Source type | DYAA deployable output (Ml/d) | Annual licensed quantity (Ml/d) | Reason licence is unused
0.3BL | Sum (0.3BL+...) | - | - | - | 0 | 0 | -
Input
- | Input
New licences (within current AMP): | Derivation | Licence number | Source name | Source type | DYAA deployable output (Ml/d) | Annual licensed quantity (Ml/d) | Status of licence
0.4BL | Sum (0.4BL+...) | - | - | - | 0 | 0 | -
Input
- | Input
- | - | - | - | - | - | - | -
Company: |  | Severn Trent Water
Resource Zone Name: |  | Whitchurch and Wem
Resource Zone Number: |  | 14
Planning Scenario Name: |  | Dry Year Annual Average
Chosen Level of Service: |  | No more than 3 in 100 Temporary Use Bans

## 2. BL Supply
Table 2: Baseline supply
| Row ref | Component | Derivation | Unit | decimal places | 2016-17 | For info 2017-18 | For info 2018-19 | For info 2019-20 | 2020-21 | 2021-22 | 2022-23 | 2023-24 | 2024-25 | 2025-26 | 2026-27 | 2027-28 | 2028-29 | 2029-30 | 2030-31 | 2031-32 | 2032-33 | 2033-34 | 2034-35 | 2035-36 | 2036-37 | 2037-38 | 2038-39 | 2039-40 | 2040-41 | 2041-42 | 2042-43 | 2043-44 | 2044-45
| 1BL | Raw water abstracted | Input | Ml/d | 2 | 10.6 | 10.6 | 10.6 | 10.6 | 10.6 | 10.6 | 10.6 | 10.6 | 10.6 | 10.6 | 10.6 | 10.6 | 10.6 | 10.6 | 10.6 | 10.6 | 10.6 | 10.6 | 10.6 | 10.6 | 10.6 | 10.6 | 10.6 | 10.6 | 10.6 | 10.6 | 10.6 | 10.6 | 10.6
Resources | 2BL | Total raw water imported | sum(2.1BL+2.2BL+2.3BL...) | Ml/d | 2 | 0 | 0 | 0 | 0 | 0 | 0 | 0 | 0 | 0 | 0 | 0 | 0 | 0 | 0 | 0 | 0 | 0 | 0 | 0 | 0 | 0 | 0 | 0 | 0 | 0 | 0 | 0 | 0 | 0
| 2.1BL+ | Raw water imported from: None | Input | Ml/d | 2 | 0 | 0 | 0 | 0 | 0 | 0 | 0 | 0 | 0 | 0 | 0 | 0 | 0 | 0 | 0 | 0 | 0 | 0 | 0 | 0 | 0 | 0 | 0 | 0 | 0 | 0 | 0 | 0 | 0
| - | - | - | - | 2 | - | - | - | - | bar: 2020-21 to 2044-45
| 3BL | Total potable water imported | sum(3.1BL+3.2BL+3.3BL...) | Ml/d | 2 | 0 | 0 | 0 | 0 | 0 | 0 | 0 | 0 | 0 | 0 | 0 | 0 | 0 | 0 | 0 | 0 | 0 | 0 | 0 | 0 | 0 | 0 | 0 | 0 | 0 | 0 | 0 | 0 | 0
| 3.1BL+ | Potable water imported from: None | Input | Ml/d | 2 | 0 | 0 | 0 | 0 | 0 | 0 | 0 | 0 | 0 | 0 | 0 | 0 | 0 | 0 | 0 | 0 | 0 | 0 | 0 | 0 | 0 | 0 | 0 | 0 | 0 | 0 | 0 | 0 | 0
| - | - | - | - | 2 | - | - | - | - | bar: 2020-21 to 2044-45
| 5BL | Total raw water exported (raw exports and non potable uses) | sum(5.1BL+5.2BL+...) | Ml/d | 2 | 0 | 0 | 0 | 0 | 0 | 0 | 0 | 0 | 0 | 0 | 0 | 0 | 0 | 0 | 0 | 0 | 0 | 0 | 0 | 0 | 0 | 0 | 0 | 0 | 0 | 0 | 0 | 0 | 0
| 5.1BL | Non potable water supplied to: | Input | Ml/d | 2 | 0 | 0 | 0 | 0 | 0 | 0 | 0 | 0 | 0 | 0 | 0 | 0 | 0 | 0 | 0 | 0 | 0 | 0 | 0 | 0 | 0 | 0 | 0 | 0 | 0 | 0 | 0 | 0 | 0
| 5.2BL+ | Raw water export to: None | Input | Ml/d | 2 | 0 | 0 | 0 | 0 | 0 | 0 | 0 | 0 | 0 | 0 | 0 | 0 | 0 | 0 | 0 | 0 | 0 | 0 | 0 | 0 | 0 | 0 | 0 | 0 | 0 | 0 | 0 | 0 | 0
| - |  | - | - | 2 | - | - | - | - | bar: 2020-21 to 2044-45
| 6BL | Total potable water exported | sum(6.1BL+6.2BL+6.3BL...) | Ml/d | 2 | 0 | 0 | 0 | 0 | 0 | 0 | 0 | 0 | 0 | 0 | 0 | 0 | 0 | 0 | 0 | 0 | 0 | 0 | 0 | 0 | 0 | 0 | 0 | 0 | 0 | 0 | 0 | 0 | 0
| 6.1BL+ | Potable water export to: None | Input | Ml/d | 2 | 0 | 0 | 0 | 0 | 0 | 0 | 0 | 0 | 0 | 0 | 0 | 0 | 0 | 0 | 0 | 0 | 0 | 0 | 0 | 0 | 0 | 0 | 0 | 0 | 0 | 0 | 0 | 0 | 0
| - |  | - | Ml/d | 2 | - | - | - | - | bar: 2020-21 to 2044-45
| 7BL | Deployable Output (baseline profile without reductions) | sum(0.1Bl+0.2BL+0.3BL+0.4BL) | Ml/d | 2 | 10.6 | 10.6 | 10.6 | 10.6 | 10.6 | 10.6 | 10.6 | 10.6 | 10.6 | 10.6 | 10.6 | 10.6 | 10.6 | 10.6 | 10.6 | 10.6 | 10.6 | 10.6 | 10.6 | 10.6 | 10.6 | 10.6 | 10.6 | 10.6 | 10.6 | 10.6 | 10.6 | 10.6 | 10.6
Resource (and process) Losses | 8BL | Baseline forecast changes to Deployable Output | sum(8.1BL+8.2BL+8.3BL) | Ml/d | 2 | 0 | 0 | 0 | 0 | 0 | 0 | 0 | 0 | 0 | 0 | 0 | 0 | 0 | 0 | -1.09 | -1.09 | -1.09 | -1.09 | -1.09 | -1.09 | -1.09 | -1.09 | -1.09 | -1.09 | -1.09 | -1.09 | -1.09 | -1.09 | -1.09
| 8.1BL | Change in DO due to climate change | Input (reductions must be expressed as -ve) | Ml/d | 2 | 0 | 0 | 0 | 0 | 0 | 0 | 0 | 0 | 0 | 0 | 0 | 0 | 0 | 0 | 0 | 0 | 0 | 0 | 0 | 0 | 0 | 0 | 0 | 0 | 0 | 0 | 0 | 0 | 0
| 8.2BL | Reductions to restore sustainable abstraction | sum(8.2BL sub components) | Ml/d | 2 | 0 | 0 | 0 | 0 | 0 | 0 | 0 | 0 | 0 | 0 | 0 | 0 | 0 | 0 | -1.09 | -1.09 | -1.09 | -1.09 | -1.09 | -1.09 | -1.09 | -1.09 | -1.09 | -1.09 | -1.09 | -1.09 | -1.09 | -1.09 | -1.09
| 8.2BL+ | Effects of WINEP 3 | Input (zero or negative number) | Ml/d | 2 | 0 | 0 | 0 | 0 | 0 | 0 | 0 | 0 | 0 | 0 | 0 | 0 | 0 | 0 | -1.09 | -1.09 | -1.09 | -1.09 | -1.09 | -1.09 | -1.09 | -1.09 | -1.09 | -1.09 | -1.09 | -1.09 | -1.09 | -1.09 | -1.09
| - | - | - | - | 2 | 0 | 0 | 0 | 0 | 0 | 0 | 0 | 0 | 0 | 0 | 0 | 0 | 0 | 0 | 0 | 0 | 0 | 0 | 0 | 0 | 0 | 0 | 0 | 0 | 0 | 0 | 0 | 0 | 0
| 8.3BL | Total other changes to DO (specify, e.g. nitrates): None | Input (reductions must be expressed as -ve) | Ml/d | 2 | 0 | 0 | 0 | 0 | 0 | 0 | 0 | 0 | 0 | 0 | 0 | 0 | 0 | 0 | 0 | 0 | 0 | 0 | 0 | 0 | 0 | 0 | 0 | 0 | 0 | 0 | 0 | 0 | 0
| 9BL | Raw water losses, treatment works losses and operational use | Input | Ml/d | 2 | 0 | 0 | 0 | 0 | 0 | 0 | 0 | 0 | 0 | 0 | 0 | 0 | 0 | 0 | 0 | 0 | 0 | 0 | 0 | 0 | 0 | 0 | 0 | 0 | 0 | 0 | 0 | 0 | 0
| 10BL | Outage allowance | Input | Ml/d | 2 | 0.04 | 0.04 | 0.04 | 0.04 | 0.04 | 0.04 | 0.04 | 0.04 | 0.04 | 0.04 | 0.04 | 0.04 | 0.04 | 0.04 | 0.04 | 0.04 | 0.04 | 0.04 | 0.04 | 0.04 | 0.04 | 0.04 | 0.04 | 0.04 | 0.04 | 0.04 | 0.04 | 0.04 | 0.04
|  | Company: | Severn Trent Water
|  | Resource Zone Name: | Whitchurch and Wem
|  | Resource Zone Number: | 14
|  | Planning Scenario Name: | Dry Year Annual Average
|  | Chosen Level of Service: | No more than 3 in 100 Temporary Use Bans

## 3. BL Demand
Table 3: Baseline demand
| Row ref | Component | Derivation | Unit | Decimal places | 2016-17 | For info 2017-18 | For info 2018-19 | For info 2019-20 | 2020-21 | 2021-22 | 2022-23 | 2023-24 | 2024-25 | 2025-26 | 2026-27 | 2027-28 | 2028-29 | 2029-30 | 2030-31 | 2031-32 | 2032-33 | 2033-34 | 2034-35 | 2035-36 | 2036-37 | 2037-38 | 2038-39 | 2039-40 | 2040-41 | 2041-42 | 2042-43 | 2043-44 | 2044-45
Consumption | 19BL | Water delivered measured non-household | Input | Ml/d | 2 | 2.1422 | 2.1505 | 2.1506 | 2.1511 | 2.1447 | 2.1513 | 2.1549 | 2.1581 | 2.1533 | 2.1576 | 2.1559 | 2.1541 | 2.1464 | 2.1502 | 2.1485 | 2.1469 | 2.1393 | 2.1428 | 2.1401 | 2.1369 | 2.1275 | 2.1306 | 2.1282 | 2.1259 | 2.1178 | 2.1213 | 2.1192 | 2.117 | 2.1092
| 20BL | Water delivered unmeasured non- household | Input | Ml/d | 2 | 0.031488 | 0.031488 | 0.031488 | 0.031488 | 0.031488 | 0.031488 | 0.031488 | 0.031488 | 0.031488 | 0.031488 | 0.031488 | 0.031488 | 0.031488 | 0.031488 | 0.031488 | 0.031488 | 0.031488 | 0.031488 | 0.031488 | 0.031488 | 0.031488 | 0.031488 | 0.031488 | 0.031488 | 0.031488 | 0.031488 | 0.031488 | 0.031488 | 0.031488
| 21BL | Water delivered measured household | Input | Ml/d | 2 | 1.9565 | 2.0072 | 2.0582 | 2.1111 | 2.1596 | 2.2102 | 2.2609 | 2.311 | 2.3602 | 2.4095 | 2.4565 | 2.5031 | 2.549 | 2.5947 | 2.6304 | 2.6669 | 2.7024 | 2.7375 | 2.7712 | 2.8065 | 2.8418 | 2.8764 | 2.9096 | 2.9426 | 2.9747 | 3.0062 | 3.0374 | 3.0679 | 3.0998
| 22BL | Water delivered unmeasured household | Input | Ml/d | 2 | 2.05 | 2.0015 | 1.9545 | 1.9098 | 1.8652 | 1.8219 | 1.7805 | 1.7401 | 1.7008 | 1.6629 | 1.6268 | 1.5919 | 1.5578 | 1.5247 | 1.4915 | 1.4585 | 1.4264 | 1.3951 | 1.3644 | 1.3353 | 1.3068 | 1.279 | 1.2516 | 1.225 | 1.199 | 1.1735 | 1.1487 | 1.1245 | 1.0991
| 23BL | Measured Non Household - Consumption | 19BL-34BL | Ml/d | 2 | 2.1168 | 2.1251 | 2.1252 | 2.1257 | 2.1193 | 2.1259 | 2.1295 | 2.1327 | 2.1279 | 2.1323 | 2.1306 | 2.1287 | 2.1211 | 2.1248 | 2.1232 | 2.1215 | 2.1139 | 2.1174 | 2.1147 | 2.1116 | 2.1022 | 2.1052 | 2.1028 | 2.1005 | 2.0925 | 2.096 | 2.0938 | 2.0917 | 2.0839
| 24BL | Unmeasured Non Household - Consumption | 20BL-35BL | Ml/d | 2 | 0.030524 | 0.030524 | 0.030524 | 0.030524 | 0.030524 | 0.030524 | 0.030524 | 0.030524 | 0.030524 | 0.030524 | 0.030524 | 0.030524 | 0.030524 | 0.030524 | 0.030524 | 0.030524 | 0.030524 | 0.030524 | 0.030524 | 0.030524 | 0.030524 | 0.030524 | 0.030524 | 0.030524 | 0.030524 | 0.030524 | 0.030524 | 0.030524 | 0.030524
| 25BL | Measured Household - Consumption | 21BL-36BL | Ml/d | 2 | 1.7913 | 1.8396 | 1.8883 | 1.9389 | 1.9851 | 2.0336 | 2.0822 | 2.1302 | 2.1774 | 2.2247 | 2.2698 | 2.3145 | 2.3585 | 2.4024 | 2.4363 | 2.4709 | 2.5048 | 2.5382 | 2.5702 | 2.6039 | 2.6376 | 2.6706 | 2.7022 | 2.7337 | 2.7644 | 2.7943 | 2.8239 | 2.8529 | 2.8833
| 26BL | Unmeasured Household - Consumption | 22BL-37BL | Ml/d | 2 | 1.9015 | 1.8557 | 1.8114 | 1.7695 | 1.7274 | 1.6867 | 1.6478 | 1.6099 | 1.5731 | 1.5375 | 1.5037 | 1.4711 | 1.4393 | 1.4084 | 1.3773 | 1.3465 | 1.3164 | 1.2872 | 1.2585 | 1.2314 | 1.2048 | 1.1789 | 1.1533 | 1.1286 | 1.1044 | 1.0807 | 1.0576 | 1.0351 | 1.0113
| 27 - | Percentage of consumption driven by climate change | Input | % | 1 | 0 | 0.032311 | 0.064601 | 0.09687 | 0.12912 | 0.16135 | 0.19355 | 0.22574 | 0.2579 | 0.29005 | 0.32217 | 0.35428 | 0.38636 | 0.41842 | 0.45046 | 0.48248 | 0.51448 | 0.54646 | 0.57842 | 0.61036 | 0.64228 | 0.67417 | 0.70605 | 0.73791 | 0.76974 | 0.80156 | 0.83335 | 0.86513 | 0.89688
| 28 - | Volume of consumption driven by climate change |  | Ml/d | 1 | 0 | 0.0018905 | 0.0037826 | 0.0056811 | 0.0075694 | 0.0094819 | 0.0114 | 0.013326 | 0.015239 | 0.017185 | 0.01912 | 0.021061 | 0.022986 | 0.024963 | 0.02688 | 0.028802 | 0.030692 | 0.032642 | 0.034554 | 0.036483 | 0.038377 | 0.040351 | 0.042285 | 0.044225 | 0.046121 | 0.048105 | 0.05005 | 0.051995 | 0.053894
PCC and consumption by component | 29BL | Measured Household - PCC | (25BL*1,000,000)/(51BL*1,000) | l/h/d | 1 | 123.6 | 123.2 | 122.9 | 122.8 | 122.5 | 122.3 | 122.3 | 122.3 | 122.3 | 122.4 | 122.5 | 122.6 | 122.8 | 123.1 | 122.9 | 122.7 | 122.5 | 122.3 | 122.2 | 122.2 | 122.2 | 122.2 | 122.2 | 122.2 | 122.1 | 122.1 | 122.1 | 122.1 | 122
| 29.1BL | Measured toilet flushing | Input | l/h/d | 1 | 28.0805 | 27.2821 | 26.5226 | 25.7976 | 25.1068 | 24.4456 | 23.8115 | 23.2023 | 22.6167 | 22.0509 | 21.5023 | 20.9687 | 20.4503 | 19.9446 | 19.9329 | 19.9233 | 19.9133 | 19.902 | 19.8913 | 19.8807 | 19.8702 | 19.8586 | 19.8473 | 19.8338 | 19.8197 | 19.8048 | 19.7888 | 19.772 | 19.7513
| 29.2BL | Measured personal washing | Input | l/h/d | 1 | 52.1391 | 53.1215 | 54.0971 | 55.0688 | 56.0377 | 57.0199 | 58 | 58.9819 | 59.9661 | 60.9514 | 61.9278 | 62.9032 | 63.8834 | 64.865 | 64.9421 | 65.028 | 65.1125 | 65.1928 | 65.2752 | 65.358 | 65.4415 | 65.5215 | 65.6027 | 65.6767 | 65.7488 | 65.8181 | 65.8842 | 65.9474 | 65.9978
| 29.3BL | Measured clothes washing | Input | l/h/d | 1 | 15.3544 | 15.27 | 15.1882 | 15.1091 | 15.0328 | 14.9619 | 14.8933 | 14.8275 | 14.7646 | 14.7039 | 14.6431 | 14.5834 | 14.526 | 14.4699 | 14.3712 | 14.2742 | 14.1765 | 14.0776 | 13.9789 | 13.8799 | 13.7808 | 13.6806 | 13.5804 | 13.4784 | 13.3757 | 13.2722 | 13.1678 | 13.0626 | 12.9546
| 29.4BL | Measured dish washing | Input | l/h/d | 1 | 12.0952 | 12.1059 | 12.1154 | 12.1241 | 12.1323 | 12.1432 | 12.1538 | 12.1646 | 12.1759 | 12.1873 | 12.1968 | 12.2059 | 12.2158 | 12.2258 | 12.2307 | 12.2373 | 12.2436 | 12.2491 | 12.2549 | 12.2608 | 12.2667 | 12.272 | 12.2774 | 12.2815 | 12.2851 | 12.2882 | 12.2907 | 12.2926 | 12.2921
| 29.5BL | Measured miscellaneous internal use | Input | l/h/d | 1 | 14.5021 | 14.4332 | 14.3693 | 14.3098 | 14.2563 | 14.2074 | 14.1629 | 14.1225 | 14.0866 | 14.0539 | 14.0252 | 13.9991 | 13.9762 | 13.9554 | 13.934 | 13.9138 | 13.895 | 13.877 | 13.8609 | 13.8462 | 13.8324 | 13.8191 | 13.8072 | 13.7949 | 13.7833 | 13.772 | 13.761 | 13.7503 | 13.7376
| 29.6BL | Measured external use | Input | l/h/d | 1 | 1.4308 | 1.4734 | 1.5154 | 1.557 | 1.5983 | 1.6394 | 1.6803 | 1.721 | 1.7616 | 1.8021 | 1.8425 | 1.8828 | 1.9232 | 1.9637 | 2.0016 | 2.0391 | 2.0762 | 2.1127 | 2.1489 | 2.1846 | 2.2197 | 2.2544 | 2.2885 | 2.3222 | 2.3555 | 2.3882 | 2.4205 | 2.4523 | 2.484
| 29.7BL | Measured water efficiency savings | Input | l/h/d | 1 | -0.0021276 | -0.48622 | -0.90813 | -1.1664 | -1.6642 | -2.1174 | -2.4018 | -2.7199 | -3.0716 | -3.3495 | -3.6377 | -3.9431 | -4.1749 | -4.3243 | -4.5125 | -4.7158 | -4.9172 | -5.1112 | -5.2101 | -5.2102 | -5.2113 | -5.2061 | -5.2034 | -5.1875 | -5.268 | -5.2435 | -5.213 | -5.1772 | -5.2174
| 30BL | Unmeasured Household - PCC | (26BL*1,000,000)/(52BL*1,000) | l/h/d | 1 | 137.1 | 136.9 | 136.7 | 136.7 | 136.4 | 136.3 | 136.2 | 136.1 | 136 | 136 | 135.9 | 135.8 | 135.8 | 135.7 | 135.6 | 135.5 | 135.5 | 135.4 | 135.4 | 135.4 | 135.5 | 135.6 | 135.7 | 135.8 | 135.9 | 136 | 136 | 136.1 | 136.3
| 30.1BL | Unmeasured toilet flushing | Input | l/h/d | 1 | 30.9233 | 30.1877 | 29.4411 | 28.6865 | 27.9267 | 27.1736 | 26.4143 | 25.6517 | 24.8861 | 24.1166 | 23.3365 | 22.5519 | 21.7663 | 20.9779 | 20.9677 | 20.9632 | 20.9587 | 20.9525 | 20.9482 | 20.9449 | 20.9428 | 20.9397 | 20.9382 | 20.9336 | 20.9288 | 20.9234 | 20.9171 | 20.9101 | 20.921
| 30.2BL | Unmeasured personal washing | Input | l/h/d | 1 | 57.2054 | 58.1601 | 59.1031 | 60.0382 | 60.9704 | 61.9257 | 62.8768 | 63.8294 | 64.7842 | 65.7387 | 66.6734 | 67.6032 | 68.5379 | 69.4719 | 69.5529 | 69.6533 | 69.7536 | 69.849 | 69.9508 | 70.0561 | 70.1663 | 70.2732 | 70.3858 | 70.4883 | 70.5905 | 70.6911 | 70.7889 | 70.8847 | 71.042
| 30.3BL | Unmeasured clothes washing | Input | l/h/d | 1 | 16.5187 | 16.4532 | 16.3831 | 16.3097 | 16.2344 | 16.1643 | 16.0918 | 16.0187 | 15.945 | 15.8703 | 15.7899 | 15.7075 | 15.6256 | 15.5428 | 15.4363 | 15.3337 | 15.2308 | 15.1265 | 15.0232 | 14.9203 | 14.8181 | 14.7147 | 14.6122 | 14.5072 | 14.4017 | 14.2956 | 14.1885 | 14.0807 | 13.9847
| 30.4BL | Unmeasured dish washing | Input | l/h/d | 1 | 13.0625 | 13.0793 | 13.0928 | 13.1039 | 13.1137 | 13.1279 | 13.1404 | 13.1527 | 13.1648 | 13.1762 | 13.1831 | 13.1886 | 13.1946 | 13.2001 | 13.2052 | 13.214 | 13.2227 | 13.2305 | 13.2394 | 13.249 | 13.2595 | 13.2693 | 13.2801 | 13.2891 | 13.2979 | 13.3064 | 13.3144 | 13.3219 | 13.341
| 30.5BL | Unmeasured miscellaneous internal use | Input | l/h/d | 1 | 17.916 | 17.9529 | 17.9853 | 18.0144 | 18.0418 | 18.0752 | 18.1065 | 18.1375 | 18.1682 | 18.198 | 18.2217 | 18.2434 | 18.266 | 18.2877 | 18.3091 | 18.3355 | 18.3619 | 18.387 | 18.4138 | 18.4415 | 18.4705 | 18.4987 | 18.5283 | 18.5553 | 18.5822 | 18.6087 | 18.6344 | 18.6597 | 18.7011
| 30.6BL | Unmeasured external use | Input | l/h/d | 1 | 1.429 | 1.4762 | 1.5229 | 1.5692 | 1.6152 | 1.6616 | 1.7077 | 1.7536 | 1.7994 | 1.845 | 1.89 | 1.9348 | 1.9795 | 2.0241 | 2.0681 | 2.1122 | 2.156 | 2.1996 | 2.2431 | 2.2864 | 2.3295 | 2.3723 | 2.415 | 2.4573 | 2.4994 | 2.5412 | 2.5828 | 2.6241 | 2.6656
| 30.7BL | Unmeasured water efficiency savings | Input | l/h/d | 1 | 0.045133 | -0.40944 | -0.82834 | -1.0218 | -1.5023 | -1.8283 | -2.1375 | -2.4435 | -2.7476 | -2.9448 | -3.1945 | -3.4294 | -3.57 | -3.8044 | -3.9392 | -4.1119 | -4.1837 | -4.3451 | -4.4186 | -4.4981 | -4.4866 | -4.468 | -4.4596 | -4.4308 | -4.4006 | -4.3663 | -4.4261 | -4.3812 | -4.3553
| 31BL | Average Household - PCC | ((25BL+26BL)*1,000,000))/(51BL+52BL*1,000) | l/h/d | 1 | 130.1819 | 129.7303 | 129.3136 | 129.0162 | 128.5711 | 128.2818 | 128.0552 | 127.8556 | 127.7026 | 127.6 | 127.5148 | 127.4597 | 127.4512 | 127.4735 | 127.1878 | 126.9345 | 126.6913 | 126.4517 | 126.2285 | 126.1381 | 126.072 | 126.0008 | 125.9323 | 125.8516 | 125.769 | 125.6832 | 125.6059 | 125.5241 | 125.4477
| 32BL | Water Taken Unbilled | Input | Ml/d | 2 | 0.20922 | 0.20922 | 0.20922 | 0.20922 | 0.20922 | 0.20922 | 0.20922 | 0.20922 | 0.20922 | 0.20922 | 0.20922 | 0.20922 | 0.20922 | 0.20922 | 0.20922 | 0.20922 | 0.20922 | 0.20922 | 0.20922 | 0.20922 | 0.20922 | 0.20922 | 0.20922 | 0.20922 | 0.20922 | 0.20922 | 0.20922 | 0.20922 | 0.20922
| 33BL | Distribution System Operational Use | Input | Ml/d | 2 | 0.02467 | 0.02467 | 0.02467 | 0.02467 | 0.02467 | 0.02467 | 0.02467 | 0.02467 | 0.02467 | 0.02467 | 0.02467 | 0.02467 | 0.02467 | 0.02467 | 0.02467 | 0.02467 | 0.02467 | 0.02467 | 0.02467 | 0.02467 | 0.02467 | 0.02467 | 0.02467 | 0.02467 | 0.02467 | 0.02467 | 0.02467 | 0.02467 | 0.02467
Leakage | 34BL | Measured Non Household - USPL | Input | Ml/d | 2 | 0.025366 | 0.025366 | 0.025366 | 0.025366 | 0.025366 | 0.025366 | 0.025366 | 0.025366 | 0.025366 | 0.025366 | 0.025366 | 0.025366 | 0.025366 | 0.025366 | 0.025366 | 0.025366 | 0.025366 | 0.025366 | 0.025366 | 0.025366 | 0.025366 | 0.025366 | 0.025366 | 0.025366 | 0.025366 | 0.025366 | 0.025366 | 0.025366 | 0.025366
| 35BL | Unmeasured Non Household - USPL | Input | Ml/d | 2 | 0.0009636 | 0.0009636 | 0.0009636 | 0.0009636 | 0.0009636 | 0.0009636 | 0.0009636 | 0.0009636 | 0.0009636 | 0.0009636 | 0.0009636 | 0.0009636 | 0.0009636 | 0.0009636 | 0.0009636 | 0.0009636 | 0.0009636 | 0.0009636 | 0.0009636 | 0.0009636 | 0.0009636 | 0.0009636 | 0.0009636 | 0.0009636 | 0.0009636 | 0.0009636 | 0.0009636 | 0.0009636 | 0.0009636
| 36BL | Measured Household - USPL | Input | Ml/d | 2 | 0.16529 | 0.16759 | 0.1699 | 0.17221 | 0.17442 | 0.17659 | 0.17872 | 0.18079 | 0.18281 | 0.18479 | 0.18674 | 0.18865 | 0.19052 | 0.19236 | 0.19416 | 0.19592 | 0.19765 | 0.19935 | 0.20101 | 0.20265 | 0.20425 | 0.20582 | 0.20736 | 0.20886 | 0.21034 | 0.21192 | 0.21347 | 0.21499 | 0.21649
| 37BL | Unmeasured Household - USPL | Input | Ml/d | 2 | 0.14851 | 0.1458 | 0.14308 | 0.14037 | 0.13776 | 0.13519 | 0.13268 | 0.1302 | 0.12777 | 0.12539 | 0.12304 | 0.12077 | 0.11853 | 0.11634 | 0.11418 | 0.11207 | 0.10999 | 0.10794 | 0.10594 | 0.10397 | 0.10203 | 0.10013 | 0.098266 | 0.096432 | 0.094631 | 0.092861 | 0.091123 | 0.089416 | 0.087739
| 38BL | Void Properties - USPL | Input | Ml/d | 2 | 0.025366 | 0.025366 | 0.025366 | 0.025366 | 0.025366 | 0.025366 | 0.025366 | 0.025366 | 0.025366 | 0.025366 | 0.025366 | 0.025366 | 0.025366 | 0.025366 | 0.025366 | 0.025366 | 0.025366 | 0.025366 | 0.025366 | 0.025366 | 0.025366 | 0.025366 | 0.025366 | 0.025366 | 0.025366 | 0.025366 | 0.025366 | 0.025366 | 0.025366
| 39BL | Distribution Losses | Input | Ml/d | 2 | 2.6845 | 2.6551 | 2.6256 | 2.5963 | 2.5961 | 2.5965 | 2.5969 | 2.5973 | 2.5977 | 2.5981 | 2.5985 | 2.5989 | 2.5993 | 2.5996 | 2.6 | 2.6003 | 2.6007 | 2.601 | 2.6014 | 2.6017 | 2.602 | 2.6024 | 2.6027 | 2.603 | 2.6033 | 2.6035 | 2.6037 | 2.6039 | 2.6041
| 40BL | Total Leakage | sum(34BL:39BL) | Ml/d | 2 | 3.05 | 3.0201 | 2.9903 | 2.9605 | 2.96 | 2.96 | 2.96 | 2.96 | 2.96 | 2.96 | 2.96 | 2.96 | 2.96 | 2.96 | 2.96 | 2.96 | 2.96 | 2.96 | 2.96 | 2.96 | 2.96 | 2.96 | 2.96 | 2.96 | 2.96 | 2.96 | 2.96 | 2.96 | 2.96
| 41BL | Total Leakage | (40BL*1,000,000)/(48BL*1,000) | l/prop/d | 2 | 214.6532 | 210.3129 | 206.0922 | 201.9645 | 199.9355 | 197.8565 | 195.8452 | 193.8771 | 191.9778 | 190.1198 | 188.4668 | 186.8778 | 185.3356 | 183.8344 | 182.3819 | 180.8231 | 179.2908 | 177.7843 | 176.3029 | 174.8459 | 173.3736 | 171.9259 | 170.5021 | 169.1017 | 167.7242 | 166.3689 | 165.0354 | 163.7231 | 162.4315
Customer: Properties | 42BL | Measured non-households - properties | Input (total, excluding voids) | 000's | 2 | 1.0396 | 1.0436 | 1.0476 | 1.0516 | 1.0556 | 1.0596 | 1.0635 | 1.0675 | 1.0715 | 1.0755 | 1.0795 | 1.0834 | 1.0874 | 1.0914 | 1.0954 | 1.0993 | 1.1033 | 1.1073 | 1.1113 | 1.1152 | 1.1192 | 1.1232 | 1.1272 | 1.1311 | 1.1351 | 1.1391 | 1.143 | 1.147 | 1.151
| 43BL | Unmeasured non-households - properties | Input (total, excluding voids) | 000's | 2 | 0.03718 | 0.036566 | 0.035953 | 0.035339 | 0.034726 | 0.034112 | 0.033498 | 0.032885 | 0.032271 | 0.031658 | 0.031044 | 0.03043 | 0.029817 | 0.029203 | 0.02859 | 0.027976 | 0.027362 | 0.026749 | 0.026135 | 0.025522 | 0.024908 | 0.024294 | 0.023681 | 0.023067 | 0.022454 | 0.02184 | 0.021226 | 0.020613 | 0.019999
| 44BL | All void non-households - properties | Input (voids in each year) | 000's | 2 | 0.22439 | 0.22439 | 0.22439 | 0.22439 | 0.22439 | 0.22439 | 0.22439 | 0.22439 | 0.22439 | 0.22439 | 0.22439 | 0.22439 | 0.22439 | 0.22439 | 0.22439 | 0.22439 | 0.22439 | 0.22439 | 0.22439 | 0.22439 | 0.22439 | 0.22439 | 0.22439 | 0.22439 | 0.22439 | 0.22439 | 0.22439 | 0.22439 | 0.22439
| 45BL | Total measured households - properties (excl void) | Pre-plan year = input. Forecast years = Previous year 45BL + sum(45.1BL:45.6BL) | 000's | 2 | 6.5665 | 6.815 | 7.0617 | 7.3079 | 7.5471 | 7.7939 | 8.037 | 8.2782 | 8.5153 | 8.7503 | 8.9696 | 9.1843 | 9.3957 | 9.6042 | 9.8089 | 10.0238 | 10.2373 | 10.4494 | 10.66 | 10.8693 | 11.0811 | 11.2916 | 11.5008 | 11.7087 | 11.9154 | 12.1208 | 12.3251 | 12.5282 | 12.7302
| 45.1BL | New build properties - properties | Input (new builds in each year) | 000's | 2 | 0.15461 | 0.15177 | 0.14983 | 0.14944 | 0.14634 | 0.15573 | 0.15373 | 0.15344 | 0.15098 | 0.15055 | 0.13638 | 0.13332 | 0.13152 | 0.13009 | 0.12785 | 0.13943 | 0.13937 | 0.13932 | 0.13926 | 0.13921 | 0.14301 | 0.14296 | 0.14292 | 0.14287 | 0.14282 | 0.14278 | 0.14274 | 0.1427 | 0.14265
| 45.2BL | Meter optants - properties | Input (meter optants in each year) | 000's | 2 | 0.101 | 0.098819 | 0.09878 | 0.098741 | 0.094739 | 0.09296 | 0.091221 | 0.089514 | 0.087842 | 0.086204 | 0.084592 | 0.083017 | 0.081471 | 0.079957 | 0.078468 | 0.077017 | 0.075591 | 0.074191 | 0.072819 | 0.071473 | 0.070155 | 0.06886 | 0.067591 | 0.066347 | 0.065126 | 0.06393 | 0.062756 | 0.061602 | 0.060472
| 45.3BL | Compulsory metering - properties | Input (compulsory meters in each year) | 000's | 2 | 0 | 0 | 0 | 0 | 0 | 0 | 0 | 0 | 0 | 0 | 0 | 0 | 0 | 0 | 0 | 0 | 0 | 0 | 0 | 0 | 0 | 0 | 0 | 0 | 0 | 0 | 0 | 0 | 0
| 45.4BL | Metering on change of occupancy - properties | Input (change of occupancy meters in each year) | 000's | 2 | 0 | 0 | 0 | 0 | 0 | 0 | 0 | 0 | 0 | 0 | 0 | 0 | 0 | 0 | 0 | 0 | 0 | 0 | 0 | 0 | 0 | 0 | 0 | 0 | 0 | 0 | 0 | 0 | 0
| 45.5BL | Selective metering - properties | Input (selective meters in each year) | 000's | 2 | 0 | 0 | 0 | 0 | 0 | 0 | 0 | 0 | 0 | 0 | 0 | 0 | 0 | 0 | 0 | 0 | 0 | 0 | 0 | 0 | 0 | 0 | 0 | 0 | 0 | 0 | 0 | 0 | 0
| 45.6BL | Other changes to existing metering - properties | Input (other changes to meters in each year) | 000's | 2 | 0 | -0.002048 | -0.0019987 | -0.0019514 | -0.0019075 | -0.001857 | -0.0018144 | -0.0017723 | -0.0017342 | -0.0016958 | -0.0016773 | -0.0016484 | -0.0016194 | -0.0015912 | -0.0015657 | -0.001516 | -0.0014866 | -0.0014581 | -0.0014303 | -0.0014033 | -0.0013685 | -0.0013425 | -0.0013172 | -0.0012926 | -0.0012687 | -0.0012455 | -0.0012229 | -0.0012009 | -0.0011795
| 45.7BL | Measured void households - properties | Input (voids in each year) | 000's | 2 | 0.41636 | 0.41636 | 0.41636 | 0.41636 | 0.41636 | 0.41636 | 0.41636 | 0.41636 | 0.41636 | 0.41636 | 0.41636 | 0.41636 | 0.41636 | 0.41636 | 0.41636 | 0.41636 | 0.41636 | 0.41636 | 0.41636 | 0.41636 | 0.41636 | 0.41636 | 0.41636 | 0.41636 | 0.41636 | 0.41636 | 0.41636 | 0.41636 | 0.41636
| 46BL | Unmeasured households - properties (excl void) | Input (total) | 000's | 2 | 5.6078 | 5.5071 | 5.4065 | 5.306 | 5.2096 | 5.1149 | 5.0221 | 4.9309 | 4.8415 | 4.7538 | 4.6677 | 4.5832 | 4.5002 | 4.4188 | 4.339 | 4.2606 | 4.1836 | 4.1081 | 4.034 | 3.9613 | 3.8899 | 3.8198 | 3.751 | 3.6835 | 3.6172 | 3.5522 | 3.4883 | 3.4256 | 3.3641
| 47BL | Unmeasured void households - properties | Input (voids in each year) | 000's | 2 | 0.3171 | 0.3171 | 0.3171 | 0.3171 | 0.3171 | 0.3171 | 0.3171 | 0.3171 | 0.3171 | 0.3171 | 0.3171 | 0.3171 | 0.3171 | 0.3171 | 0.3171 | 0.3171 | 0.3171 | 0.3171 | 0.3171 | 0.3171 | 0.3171 | 0.3171 | 0.3171 | 0.3171 | 0.3171 | 0.3171 | 0.3171 | 0.3171 | 0.3171
| 48BL | Total Resource Zone Properties (incl voids) | SUM(42BL:45BL)+45.7BL+46BL+47BL | 000's | 2 | 14.209 | 14.3602 | 14.5096 | 14.6587 | 14.8048 | 14.9603 | 15.114 | 15.2674 | 15.4184 | 15.5691 | 15.7057 | 15.8392 | 15.971 | 16.1015 | 16.2297 | 16.3696 | 16.5095 | 16.6494 | 16.7893 | 16.9292 | 17.073 | 17.2167 | 17.3605 | 17.5043 | 17.648 | 17.7918 | 17.9355 | 18.0793 | 18.2231
Customer: Population | 49BL | Measured Non Household - Population | Input (total) | 000's | 2 | 0.825 | 0.825 | 0.825 | 0.825 | 0.825 | 0.825 | 0.825 | 0.825 | 0.825 | 0.825 | 0.825 | 0.825 | 0.825 | 0.825 | 0.825 | 0.825 | 0.825 | 0.825 | 0.825 | 0.825 | 0.825 | 0.825 | 0.825 | 0.825 | 0.825 | 0.825 | 0.825 | 0.825 | 0.825
| 50BL | Unmeasured Non Household - Population | Input (total) | 000's | 2 | 0 | 0 | 0 | 0 | 0 | 0 | 0 | 0 | 0 | 0 | 0 | 0 | 0 | 0 | 0 | 0 | 0 | 0 | 0 | 0 | 0 | 0 | 0 | 0 | 0 | 0 | 0 | 0 | 0
| 51BL | Measured Household - Population | Input (total) | 000's | 2 | 14.4921 | 14.9287 | 15.3624 | 15.7946 | 16.2108 | 16.6248 | 17.0294 | 17.4248 | 17.8059 | 18.1793 | 18.5295 | 18.8707 | 19.1988 | 19.519 | 19.8278 | 20.1397 | 20.4441 | 20.7451 | 21.0338 | 21.3125 | 21.588 | 21.8589 | 22.118 | 22.3788 | 22.6332 | 22.8826 | 23.1281 | 23.3692 | 23.6259
| 52BL | Unmeasured Household - Population | Input (total) | 000's | 2 | 13.8739 | 13.5551 | 13.2477 | 12.9488 | 12.6647 | 12.3766 | 12.0986 | 11.8275 | 11.5628 | 11.3054 | 11.0634 | 10.8295 | 10.5994 | 10.3754 | 10.1561 | 9.9342 | 9.717 | 9.5063 | 9.2977 | 9.0924 | 8.8899 | 8.6928 | 8.498 | 8.3107 | 8.1275 | 7.9487 | 7.7745 | 7.6045 | 7.42
| 53BL | Total Resource Zone Population | Sum(49BL:52BL) | 000's | 2 | 29.191 | 29.3088 | 29.4351 | 29.5684 | 29.7005 | 29.8263 | 29.953 | 30.0772 | 30.1937 | 30.3097 | 30.4179 | 30.5252 | 30.6232 | 30.7194 | 30.8089 | 30.8989 | 30.9862 | 31.0764 | 31.1565 | 31.23 | 31.3029 | 31.3766 | 31.441 | 31.5145 | 31.5857 | 31.6563 | 31.7275 | 31.7988 | 31.8709
Occupancy | 54BL | Measured Household - Occupancy Rate (average) (excl voids) | 51BL/45BL | h/prop | 1 | 2.207 | 2.1906 | 2.1755 | 2.1613 | 2.148 | 2.1331 | 2.1189 | 2.1049 | 2.0911 | 2.0776 | 2.0658 | 2.0547 | 2.0434 | 2.0324 | 2.0214 | 2.0092 | 1.997 | 1.9853 | 1.9731 | 1.9608 | 1.9482 | 1.9359 | 1.9232 | 1.9113 | 1.8995 | 1.8879 | 1.8765 | 1.8653 | 1.8559
| 55BL | Unmeasured Household - Occupancy Rate | 52BL/46BL | h/prop | 1 | 2.474 | 2.4614 | 2.4503 | 2.4404 | 2.4311 | 2.4197 | 2.4091 | 2.3986 | 2.3882 | 2.3782 | 2.3702 | 2.3629 | 2.3553 | 2.348 | 2.3407 | 2.3317 | 2.3226 | 2.314 | 2.3048 | 2.2953 | 2.2854 | 2.2757 | 2.2655 | 2.2562 | 2.2469 | 2.2377 | 2.2287 | 2.2199 | 2.2057
Metering | 56BL | Total Household Metering penetration (excl. voids) | 45BL/45BL+46BL | % | 0 | 53.94% | 55.31% | 56.64% | 57.94% | 59.16% | 60.38% | 61.54% | 62.67% | 63.75% | 64.8% | 65.77% | 66.71% | 67.61% | 68.49% | 69.33% | 70.17% | 70.99% | 71.78% | 72.55% | 73.29% | 74.02% | 74.72% | 75.41% | 76.07% | 76.71% | 77.34% | 77.94% | 78.53% | 79.1%
| 57BL | Total Household Metering penetration (incl. voids) | 45BL/(45BL+45.7BL+46BL+47BL) | % | 0 | 50.87% | 52.2% | 53.49% | 54.75% | 55.95% | 57.13% | 58.27% | 59.37% | 60.43% | 61.46% | 62.42% | 63.34% | 64.22% | 65.08% | 65.91% | 66.75% | 67.55% | 68.34% | 69.1% | 69.84% | 70.56% | 71.26% | 71.95% | 72.61% | 73.25% | 73.88% | 74.49% | 75.08% | 75.65%
|  | Company: | Severn Trent Water
|  | Resource Zone Name: | Whitchurch and Wem
|  | Resource Zone Number: | 14
|  | Planning Scenario Name: | Dry Year Annual Average
|  | Chosen Level of Service: | No more than 3 in 100 Temporary Use Bans

## 4. BL SDB
Table 4: Baseline supply demand balance
| Row ref | Component | Derivation | Unit | Decimal places | 2016-17 | For info 2017-18 | For info 2018-19 | For info 2019-20 | 2020-21 | 2021-22 | 2022-23 | 2023-24 | 2024-25 | 2025-26 | 2026-27 | 2027-28 | 2028-29 | 2029-30 | 2030-31 | 2031-32 | 2032-33 | 2033-34 | 2034-35 | 2035-36 | 2036-37 | 2037-38 | 2038-39 | 2039-40 | 2040-41 | 2041-42 | 2042-43 | 2043-44 | 2044-45
SDB | 11BL | Distribution input | 19BL+20BL+21BL+22BL+32BL+33BL+38BL+39BL | Ml/d | 2 | 9.124 | 9.1049 | 9.0796 | 9.0591 | 9.0563 | 9.0706 | 9.0839 | 9.0972 | 9.1028 | 9.1189 | 9.1285 | 9.1387 | 9.1433 | 9.16 | 9.1612 | 9.1634 | 9.1595 | 9.1671 | 9.1678 | 9.1712 | 9.169 | 9.1792 | 9.1828 | 9.1872 | 9.1856 | 9.1954 | 9.1998 | 9.204 | 9.2029
| 12BL | Water Available For Use (own sources) | (7BL+8BL)-(9BL+10BL) | Ml/d | 2 | 10.56 | 10.56 | 10.56 | 10.56 | 10.56 | 10.56 | 10.56 | 10.56 | 10.56 | 10.56 | 10.56 | 10.56 | 10.56 | 10.56 | 9.47 | 9.47 | 9.47 | 9.47 | 9.47 | 9.47 | 9.47 | 9.47 | 9.47 | 9.47 | 9.47 | 9.47 | 9.47 | 9.47 | 9.47
| 13BL | Total Water Available For Use | 12BL+(2BL+3BL)-(5BL+6BL) | Ml/d | 2 | 10.56 | 10.56 | 10.56 | 10.56 | 10.56 | 10.56 | 10.56 | 10.56 | 10.56 | 10.56 | 10.56 | 10.56 | 10.56 | 10.56 | 9.47 | 9.47 | 9.47 | 9.47 | 9.47 | 9.47 | 9.47 | 9.47 | 9.47 | 9.47 | 9.47 | 9.47 | 9.47 | 9.47 | 9.47
| 14BL | Target headroom (climate change component) | Input | Ml/d | 2 | 0 | 0 | 0 | 0 | 0 | 0 | 0 | 0 | 0 | 0 | 0 | 0 | 0 | 0 | 0 | 0 | 0 | 0 | 0 | 0 | 0 | 0 | 0 | 0 | 0 | 0 | 0 | 0 | 0
| 15BL | Target headroom (All other components) | Input | Ml/d | 2 | 0.38826 | 0.37312 | 0.36075 | 0.34474 | 0.34262 | 0.3278 | 0.32772 | 0.30725 | 0.30663 | 0.29211 | 0.28603 | 0.29375 | 0.28372 | 0.29254 | 0.2963 | 0.29639 | 0.28182 | 0.29495 | 0.29817 | 0.30523 | 0.30729 | 0.3127 | 0.31268 | 0.3199 | 0.31608 | 0.32435 | 0.32664 | 0.33682 | 0.3328
| 16BL | Target Headroom | 14BL+15BL | Ml/d | 2 | 0.38826 | 0.37312 | 0.36075 | 0.34474 | 0.34262 | 0.3278 | 0.32772 | 0.30725 | 0.30663 | 0.29211 | 0.28603 | 0.29375 | 0.28372 | 0.29254 | 0.2963 | 0.29639 | 0.28182 | 0.29495 | 0.29817 | 0.30523 | 0.30729 | 0.3127 | 0.31268 | 0.3199 | 0.31608 | 0.32435 | 0.32664 | 0.33682 | 0.3328
| 17BL | Available Headroom | 13BL-11BL | Ml/d | 2 | 1.436 | 1.4551 | 1.4804 | 1.5009 | 1.5037 | 1.4894 | 1.4761 | 1.4628 | 1.4572 | 1.4411 | 1.4315 | 1.4213 | 1.4167 | 1.4 | 0.30883 | 0.30664 | 0.31054 | 0.30286 | 0.30218 | 0.29879 | 0.30101 | 0.29083 | 0.28721 | 0.28278 | 0.28439 | 0.27465 | 0.27025 | 0.26597 | 0.2671
| 18BL | Supply Demand Balance | 17BL-16BL | Ml/d | 2 | 1.0478 | 1.082 | 1.1197 | 1.1562 | 1.1611 | 1.1616 | 1.1484 | 1.1555 | 1.1506 | 1.149 | 1.1455 | 1.1276 | 1.133 | 1.1075 | 0.012527 | 0.010257 | 0.028718 | 0.0079124 | 0.0040044 | -0.0064409 | -0.0062755 | -0.021867 | -0.02547 | -0.037121 | -0.031685 | -0.049702 | -0.05639 | -0.07085 | -0.0657
|  | Company: | Severn Trent Water
|  | Resource Zone Name: | Whitchurch and Wem
|  | Resource Zone Number: | 14
|  | Planning Scenario Name: | Dry Year Annual Average
|  | Chosen Level of Service: | No more than 3 in 100 Temporary Use Bans

## 5. Feasible Options
Table 5: Feasible options detailed costs | [18 empty] | ENTER DISCOUNT RATE % |  |  |  | 3.5% | 3.5% | 3.5% | 3.5% | 3.5% | 3.5% | 3.5% | 3.5% | 3.5% | 3.5% | 3.5% | 3.5% | 3.5% | 3.5% | 3.5% | 3.5% | 3.5% | 3.5% | 3.5% | 3.5% | 3.5% | 3.5% | 3.5% | 3.5% | 3.5% | 3.5% | 3.5% | 3.5% | 3.5% | 3% | 3% | 3% | 3% | 3% | 3% | 3% | 3% | 3% | 3% | 3% | 3% | 3% | 3% | 3% | 3% | 3% | 3% | 3% | 3% | 3% | 3% | 3% | 3% | 3% | 3% | 3% | 3% | 3% | 3% | 3% | 3% | 3% | 3% | 3% | 3% | 3% | 3% | 3% | 3% | 3% | 3% | 3% | 3% | 3% | 2.5% | 2.5% | 2.5% | 2.5% | 2.5% | 2.5% | 2.5% | 2.5% | 2.5% | 2.5% | 2.5% | 2.5% | 2.5% | 2.5% | 2.5% | 2.5% | 2.5% | 2.5% | 2.5% | 2.5% | 2.5% | 2.5% | 2.5% | 2.5% | 2.5% | 2.5% | 2.5% | 2.5% | 2.5%
Detail the gains in WAFU / savings in demand, and the costs of feasible options under capacity use scenario | [18 empty] | ENTER DISCOUNT PERIOD (YRS) | 80 |  | 1 | 0.96618 | 0.93351 | 0.90194 | 0.87144 | 0.84197 | 0.8135 | 0.78599 | 0.75941 | 0.73373 | 0.70892 | 0.68495 | 0.66178 | 0.6394 | 0.61778 | 0.59689 | 0.57671 | 0.5572 | 0.53836 | 0.52016 | 0.50257 | 0.48557 | 0.46915 | 0.45329 | 0.43796 | 0.42315 | 0.40884 | 0.39501 | 0.38165 | 0.36875 | 0.35801 | 0.34758 | 0.33746 | 0.32763 | 0.31809 | 0.30882 | 0.29983 | 0.29109 | 0.28261 | 0.27438 | 0.26639 | 0.25863 | 0.2511 | 0.24379 | 0.23669 | 0.22979 | 0.2231 | 0.2166 | 0.21029 | 0.20417 | 0.19822 | 0.19245 | 0.18684 | 0.1814 | 0.17612 | 0.17099 | 0.16601 | 0.16117 | 0.15648 | 0.15192 | 0.14749 | 0.1432 | 0.13903 | 0.13498 | 0.13105 | 0.12723 | 0.12352 | 0.11993 | 0.11643 | 0.11304 | 0.10975 | 0.10655 | 0.10345 | 0.10044 | 0.097511 | 0.095133 | 0.092813 | 0.090549 | 0.08834 | 0.086186 | Note: If option costs are required from beyond year 80 then the NPV calculation formula must be amended manually to cover the extended period
[22 empty] | 1 | 2 | 3 | 4 | 5 | 6 | 7 | 8 | 9 | 10 | 11 | 12 | 13 | 14 | 15 | 16 | 17 | 18 | 19 | 20 | 21 | 22 | 23 | 24 | 25 | 26 | 27 | 28 | 29 | 30 | 31 | 32 | 33 | 34 | 35 | 36 | 37 | 38 | 39 | 40 | 41 | 42 | 43 | 44 | 45 | 46 | 47 | 48 | 49 | 50 | 51 | 52 | 53 | 54 | 55 | 56 | 57 | 58 | 59 | 60 | 61 | 62 | 63 | 64 | 65 | 66 | 67 | 68 | 69 | 70 | 71 | 72 | 73 | 74 | 75 | 76 | 77 | 78 | 79 | 80 | 81 | 82 | 83 | 84 | 85 | 86 | 87 | 88 | 89 | 90 | 91 | 92 | 93 | 94 | 95 | 96 | 97 | 98 | 99 | 100 | 101 | 102 | 103 | 104
Row ref | Option name | Option reference no. | Type of option | Preferred Option (Y/N) | Earliest potential option start date (Year) | Costs based on capacity | WAFU on full implementation (Ml/d) | NPV of WAFU (Ml) | CAPEX NPV (£000) | OPEX NPV (£000) | NPV of opex savings (£000) | NPV of carbon (£000) | Social & Env. NPV (£000) | TOTAL NPV (£000) | AIC (p/m3) | AISC (p/m3) | Scope confidence (score 1 to 5) | Cost confidence (score 1 to 5) | Cost component | Derivation | Unit | Year 1 | Year 2 | Year 3 | Year 4 | Year 5 | Year 6 | Year 7 | Year 8 | Year 9 | Year 10 | Year 11 | Year 12 | Year 13 | Year 14 | Year 15 | Year 16 | Year 17 | Year 18 | Year 19 | Year 20 | Year 21 | Year 22 | Year 23 | Year 24 | Year 25 | Year 26 | Year 27 | Year 28 | Year 29 | Year 30 | Year 31 | Year 32 | Year 33 | Year 34 | Year 35 | Year 36 | Year 37 | Year 38 | Year 39 | Year 40 | Year 41 | Year 42 | Year 43 | Year 44 | Year 45 | Year 46 | Year 47 | Year 48 | Year 49 | Year 50 | Year 51 | Year 52 | Year 53 | Year 54 | Year 55 | Year 56 | Year 57 | Year 58 | Year 59 | Year 60 | Year 61 | Year 62 | Year 63 | Year 64 | Year 65 | Year 66 | Year 67 | Year 68 | Year 69 | Year 70 | Year 71 | Year 72 | Year 73 | Year 74 | Year 75 | Year 76 | Year 77 | Year 78 | Year 79 | Year 80 | Year 81 | Year 82 | Year 83 | Year 84 | Year 85 | Year 86 | Year 87 | Year 88 | Year 89 | Year 90 | Year 91 | Year 92 | Year 93 | Year 94 | Year 95 | Year 96 | Year 97 | Year 98 | Year 99 | Year 100 | Year 101 | Year 102 | Year 103 | Year 104
58a | RESOURCE SIDE | bar: 1 Year 1 to 80 Year 80
58.1a | Options to increase raw water abstractions | [17 empty] | Total Mld for SDB component |  |  | 0 | 0 | 0 | 0 | 0 | 0 | 0 | 0 | 0 | 0 | 0 | 0 | 0 | 0 | 0 | 0 | 0 | 0 | 0 | 0 | 0 | 0 | 0 | 0 | 0 | 0 | 0 | 0 | 0 | 0 | 0 | 0 | 0 | 0 | 0 | 0 | 0 | 0 | 0 | 0 | 0 | 0 | 0 | 0 | 0 | 0 | 0 | 0 | 0 | 0 | 0 | 0 | 0 | 0 | 0 | 0 | 0 | 0 | 0 | 0 | 0 | 0 | 0 | 0 | 0 | 0 | 0 | 0 | 0 | 0 | 0 | 0 | 0 | 0 | 0 | 0 | 0 | 0 | 0 | 0 | 0 | 0 | 0 | 0 | 0 | 0 | 0 | 0 | 0 | 0 | 0 | 0 | 0 | 0 | 0 | 0 | 0 | 0 | 0 | 0 | 0 | 0 | 0 | 0
58.1x | Preston Brockhurst BH asset and water treatment enhancements | BHS03 | GW enhancement | N | 2025-26 | Capacity | 1.5 | 13061.6738 | 2638.595 | 811.1359 | 0 | 79.7408 | 11.5232 | 3540.9949 | 26.4111 | 27.1098 | 3 | 3 | Gains in WAFU / Savings in demand | Input | Ml/d | 0 | 0 | 0 | 0 | 0 | 1.5 | 1.5 | 1.5 | 1.5 | 1.5 | 1.5 | 1.5 | 1.5 | 1.5 | 1.5 | 1.5 | 1.5 | 1.5 | 1.5 | 1.5 | 1.5 | 1.5 | 1.5 | 1.5 | 1.5 | 1.5 | 1.5 | 1.5 | 1.5 | 1.5 | 1.5 | 1.5 | 1.5 | 1.5 | 1.5 | 1.5 | 1.5 | 1.5 | 1.5 | 1.5 | 1.5 | 1.5 | 1.5 | 1.5 | 1.5 | 1.5 | 1.5 | 1.5 | 1.5 | 1.5 | 1.5 | 1.5 | 1.5 | 1.5 | 1.5 | 1.5 | 1.5 | 1.5 | 1.5 | 1.5 | 1.5 | 1.5 | 1.5 | 1.5 | 1.5 | 1.5 | 1.5 | 1.5 | 1.5 | 1.5 | 1.5 | 1.5 | 1.5 | 1.5 | 1.5 | 1.5 | 1.5 | 1.5 | 1.5 | 1.5 | 0 | 0 | 0 | 0 | 0 | 0 | 0 | 0 | 0 | 0 | 0 | 0 | 0 | 0 | 0 | 0 | 0 | 0 | 0 | 0 | 0 | 0 | 0 | 0
[19 empty] | Fixed capex | Input | £000s | 163.8 | 187.2 | 234 | 936 | 819 | 0 | 0 | 0 | 0 | 0 | 0 | 0 | 0 | 0 | 0 | 0 | 0 | 0 | 0 | 0 | 20.3 | 23.2 | 29 | 116 | 101.5 | 0 | 0 | 0 | 0 | 0 | 0 | 0 | 0 | 0 | 0 | 0 | 0 | 0 | 0 | 0 | 20.3 | 23.2 | 29 | 116 | 101.5 | 0 | 0 | 0 | 0 | 0 | 0 | 0 | 0 | 0 | 0 | 0 | 0 | 0 | 0 | 0 | 162.4 | 185.6 | 232 | 928 | 812 | 0 | 0 | 0 | 0 | 0 | 0 | 0 | 0 | 0 | 0 | 0 | 0 | 0 | 0 | 0 | 0 | 0 | 0 | 0 | 0 | 0 | 0 | 0 | 0 | 0 | 0 | 0 | 0 | 0 | 0 | 0 | 0 | 0 | 0 | 0 | 0 | 0 | 0 | 0
[19 empty] | Variable capex | Input | £000s | 0 | 0 | 0 | 0 | 0 | 0 | 0 | 0 | 0 | 0 | 0 | 0 | 0 | 0 | 0 | 0 | 0 | 0 | 0 | 0 | 0 | 0 | 0 | 0 | 0 | 0 | 0 | 0 | 0 | 0 | 0 | 0 | 0 | 0 | 0 | 0 | 0 | 0 | 0 | 0 | 0 | 0 | 0 | 0 | 0 | 0 | 0 | 0 | 0 | 0 | 0 | 0 | 0 | 0 | 0 | 0 | 0 | 0 | 0 | 0 | 0 | 0 | 0 | 0 | 0 | 0 | 0 | 0 | 0 | 0 | 0 | 0 | 0 | 0 | 0 | 0 | 0 | 0 | 0 | 0 | 0 | 0 | 0 | 0 | 0 | 0 | 0 | 0 | 0 | 0 | 0 | 0 | 0 | 0 | 0 | 0 | 0 | 0 | 0 | 0 | 0 | 0 | 0 | 0
[19 empty] | Financing costs | Input | £000s | 0 | 0 | 0 | 0 | 0 | 0 | 0 | 0 | 0 | 0 | 0 | 0 | 0 | 0 | 0 | 0 | 0 | 0 | 0 | 0 | 0 | 0 | 0 | 0 | 0 | 0 | 0 | 0 | 0 | 0 | 0 | 0 | 0 | 0 | 0 | 0 | 0 | 0 | 0 | 0 | 0 | 0 | 0 | 0 | 0 | 0 | 0 | 0 | 0 | 0 | 0 | 0 | 0 | 0 | 0 | 0 | 0 | 0 | 0 | 0 | 0 | 0 | 0 | 0 | 0 | 0 | 0 | 0 | 0 | 0 | 0 | 0 | 0 | 0 | 0 | 0 | 0 | 0 | 0 | 0 | 0 | 0 | 0 | 0 | 0 | 0 | 0 | 0 | 0 | 0 | 0 | 0 | 0 | 0 | 0 | 0 | 0 | 0 | 0 | 0 | 0 | 0 | 0 | 0
[19 empty] | Fixed opex | Input | £000s | 0 | 0 | 0 | 0 | 0 | 8 | 8 | 8 | 8 | 8 | 8 | 8 | 8 | 8 | 8 | 8 | 8 | 8 | 8 | 8 | 8 | 8 | 8 | 8 | 8 | 8 | 8 | 8 | 8 | 8 | 8 | 8 | 8 | 8 | 8 | 8 | 8 | 8 | 8 | 8 | 8 | 8 | 8 | 8 | 8 | 8 | 8 | 8 | 8 | 8 | 8 | 8 | 8 | 8 | 8 | 8 | 8 | 8 | 8 | 8 | 8 | 8 | 8 | 8 | 8 | 8 | 8 | 8 | 8 | 8 | 8 | 8 | 8 | 8 | 8 | 8 | 8 | 8 | 8 | 8 | 0 | 0 | 0 | 0 | 0 | 0 | 0 | 0 | 0 | 0 | 0 | 0 | 0 | 0 | 0 | 0 | 0 | 0 | 0 | 0 | 0 | 0 | 0 | 0
[19 empty] | Variable opex | Input | £000s | 0 | 0 | 0 | 0 | 0 | 26 | 26 | 26 | 26 | 26 | 26 | 26 | 26 | 26 | 26 | 26 | 26 | 26 | 26 | 26 | 26 | 26 | 26 | 26 | 26 | 26 | 26 | 26 | 26 | 26 | 26 | 26 | 26 | 26 | 26 | 26 | 26 | 26 | 26 | 26 | 26 | 26 | 26 | 26 | 26 | 26 | 26 | 26 | 26 | 26 | 26 | 26 | 26 | 26 | 26 | 26 | 26 | 26 | 26 | 26 | 26 | 26 | 26 | 26 | 26 | 26 | 26 | 26 | 26 | 26 | 26 | 26 | 26 | 26 | 26 | 26 | 26 | 26 | 26 | 26 | 0 | 0 | 0 | 0 | 0 | 0 | 0 | 0 | 0 | 0 | 0 | 0 | 0 | 0 | 0 | 0 | 0 | 0 | 0 | 0 | 0 | 0 | 0 | 0
[19 empty] | Opex savings | Input | £000s | 0 | 0 | 0 | 0 | 0 | 0 | 0 | 0 | 0 | 0 | 0 | 0 | 0 | 0 | 0 | 0 | 0 | 0 | 0 | 0 | 0 | 0 | 0 | 0 | 0 | 0 | 0 | 0 | 0 | 0 | 0 | 0 | 0 | 0 | 0 | 0 | 0 | 0 | 0 | 0 | 0 | 0 | 0 | 0 | 0 | 0 | 0 | 0 | 0 | 0 | 0 | 0 | 0 | 0 | 0 | 0 | 0 | 0 | 0 | 0 | 0 | 0 | 0 | 0 | 0 | 0 | 0 | 0 | 0 | 0 | 0 | 0 | 0 | 0 | 0 | 0 | 0 | 0 | 0 | 0 | 0 | 0 | 0 | 0 | 0 | 0 | 0 | 0 | 0 | 0 | 0 | 0 | 0 | 0 | 0 | 0 | 0 | 0 | 0 | 0 | 0 | 0 | 0 | 0
[19 empty] | Fixed env & social | Input | £000s | 0.0637 | 0.0728 | 0.091 | 0.364 | 0.3185 | 0 | 0 | 0 | 0 | 0 | 0 | 0 | 0 | 0 | 0 | 0 | 0 | 0 | 0 | 0 | 0.0078944 | 0.0090222 | 0.011278 | 0.045111 | 0.039472 | 0 | 0 | 0 | 0 | 0 | 0 | 0 | 0 | 0 | 0 | 0 | 0 | 0 | 0 | 0 | 0.0078944 | 0.0090222 | 0.011278 | 0.045111 | 0.039472 | 0 | 0 | 0 | 0 | 0 | 0 | 0 | 0 | 0 | 0 | 0 | 0 | 0 | 0 | 0 | 0.063156 | 0.072178 | 0.090222 | 0.36089 | 0.31578 | 0 | 0 | 0 | 0 | 0 | 0 | 0 | 0 | 0 | 0 | 0 | 0 | 0 | 0 | 0 | 0 | 0 | 0 | 0 | 0 | 0 | 0 | 0 | 0 | 0 | 0 | 0 | 0 | 0 | 0 | 0 | 0 | 0 | 0 | 0 | 0 | 0 | 0 | 0
[19 empty] | Variable env & social | Input | £000s | 0 | 0 | 0 | 0 | 0 | 0.44 | 0.44 | 0.44 | 0.44 | 0.44 | 0.44 | 0.44 | 0.44 | 0.44 | 0.44 | 0.44 | 0.44 | 0.44 | 0.44 | 0.44 | 0.44 | 0.44 | 0.44 | 0.44 | 0.44 | 0.44 | 0.44 | 0.44 | 0.44 | 0.44 | 0.44 | 0.44 | 0.44 | 0.44 | 0.44 | 0.44 | 0.44 | 0.44 | 0.44 | 0.44 | 0.44 | 0.44 | 0.44 | 0.44 | 0.44 | 0.44 | 0.44 | 0.44 | 0.44 | 0.44 | 0.44 | 0.44 | 0.44 | 0.44 | 0.44 | 0.44 | 0.44 | 0.44 | 0.44 | 0.44 | 0.44 | 0.44 | 0.44 | 0.44 | 0.44 | 0.44 | 0.44 | 0.44 | 0.44 | 0.44 | 0.44 | 0.44 | 0.44 | 0.44 | 0.44 | 0.44 | 0.44 | 0.44 | 0.44 | 0.44 | 0 | 0 | 0 | 0 | 0 | 0 | 0 | 0 | 0 | 0 | 0 | 0 | 0 | 0 | 0 | 0 | 0 | 0 | 0 | 0 | 0 | 0 | 0 | 0
[19 empty] | Fixed carbon costs | Input | £000s | 2.8671 | 3.2767 | 4.0958 | 16.3834 | 14.3354 | 0 | 0 | 0 | 0 | 0 | 0 | 0 | 0 | 0 | 0 | 0 | 0 | 0 | 0 | 0 | 0.35532 | 0.40608 | 0.5076 | 2.0304 | 1.7766 | 0 | 0 | 0 | 0 | 0 | 0 | 0 | 0 | 0 | 0 | 0 | 0 | 0 | 0 | 0 | 0.35532 | 0.40608 | 0.5076 | 2.0304 | 1.7766 | 0 | 0 | 0 | 0 | 0 | 0 | 0 | 0 | 0 | 0 | 0 | 0 | 0 | 0 | 0 | 2.8426 | 3.2487 | 4.0608 | 16.2433 | 14.2129 | 0 | 0 | 0 | 0 | 0 | 0 | 0 | 0 | 0 | 0 | 0 | 0 | 0 | 0 | 0 | 0 | 0 | 0 | 0 | 0 | 0 | 0 | 0 | 0 | 0 | 0 | 0 | 0 | 0 | 0 | 0 | 0 | 0 | 0 | 0 | 0 | 0 | 0 | 0
[19 empty] | Variable carbon costs | Input | £000s | 0 | 0 | 0 | 0 | 0 | 3.7215 | 3.4475 | 3.2767 | 3.2185 | 2.9992 | 2.8312 | 2.6632 | 2.4953 | 2.3273 | 2.1593 | 1.9913 | 1.8234 | 1.6554 | 1.4874 | 1.3194 | 1.1514 | 0.98347 | 0.81549 | 0.64752 | 0.47954 | 0.47954 | 0.47954 | 0.47954 | 0.47954 | 0.47954 | 0.47954 | 0.47954 | 0.47954 | 0.47954 | 0.47954 | 0.47954 | 0.47954 | 0.47954 | 0.47954 | 0.47954 | 0.47954 | 0.47954 | 0.47954 | 0.47954 | 0.47954 | 0.47954 | 0.47954 | 0.47954 | 0.47954 | 0.47954 | 0.47954 | 0.47954 | 0.47954 | 0.47954 | 0.47954 | 0.47954 | 0.47954 | 0.47954 | 0.47954 | 0.47954 | 0.47954 | 0.47954 | 0.47954 | 0.47954 | 0.47954 | 0.47954 | 0.47954 | 0.47954 | 0.47954 | 0.47954 | 0.47954 | 0.47954 | 0.47954 | 0.47954 | 0.47954 | 0.47954 | 0.47954 | 0.47954 | 0.47954 | 0.47954 | 0 | 0 | 0 | 0 | 0 | 0 | 0 | 0 | 0 | 0 | 0 | 0 | 0 | 0 | 0 | 0 | 0 | 0 | 0 | 0 | 0 | 0 | 0 | 0
[19 empty] | Customer willingness to pay | Input | £000s | 0 | 0 | 0 | 0 | 0 | 0 | 0 | 0 | 0 | 0 | 0 | 0 | 0 | 0 | 0 | 0 | 0 | 0 | 0 | 0 | 0 | 0 | 0 | 0 | 0 | 0 | 0 | 0 | 0 | 0 | 0 | 0 | 0 | 0 | 0 | 0 | 0 | 0 | 0 | 0 | 0 | 0 | 0 | 0 | 0 | 0 | 0 | 0 | 0 | 0 | 0 | 0 | 0 | 0 | 0 | 0 | 0 | 0 | 0 | 0 | 0 | 0 | 0 | 0 | 0 | 0 | 0 | 0 | 0 | 0 | 0 | 0 | 0 | 0 | 0 | 0 | 0 | 0 | 0 | 0 | 0 | 0 | 0 | 0 | 0 | 0 | 0 | 0 | 0 | 0 | 0 | 0 | 0 | 0 | 0 | 0 | 0 | 0 | 0 | 0 | 0 | 0 | 0 | 0
[19 empty] | Total | Sum of above (excl WAFU) | £000s | 166.7308 | 190.5495 | 238.1868 | 952.7474 | 833.6539 | 38.1615 | 37.8875 | 37.7167 | 37.6585 | 37.4392 | 37.2712 | 37.1032 | 36.9353 | 36.7673 | 36.5993 | 36.4313 | 36.2634 | 36.0954 | 35.9274 | 35.7594 | 56.2547 | 59.0386 | 64.7744 | 153.163 | 138.2356 | 34.9195 | 34.9195 | 34.9195 | 34.9195 | 34.9195 | 34.9195 | 34.9195 | 34.9195 | 34.9195 | 34.9195 | 34.9195 | 34.9195 | 34.9195 | 34.9195 | 34.9195 | 55.5828 | 58.5346 | 64.4384 | 152.9951 | 138.2356 | 34.9195 | 34.9195 | 34.9195 | 34.9195 | 34.9195 | 34.9195 | 34.9195 | 34.9195 | 34.9195 | 34.9195 | 34.9195 | 34.9195 | 34.9195 | 34.9195 | 34.9195 | 200.2253 | 223.8404 | 271.0706 | 979.5238 | 861.4482 | 34.9195 | 34.9195 | 34.9195 | 34.9195 | 34.9195 | 34.9195 | 34.9195 | 34.9195 | 34.9195 | 34.9195 | 34.9195 | 34.9195 | 34.9195 | 34.9195 | 34.9195 | 0 | 0 | 0 | 0 | 0 | 0 | 0 | 0 | 0 | 0 | 0 | 0 | 0 | 0 | 0 | 0 | 0 | 0 | 0 | 0 | 0 | 0 | 0 | 0
58.2a | Options to increase raw imports | [20 empty] | 0 | 0 | 0 | 0 | 0 | 0 | 0 | 0 | 0 | 0 | 0 | 0 | 0 | 0 | 0 | 0 | 0 | 0 | 0 | 0 | 0 | 0 | 0 | 0 | 0 | 0 | 0 | 0 | 0 | 0 | 0 | 0 | 0 | 0 | 0 | 0 | 0 | 0 | 0 | 0 | 0 | 0 | 0 | 0 | 0 | 0 | 0 | 0 | 0 | 0 | 0 | 0 | 0 | 0 | 0 | 0 | 0 | 0 | 0 | 0 | 0 | 0 | 0 | 0 | 0 | 0 | 0 | 0 | 0 | 0 | 0 | 0 | 0 | 0 | 0 | 0 | 0 | 0 | 0 | 0 | 0 | 0 | 0 | 0 | 0 | 0 | 0 | 0 | 0 | 0 | 0 | 0 | 0 | 0 | 0 | 0 | 0 | 0 | 0 | 0 | 0 | 0 | 0 | 0
58.3a | Options to increase potable imports | [20 empty] | 0 | 0 | 0 | 0 | 0 | 0 | 0 | 0 | 0 | 0 | 0 | 0 | 0 | 0 | 0 | 0 | 0 | 0 | 0 | 0 | 0 | 0 | 0 | 0 | 0 | 0 | 0 | 0 | 0 | 0 | 0 | 0 | 0 | 0 | 0 | 0 | 0 | 0 | 0 | 0 | 0 | 0 | 0 | 0 | 0 | 0 | 0 | 0 | 0 | 0 | 0 | 0 | 0 | 0 | 0 | 0 | 0 | 0 | 0 | 0 | 0 | 0 | 0 | 0 | 0 | 0 | 0 | 0 | 0 | 0 | 0 | 0 | 0 | 0 | 0 | 0 | 0 | 0 | 0 | 0 | 0 | 0 | 0 | 0 | 0 | 0 | 0 | 0 | 0 | 0 | 0 | 0 | 0 | 0 | 0 | 0 | 0 | 0 | 0 | 0 | 0 | 0 | 0 | 0
58.4a | Options to reduce raw water losses and operational use | [20 empty] | 0 | 0 | 0 | 0 | 0 | 0 | 0 | 0 | 0 | 0 | 0 | 0 | 0 | 0 | 0 | 0 | 0 | 0 | 0 | 0 | 0 | 0 | 0 | 0 | 0 | 0 | 0 | 0 | 0 | 0 | 0 | 0 | 0 | 0 | 0 | 0 | 0 | 0 | 0 | 0 | 0 | 0 | 0 | 0 | 0 | 0 | 0 | 0 | 0 | 0 | 0 | 0 | 0 | 0 | 0 | 0 | 0 | 0 | 0 | 0 | 0 | 0 | 0 | 0 | 0 | 0 | 0 | 0 | 0 | 0 | 0 | 0 | 0 | 0 | 0 | 0 | 0 | 0 | 0 | 0 | 0 | 0 | 0 | 0 | 0 | 0 | 0 | 0 | 0 | 0 | 0 | 0 | 0 | 0 | 0 | 0 | 0 | 0 | 0 | 0 | 0 | 0 | 0 | 0
58.5a | Options to reduce raw water exports | [20 empty] | 0 | 0 | 0 | 0 | 0 | 0 | 0 | 0 | 0 | 0 | 0 | 0 | 0 | 0 | 0 | 0 | 0 | 0 | 0 | 0 | 0 | 0 | 0 | 0 | 0 | 0 | 0 | 0 | 0 | 0 | 0 | 0 | 0 | 0 | 0 | 0 | 0 | 0 | 0 | 0 | 0 | 0 | 0 | 0 | 0 | 0 | 0 | 0 | 0 | 0 | 0 | 0 | 0 | 0 | 0 | 0 | 0 | 0 | 0 | 0 | 0 | 0 | 0 | 0 | 0 | 0 | 0 | 0 | 0 | 0 | 0 | 0 | 0 | 0 | 0 | 0 | 0 | 0 | 0 | 0 | 0 | 0 | 0 | 0 | 0 | 0 | 0 | 0 | 0 | 0 | 0 | 0 | 0 | 0 | 0 | 0 | 0 | 0 | 0 | 0 | 0 | 0 | 0 | 0
58.6a | Options to reduce potable water exports | [20 empty] | 0 | 0 | 0 | 0 | 0 | 0 | 0 | 0 | 0 | 0 | 0 | 0 | 0 | 0 | 0 | 0 | 0 | 0 | 0 | 0 | 0 | 0 | 0 | 0 | 0 | 0 | 0 | 0 | 0 | 0 | 0 | 0 | 0 | 0 | 0 | 0 | 0 | 0 | 0 | 0 | 0 | 0 | 0 | 0 | 0 | 0 | 0 | 0 | 0 | 0 | 0 | 0 | 0 | 0 | 0 | 0 | 0 | 0 | 0 | 0 | 0 | 0 | 0 | 0 | 0 | 0 | 0 | 0 | 0 | 0 | 0 | 0 | 0 | 0 | 0 | 0 | 0 | 0 | 0 | 0 | 0 | 0 | 0 | 0 | 0 | 0 | 0 | 0 | 0 | 0 | 0 | 0 | 0 | 0 | 0 | 0 | 0 | 0 | 0 | 0 | 0 | 0 | 0 | 0
58.7a | Other options to increase Deployable Output | [20 empty] | 0 | 0 | 0 | 0 | 0 | 0 | 0 | 0 | 0 | 0 | 0 | 0 | 0 | 0 | 0 | 0 | 0 | 0 | 0 | 0 | 0 | 0 | 0 | 0 | 0 | 0 | 0 | 0 | 0 | 0 | 0 | 0 | 0 | 0 | 0 | 0 | 0 | 0 | 0 | 0 | 0 | 0 | 0 | 0 | 0 | 0 | 0 | 0 | 0 | 0 | 0 | 0 | 0 | 0 | 0 | 0 | 0 | 0 | 0 | 0 | 0 | 0 | 0 | 0 | 0 | 0 | 0 | 0 | 0 | 0 | 0 | 0 | 0 | 0 | 0 | 0 | 0 | 0 | 0 | 0 | 0 | 0 | 0 | 0 | 0 | 0 | 0 | 0 | 0 | 0 | 0 | 0 | 0 | 0 | 0 | 0 | 0 | 0 | 0 | 0 | 0 | 0 | 0 | 0
59a | DISTRIBUTION SIDE | bar: 1 Year 1 to 80 Year 80
59.1a | Options to reduce Distribution Losses | [20 empty] | 0 | 0 | 0 | 0 | 0 | 0 | 0 | 0 | 0 | 0 | 0 | 0 | 0 | 0 | 0 | 0 | 0 | 0 | 0 | 0 | 0 | 0 | 0 | 0 | 0 | 0 | 0 | 0 | 0 | 0 | 0 | 0 | 0 | 0 | 0 | 0 | 0 | 0 | 0 | 0 | 0 | 0 | 0 | 0 | 0 | 0 | 0 | 0 | 0 | 0 | 0 | 0 | 0 | 0 | 0 | 0 | 0 | 0 | 0 | 0 | 0 | 0 | 0 | 0 | 0 | 0 | 0 | 0 | 0 | 0 | 0 | 0 | 0 | 0 | 0 | 0 | 0 | 0 | 0 | 0 | 0 | 0 | 0 | 0 | 0 | 0 | 0 | 0 | 0 | 0 | 0 | 0 | 0 | 0 | 0 | 0 | 0 | 0 | 0 | 0 | 0 | 0 | 0 | 0
58.1x | Active Leakage Control - Supply demand balance scenario | ALC1 | Active leakage management | N | 2020/21 | Capacity | 0.060985 | 375.5808 | 1989.2785 | 199.194 | -32.4564 | 0.80914 | 61.4319 | 2218.2572 | 574.0486 | 590.6205 | 3 | 3 | Gains in WAFU / Savings in demand | Input | Ml/d | 0 | 9.52e-05 | 0.00038013 | 0.00085328 | 0.0015137 | 0.0023611 | 0.0034118 | 0.0046885 | 0.0061894 | 0.0079129 | 0.0098581 | 0.012026 | 0.014418 | 0.017035 | 0.019876 | 0.022943 | 0.026258 | 0.029838 | 0.033686 | 0.037807 | 0.042205 | 0.046744 | 0.051392 | 0.056143 | 0.060985 | 0.065912 | 0.065912 | 0.065912 | 0.065912 | 0.065912 | 0.065912 | 0.065912 | 0.065912 | 0.065912 | 0.065912 | 0.065912 | 0.065912 | 0.065912 | 0.065912 | 0.065912 | 0.065912 | 0.065912 | 0.065912 | 0.065912 | 0.065912 | 0.065912 | 0.065912 | 0.065912 | 0.065912 | 0.065912 | 0.065912 | 0.065912 | 0.065912 | 0.065912 | 0.065912 | 0.065912 | 0.065912 | 0.065912 | 0.065912 | 0.065912 | 0.065912 | 0.065912 | 0.065912 | 0.065912 | 0.065912 | 0.065912 | 0.065912 | 0.065912 | 0.065912 | 0.065912 | 0.065912 | 0.065912 | 0.065912 | 0.065912 | 0.065912 | 0.065912 | 0.065912 | 0.065912 | 0.065912 | 0.065912 | 0 | 0 | 0 | 0 | 0 | 0 | 0 | 0 | 0 | 0 | 0 | 0 | 0 | 0 | 0 | 0 | 0 | 0 | 0 | 0 | 0 | 0 | 0 | 0
[19 empty] | Fixed capex | Input | £000s | 2.9108 | 2.9121 | 2.9135 | 2.9151 | 2.9167 | 2.9185 | 2.9205 | 2.9227 | 2.925 | 2.9273 | 2.9298 | 2.9323 | 2.935 | 2.9378 | 2.9406 | 2.9438 | 2.9471 | 2.9507 | 2.9543 | 2.9582 | 2.9614 | 2.9644 | 2.9672 | 2.9701 | 2.973 | 2.973 | 2.973 | 2.973 | 2.973 | 2.973 | 2.973 | 2.973 | 2.973 | 2.973 | 2.973 | 2.973 | 2.973 | 2.973 | 2.973 | 2.973 | 2.973 | 2.973 | 2.973 | 2.973 | 2.973 | 2.973 | 2.973 | 2.973 | 2.973 | 2.973 | 2.973 | 2.973 | 2.973 | 2.973 | 2.973 | 2.973 | 2.973 | 2.973 | 2.973 | 2.973 | 2.973 | 2.973 | 2.973 | 2.973 | 2.973 | 2.973 | 2.973 | 2.973 | 2.973 | 2.973 | 2.973 | 2.973 | 2.973 | 2.973 | 2.973 | 2.973 | 2.973 | 2.973 | 2.973 | 2.973 | 0 | 0 | 0 | 0 | 0 | 0 | 0 | 0 | 0 | 0 | 0 | 0 | 0 | 0 | 0 | 0 | 0 | 0 | 0 | 0 | 0 | 0 | 0 | 0
[19 empty] | Variable capex | Input | £000s | 62.029 | 62.0853 | 62.1658 | 62.2674 | 62.3902 | 62.5378 | 62.7142 | 62.9167 | 63.1444 | 63.3973 | 63.6758 | 63.9806 | 64.3113 | 64.6682 | 65.0514 | 65.4662 | 65.9145 | 66.3954 | 66.9093 | 67.4571 | 68.0071 | 68.5633 | 69.1306 | 69.7088 | 70.2969 | 70.2969 | 70.2969 | 70.2969 | 70.2969 | 70.2969 | 70.2969 | 70.2969 | 70.2969 | 70.2969 | 70.2969 | 70.2969 | 70.2969 | 70.2969 | 70.2969 | 70.2969 | 70.2969 | 70.2969 | 70.2969 | 70.2969 | 70.2969 | 70.2969 | 70.2969 | 70.2969 | 70.2969 | 70.2969 | 70.2969 | 70.2969 | 70.2969 | 70.2969 | 70.2969 | 70.2969 | 70.2969 | 70.2969 | 70.2969 | 70.2969 | 70.2969 | 70.2969 | 70.2969 | 70.2969 | 70.2969 | 70.2969 | 70.2969 | 70.2969 | 70.2969 | 70.2969 | 70.2969 | 70.2969 | 70.2969 | 70.2969 | 70.2969 | 70.2969 | 70.2969 | 70.2969 | 70.2969 | 70.2969 | 0 | 0 | 0 | 0 | 0 | 0 | 0 | 0 | 0 | 0 | 0 | 0 | 0 | 0 | 0 | 0 | 0 | 0 | 0 | 0 | 0 | 0 | 0 | 0
[19 empty] | Financing costs | Input | £000s | 81 Year 81: 0; 82 Year 82: 0; 83 Year 83: 0; 84 Year 84: 0; 85 Year 85: 0; 86 Year 86: 0; 87 Year 87: 0; 88 Year 88: 0; 89 Year 89: 0; 90 Year 90: 0; 91 Year 91: 0; 92 Year 92: 0; 93 Year 93: 0; 94 Year 94: 0; 95 Year 95: 0; 96 Year 96: 0; 97 Year 97: 0; 98 Year 98: 0; 99 Year 99: 0; 100 Year 100: 0; 101 Year 101: 0; 102 Year 102: 0; 103 Year 103: 0; 104 Year 104: 0
[19 empty] | Fixed opex | Input | £000s | 81 Year 81: 0; 82 Year 82: 0; 83 Year 83: 0; 84 Year 84: 0; 85 Year 85: 0; 86 Year 86: 0; 87 Year 87: 0; 88 Year 88: 0; 89 Year 89: 0; 90 Year 90: 0; 91 Year 91: 0; 92 Year 92: 0; 93 Year 93: 0; 94 Year 94: 0; 95 Year 95: 0; 96 Year 96: 0; 97 Year 97: 0; 98 Year 98: 0; 99 Year 99: 0; 100 Year 100: 0; 101 Year 101: 0; 102 Year 102: 0; 103 Year 103: 0; 104 Year 104: 0
[19 empty] | Variable opex | Input | £000s | 6.891 | 6.894 | 6.8975 | 6.9011 | 6.905 | 6.9092 | 6.9141 | 6.9192 | 6.9245 | 6.9301 | 6.9359 | 6.9419 | 6.9483 | 6.9548 | 6.9617 | 6.969 | 6.977 | 6.9854 | 6.9941 | 7.0032 | 7.0109 | 7.0178 | 7.0246 | 7.0314 | 7.0382 | 7.0382 | 7.0382 | 7.0382 | 7.0382 | 7.0382 | 7.0382 | 7.0382 | 7.0382 | 7.0382 | 7.0382 | 7.0382 | 7.0382 | 7.0382 | 7.0382 | 7.0382 | 7.0382 | 7.0382 | 7.0382 | 7.0382 | 7.0382 | 7.0382 | 7.0382 | 7.0382 | 7.0382 | 7.0382 | 7.0382 | 7.0382 | 7.0382 | 7.0382 | 7.0382 | 7.0382 | 7.0382 | 7.0382 | 7.0382 | 7.0382 | 7.0382 | 7.0382 | 7.0382 | 7.0382 | 7.0382 | 7.0382 | 7.0382 | 7.0382 | 7.0382 | 7.0382 | 7.0382 | 7.0382 | 7.0382 | 7.0382 | 7.0382 | 7.0382 | 7.0382 | 7.0382 | 7.0382 | 7.0382 | 0 | 0 | 0 | 0 | 0 | 0 | 0 | 0 | 0 | 0 | 0 | 0 | 0 | 0 | 0 | 0 | 0 | 0 | 0 | 0 | 0 | 0 | 0 | 0
[19 empty] | Opex savings | Input | £000s | 0 | 0.0030028 | 0.01199 | 0.026914 | 0.047746 | 0.074474 | 0.10761 | 0.14788 | 0.19523 | 0.24959 | 0.31094 | 0.37931 | 0.45477 | 0.53731 | 0.62694 | 0.72367 | 0.82825 | 0.94115 | 1.0625 | 1.1925 | 1.3312 | 1.4744 | 1.621 | 1.7708 | 1.9236 | 2.079 | 2.079 | 2.079 | 2.079 | 2.079 | 2.079 | 2.079 | 2.079 | 2.079 | 2.079 | 2.079 | 2.079 | 2.079 | 2.079 | 2.079 | 2.079 | 2.079 | 2.079 | 2.079 | 2.079 | 2.079 | 2.079 | 2.079 | 2.079 | 2.079 | 2.079 | 2.079 | 2.079 | 2.079 | 2.079 | 2.079 | 2.079 | 2.079 | 2.079 | 2.079 | 2.079 | 2.079 | 2.079 | 2.079 | 2.079 | 2.079 | 2.079 | 2.079 | 2.079 | 2.079 | 2.079 | 2.079 | 2.079 | 2.079 | 2.079 | 2.079 | 2.079 | 2.079 | 2.079 | 2.079 | 0 | 0 | 0 | 0 | 0 | 0 | 0 | 0 | 0 | 0 | 0 | 0 | 0 | 0 | 0 | 0 | 0 | 0 | 0 | 0 | 0 | 0 | 0 | 0
[19 empty] | Fixed env & social | Input | £000s | 81 Year 81: 0; 82 Year 82: 0; 83 Year 83: 0; 84 Year 84: 0; 85 Year 85: 0; 86 Year 86: 0; 87 Year 87: 0; 88 Year 88: 0; 89 Year 89: 0; 90 Year 90: 0; 91 Year 91: 0; 92 Year 92: 0; 93 Year 93: 0; 94 Year 94: 0; 95 Year 95: 0; 96 Year 96: 0; 97 Year 97: 0; 98 Year 98: 0; 99 Year 99: 0; 100 Year 100: 0; 101 Year 101: 0; 102 Year 102: 0; 103 Year 103: 0; 104 Year 104: 0
[19 empty] | Variable env & social | Input | £000s | 0.0054074 | 0.021593 | 0.048475 | 0.086007 | 0.13418 | 0.19393 | 0.26658 | 0.35204 | 0.45025 | 0.56117 | 0.68488 | 0.82157 | 0.97126 | 1.134 | 1.3099 | 1.5003 | 1.7062 | 1.9279 | 2.1658 | 2.4202 | 2.6833 | 2.9533 | 3.2298 | 3.5123 | 3.8004 | 3.8004 | 3.8004 | 3.8004 | 3.8004 | 3.8004 | 3.8004 | 3.8004 | 3.8004 | 3.8004 | 3.8004 | 3.8004 | 3.8004 | 3.8004 | 3.8004 | 3.8004 | 3.8004 | 3.8004 | 3.8004 | 3.8004 | 3.8004 | 3.8004 | 3.8004 | 3.8004 | 3.8004 | 3.8004 | 3.8004 | 3.8004 | 3.8004 | 3.8004 | 3.8004 | 3.8004 | 3.8004 | 3.8004 | 3.8004 | 3.8004 | 3.8004 | 3.8004 | 3.8004 | 3.8004 | 3.8004 | 3.8004 | 3.8004 | 3.8004 | 3.8004 | 3.8004 | 3.8004 | 3.8004 | 3.8004 | 3.8004 | 3.8004 | 3.8004 | 3.8004 | 3.8004 | 3.8004 | 3.8004 | 0 | 0 | 0 | 0 | 0 | 0 | 0 | 0 | 0 | 0 | 0 | 0 | 0 | 0 | 0 | 0 | 0 | 0 | 0 | 0 | 0 | 0 | 0 | 0
[19 empty] | Fixed carbon costs | Input | £000s | 81 Year 81: 0; 82 Year 82: 0; 83 Year 83: 0; 84 Year 84: 0; 85 Year 85: 0; 86 Year 86: 0; 87 Year 87: 0; 88 Year 88: 0; 89 Year 89: 0; 90 Year 90: 0; 91 Year 91: 0; 92 Year 92: 0; 93 Year 93: 0; 94 Year 94: 0; 95 Year 95: 0; 96 Year 96: 0; 97 Year 97: 0; 98 Year 98: 0; 99 Year 99: 0; 100 Year 100: 0; 101 Year 101: 0; 102 Year 102: 0; 103 Year 103: 0; 104 Year 104: 0
[19 empty] | Variable carbon costs | Input | £000s | 0.051424 | 0.049707 | 0.04805 | 0.04645 | 0.044904 | 0.043412 | 0.041973 | 0.040584 | 0.039242 | 0.037945 | 0.036693 | 0.035483 | 0.034314 | 0.033185 | 0.032095 | 0.031042 | 0.030027 | 0.029046 | 0.028099 | 0.027184 | 0.026294 | 0.02543 | 0.024593 | 0.023785 | 0.023003 | 0.022225 | 0.021473 | 0.020747 | 0.020046 | 0.019368 | 0.021639 | 0.021008 | 0.020396 | 0.019802 | 0.019226 | 0.018666 | 0.018122 | 0.017594 | 0.017082 | 0.016584 | 0.016101 | 0.015632 | 0.015177 | 0.014735 | 0.014306 | 0.013889 | 0.013484 | 0.013092 | 0.01271 | 0.01234 | 0.011981 | 0.011632 | 0.011293 | 0.010964 | 0.010645 | 0.010335 | 0.010034 | 0.0097415 | 0.0094577 | 0.0091823 | 0.0089148 | 0.0086552 | 0.0084031 | 0.0081583 | 0.0079207 | 0.00769 | 0.007466 | 0.0072486 | 0.0070375 | 0.0068325 | 0.0066335 | 0.0064403 | 0.0062527 | 0.0060706 | 0.0058938 | 0.0082425 | 0.0080414 | 0.0078453 | 0.0076539 | 0.0074673 | 0 | 0 | 0 | 0 | 0 | 0 | 0 | 0 | 0 | 0 | 0 | 0 | 0 | 0 | 0 | 0 | 0 | 0 | 0 | 0 | 0 | 0 | 0 | 0
[19 empty] | Customer willingness to pay | Input | £000s | 81 Year 81: 0; 82 Year 82: 0; 83 Year 83: 0; 84 Year 84: 0; 85 Year 85: 0; 86 Year 86: 0; 87 Year 87: 0; 88 Year 88: 0; 89 Year 89: 0; 90 Year 90: 0; 91 Year 91: 0; 92 Year 92: 0; 93 Year 93: 0; 94 Year 94: 0; 95 Year 95: 0; 96 Year 96: 0; 97 Year 97: 0; 98 Year 98: 0; 99 Year 99: 0; 100 Year 100: 0; 101 Year 101: 0; 102 Year 102: 0; 103 Year 103: 0; 104 Year 104: 0
[19 empty] | Total | Sum of above (excl WAFU) | £000s | 71.8877 | 71.9656 | 72.0853 | 72.243 | 72.4387 | 72.6773 | 72.965 | 73.2991 | 73.6786 | 74.1034 | 74.574 | 75.0912 | 75.6549 | 76.2653 | 76.9226 | 77.634 | 78.4031 | 79.2296 | 80.1142 | 81.0584 | 82.0202 | 82.9985 | 83.9979 | 85.0173 | 86.0551 | 86.2097 | 86.209 | 86.2082 | 86.2075 | 86.2069 | 86.2091 | 86.2085 | 86.2079 | 86.2073 | 86.2067 | 86.2062 | 86.2056 | 86.2051 | 86.2046 | 86.2041 | 86.2036 | 86.2031 | 86.2027 | 86.2022 | 86.2018 | 86.2014 | 86.201 | 86.2006 | 86.2002 | 86.1998 | 86.1995 | 86.1991 | 86.1988 | 86.1985 | 86.1981 | 86.1978 | 86.1975 | 86.1972 | 86.197 | 86.1967 | 86.1964 | 86.1961 | 86.1959 | 86.1957 | 86.1954 | 86.1952 | 86.195 | 86.1947 | 86.1945 | 86.1943 | 86.1941 | 86.1939 | 86.1937 | 86.1936 | 86.1934 | 86.1957 | 86.1955 | 86.1953 | 86.1951 | 86.195 | 0 | 0 | 0 | 0 | 0 | 0 | 0 | 0 | 0 | 0 | 0 | 0 | 0 | 0 | 0 | 0 | 0 | 0 | 0 | 0 | 0 | 0 | 0 | 0
58.1x | Active Leakage Control - National Infrustructure commision scenario | ALC2 | Active leakage management | Y | 2020/21 | Capacity | 1.2502 | 8347.249 | 6909.1892 | 282.0582 | -721.3397 | 1.05 | 2323.8242 | 8794.782 | 77.5095 | 105.3614 | 3 | 3 | Gains in WAFU / Savings in demand | Input | Ml/d | 0 | 9.52e-05 | 0.00038013 | 0.00085328 | 0.0015137 | 0.0023611 | 0.092212 | 0.18229 | 0.27259 | 0.36311 | 0.45386 | 0.53151 | 0.60938 | 0.68747 | 0.7658 | 0.84434 | 0.89043 | 0.93678 | 0.9834 | 1.0303 | 1.0775 | 1.1205 | 1.1636 | 1.2069 | 1.2502 | 1.2936 | 1.2936 | 1.2936 | 1.2936 | 1.2936 | 1.2936 | 1.2936 | 1.2936 | 1.2936 | 1.2936 | 1.2936 | 1.2936 | 1.2936 | 1.2936 | 1.2936 | 1.2936 | 1.2936 | 1.2936 | 1.2936 | 1.2936 | 1.2936 | 1.2936 | 1.2936 | 1.2936 | 1.2936 | 1.2936 | 1.2936 | 1.2936 | 1.2936 | 1.2936 | 1.2936 | 1.2936 | 1.2936 | 1.2936 | 1.2936 | 1.2936 | 1.2936 | 1.2936 | 1.2936 | 1.2936 | 1.2936 | 1.2936 | 1.2936 | 1.2936 | 1.2936 | 1.2936 | 1.2936 | 1.2936 | 1.2936 | 1.2936 | 1.2936 | 1.2936 | 1.2936 | 1.2936 | 1.2936
[19 empty] | Fixed capex | Input | £000s | 2.9108 | 2.9121 | 2.9135 | 2.9151 | 2.9167 | 3.4204 | 3.4716 | 3.5273 | 3.588 | 3.6546 | 3.644 | 3.7122 | 3.7878 | 3.8726 | 3.969 | 3.8389 | 3.9074 | 3.9835 | 4.0691 | 4.167 | 4.2419 | 4.3609 | 4.5058 | 4.6948 | 4.9935 | 4.9935 | 4.9935 | 4.9935 | 4.9935 | 4.9935 | 4.9935 | 4.9935 | 4.9935 | 4.9935 | 4.9935 | 4.9935 | 4.9935 | 4.9935 | 4.9935 | 4.9935 | 4.9935 | 4.9935 | 4.9935 | 4.9935 | 4.9935 | 4.9935 | 4.9935 | 4.9935 | 4.9935 | 4.9935 | 4.9935 | 4.9935 | 4.9935 | 4.9935 | 4.9935 | 4.9935 | 4.9935 | 4.9935 | 4.9935 | 4.9935 | 4.9935 | 4.9935 | 4.9935 | 4.9935 | 4.9935 | 4.9935 | 4.9935 | 4.9935 | 4.9935 | 4.9935 | 4.9935 | 4.9935 | 4.9935 | 4.9935 | 4.9935 | 4.9935 | 4.9935 | 4.9935 | 4.9935 | 4.9935
[19 empty] | Variable capex | Input | £000s | 62.029 | 62.0853 | 62.1658 | 62.2674 | 62.3902 | 82.6635 | 93.7447 | 105.4232 | 117.7847 | 130.9377 | 141.3381 | 154.0814 | 167.7681 | 182.5904 | 198.8126 | 204.9865 | 216.0089 | 227.9306 | 240.9489 | 255.3442 | 269.3502 | 285.8351 | 305.0677 | 328.8021 | 363.2446 | 363.2446 | 363.2446 | 363.2446 | 363.2446 | 363.2446 | 363.2446 | 363.2446 | 363.2446 | 363.2446 | 363.2446 | 363.2446 | 363.2446 | 363.2446 | 363.2446 | 363.2446 | 363.2446 | 363.2446 | 363.2446 | 363.2446 | 363.2446 | 363.2446 | 363.2446 | 363.2446 | 363.2446 | 363.2446 | 363.2446 | 363.2446 | 363.2446 | 363.2446 | 363.2446 | 363.2446 | 363.2446 | 363.2446 | 363.2446 | 363.2446 | 363.2446 | 363.2446 | 363.2446 | 363.2446 | 363.2446 | 363.2446 | 363.2446 | 363.2446 | 363.2446 | 363.2446 | 363.2446 | 363.2446 | 363.2446 | 363.2446 | 363.2446 | 363.2446 | 363.2446 | 363.2446 | 363.2446 | 363.2446
[19 empty] | Financing costs | Input | £000s
[19 empty] | Fixed opex | Input | £000s
[19 empty] | Variable opex | Input | £000s | 6.891 | 6.894 | 6.8975 | 6.9011 | 6.905 | 8.0974 | 8.2187 | 8.3505 | 8.4941 | 8.652 | 8.6269 | 8.7881 | 8.9671 | 9.1679 | 9.3962 | 9.0882 | 9.2503 | 9.4305 | 9.6333 | 9.8649 | 10.0422 | 10.3239 | 10.6671 | 11.1145 | 11.8215 | 11.8215 | 11.8215 | 11.8215 | 11.8215 | 11.8215 | 11.8215 | 11.8215 | 11.8215 | 11.8215 | 11.8215 | 11.8215 | 11.8215 | 11.8215 | 11.8215 | 11.8215 | 11.8215 | 11.8215 | 11.8215 | 11.8215 | 11.8215 | 11.8215 | 11.8215 | 11.8215 | 11.8215 | 11.8215 | 11.8215 | 11.8215 | 11.8215 | 11.8215 | 11.8215 | 11.8215 | 11.8215 | 11.8215 | 11.8215 | 11.8215 | 11.8215 | 11.8215 | 11.8215 | 11.8215 | 11.8215 | 11.8215 | 11.8215 | 11.8215 | 11.8215 | 11.8215 | 11.8215 | 11.8215 | 11.8215 | 11.8215 | 11.8215 | 11.8215 | 11.8215 | 11.8215 | 11.8215 | 11.8215
[19 empty] | Opex savings | Input | £000s | 0 | 0.0030028 | 0.01199 | 0.026914 | 0.047746 | 0.074474 | 2.9085 | 5.7497 | 8.598 | 11.4533 | 14.3156 | 16.7647 | 19.221 | 21.6843 | 24.1547 | 26.6323 | 28.086 | 29.548 | 31.0185 | 32.4976 | 33.9854 | 35.3428 | 36.7036 | 38.0676 | 39.4346 | 40.8042 | 40.8042 | 40.8042 | 40.8042 | 40.8042 | 40.8042 | 40.8042 | 40.8042 | 40.8042 | 40.8042 | 40.8042 | 40.8042 | 40.8042 | 40.8042 | 40.8042 | 40.8042 | 40.8042 | 40.8042 | 40.8042 | 40.8042 | 40.8042 | 40.8042 | 40.8042 | 40.8042 | 40.8042 | 40.8042 | 40.8042 | 40.8042 | 40.8042 | 40.8042 | 40.8042 | 40.8042 | 40.8042 | 40.8042 | 40.8042 | 40.8042 | 40.8042 | 40.8042 | 40.8042 | 40.8042 | 40.8042 | 40.8042 | 40.8042 | 40.8042 | 40.8042 | 40.8042 | 40.8042 | 40.8042 | 40.8042 | 40.8042 | 40.8042 | 40.8042 | 40.8042 | 40.8042 | 40.8042
[19 empty] | Fixed env & social | Input | £000s
[19 empty] | Variable env & social | Input | £000s | 0.0054074 | 0.021593 | 0.048475 | 0.086007 | 0.13418 | 5.3496 | 10.8093 | 16.5447 | 22.5945 | 29.0073 | 34.8155 | 40.9876 | 47.588 | 54.702 | 62.4458 | 67.3352 | 72.5628 | 78.1925 | 84.3107 | 91.0396 | 97.8228 | 105.4477 | 114.2716 | 125.0434 | 140.3911 | 140.3911 | 140.3911 | 140.3911 | 140.3911 | 140.3911 | 140.3911 | 140.3911 | 140.3911 | 140.3911 | 140.3911 | 140.3911 | 140.3911 | 140.3911 | 140.3911 | 140.3911 | 140.3911 | 140.3911 | 140.3911 | 140.3911 | 140.3911 | 140.3911 | 140.3911 | 140.3911 | 140.3911 | 140.3911 | 140.3911 | 140.3911 | 140.3911 | 140.3911 | 140.3911 | 140.3911 | 140.3911 | 140.3911 | 140.3911 | 140.3911 | 140.3911 | 140.3911 | 140.3911 | 140.3911 | 140.3911 | 140.3911 | 140.3911 | 140.3911 | 140.3911 | 140.3911 | 140.3911 | 140.3911 | 140.3911 | 140.3911 | 140.3911 | 140.3911 | 140.3911 | 140.3911 | 140.3911 | 140.3911
[19 empty] | Fixed carbon costs | Input | £000s
[19 empty] | Variable carbon costs | Input | £000s | 0.051424 | 0.049707 | 0.04805 | 0.04645 | 0.044904 | 0.050878 | 0.049894 | 0.048979 | 0.048137 | 0.047374 | 0.045639 | 0.04492 | 0.044285 | 0.043745 | 0.043318 | 0.040482 | 0.03981 | 0.039213 | 0.038702 | 0.038292 | 0.037662 | 0.037409 | 0.037346 | 0.037596 | 0.038636 | 0.037329 | 0.036067 | 0.034847 | 0.033669 | 0.03253 | 0.036345 | 0.035286 | 0.034258 | 0.033261 | 0.032292 | 0.031351 | 0.030438 | 0.029552 | 0.028691 | 0.027855 | 0.027044 | 0.026256 | 0.025491 | 0.024749 | 0.024028 | 0.023328 | 0.022649 | 0.021989 | 0.021349 | 0.020727 | 0.020123 | 0.019537 | 0.018968 | 0.018416 | 0.017879 | 0.017358 | 0.016853 | 0.016362 | 0.015885 | 0.015423 | 0.014974 | 0.014537 | 0.014114 | 0.013703 | 0.013304 | 0.012916 | 0.01254 | 0.012175 | 0.01182 | 0.011476 | 0.011142 | 0.010817 | 0.010502 | 0.010196 | 0.0098993 | 0.013844 | 0.013507 | 0.013177 | 0.012856 | 0.012542
[19 empty] | Customer willingness to pay | Input | £000s
[19 empty] | Total | Sum of above (excl WAFU) | £000s | 71.8877 | 71.9656 | 72.0853 | 72.243 | 72.4387 | 99.6562 | 119.2028 | 139.6443 | 161.1075 | 183.7524 | 202.7858 | 224.379 | 247.3762 | 272.061 | 298.8217 | 311.9216 | 329.8551 | 349.1242 | 370.0192 | 392.9515 | 415.4801 | 441.3477 | 471.2531 | 507.7601 | 559.9239 | 561.2922 | 561.291 | 561.2897 | 561.2886 | 561.2874 | 561.2912 | 561.2902 | 561.2891 | 561.2881 | 561.2872 | 561.2862 | 561.2853 | 561.2844 | 561.2836 | 561.2827 | 561.2819 | 561.2811 | 561.2804 | 561.2796 | 561.2789 | 561.2782 | 561.2775 | 561.2769 | 561.2762 | 561.2756 | 561.275 | 561.2744 | 561.2739 | 561.2733 | 561.2728 | 561.2722 | 561.2717 | 561.2713 | 561.2708 | 561.2703 | 561.2699 | 561.2694 | 561.269 | 561.2686 | 561.2682 | 561.2678 | 561.2674 | 561.2671 | 561.2667 | 561.2664 | 561.266 | 561.2657 | 561.2654 | 561.2651 | 561.2648 | 561.2687 | 561.2684 | 561.2681 | 561.2677 | 561.2674 | 0 | 0 | 0 | 0 | 0 | 0 | 0 | 0 | 0 | 0 | 0 | 0 | 0 | 0 | 0 | 0 | 0 | 0 | 0 | 0 | 0 | 0 | 0 | 0
59.2a | Options to reduce Distribution System Operating Use (DSOU) losses | [20 empty] | 0 | 0 | 0 | 0 | 0 | 0 | 0 | 0 | 0 | 0 | 0 | 0 | 0 | 0 | 0 | 0 | 0 | 0 | 0 | 0 | 0 | 0 | 0 | 0 | 0 | 0 | 0 | 0 | 0 | 0 | 0 | 0 | 0 | 0 | 0 | 0 | 0 | 0 | 0 | 0 | 0 | 0 | 0 | 0 | 0 | 0 | 0 | 0 | 0 | 0 | 0 | 0 | 0 | 0 | 0 | 0 | 0 | 0 | 0 | 0 | 0 | 0 | 0 | 0 | 0 | 0 | 0 | 0 | 0 | 0 | 0 | 0 | 0 | 0 | 0 | 0 | 0 | 0 | 0 | 0 | 0 | 0 | 0 | 0 | 0 | 0 | 0 | 0 | 0 | 0 | 0 | 0 | 0 | 0 | 0 | 0 | 0 | 0 | 0 | 0 | 0 | 0 | 0 | 0
60a | PRODUCTION SIDE | bar: 1 Year 1 to 80 Year 80
60.1a | Options to reduce treatment works losses | [20 empty] | 0 | 0 | 0 | 0 | 0 | 0 | 0 | 0 | 0 | 0 | 0 | 0 | 0 | 0 | 0 | 0 | 0 | 0 | 0 | 0 | 0 | 0 | 0 | 0 | 0 | 0 | 0 | 0 | 0 | 0 | 0 | 0 | 0 | 0 | 0 | 0 | 0 | 0 | 0 | 0 | 0 | 0 | 0 | 0 | 0 | 0 | 0 | 0 | 0 | 0 | 0 | 0 | 0 | 0 | 0 | 0 | 0 | 0 | 0 | 0 | 0 | 0 | 0 | 0 | 0 | 0 | 0 | 0 | 0 | 0 | 0 | 0 | 0 | 0 | 0 | 0 | 0 | 0 | 0 | 0 | 0 | 0 | 0 | 0 | 0 | 0 | 0 | 0 | 0 | 0 | 0 | 0 | 0 | 0 | 0 | 0 | 0 | 0 | 0 | 0 | 0 | 0 | 0 | 0
60.2a | Options to reduce outage | [20 empty] | 0 | 0 | 0 | 0 | 0 | 0 | 0 | 0 | 0 | 0 | 0 | 0 | 0 | 0 | 0 | 0 | 0 | 0 | 0 | 0 | 0 | 0 | 0 | 0 | 0 | 0 | 0 | 0 | 0 | 0 | 0 | 0 | 0 | 0 | 0 | 0 | 0 | 0 | 0 | 0 | 0 | 0 | 0 | 0 | 0 | 0 | 0 | 0 | 0 | 0 | 0 | 0 | 0 | 0 | 0 | 0 | 0 | 0 | 0 | 0 | 0 | 0 | 0 | 0 | 0 | 0 | 0 | 0 | 0 | 0 | 0 | 0 | 0 | 0 | 0 | 0 | 0 | 0 | 0 | 0 | 0 | 0 | 0 | 0 | 0 | 0 | 0 | 0 | 0 | 0 | 0 | 0 | 0 | 0 | 0 | 0 | 0 | 0 | 0 | 0 | 0 | 0 | 0 | 0
61a | CUSTOMER SIDE | bar: 1 Year 1 to 80 Year 80
61.1a | Options to change volume delivered to measured non households | [20 empty] | 0 | 0 | 0 | 0 | 0 | 0 | 0 | 0 | 0 | 0 | 0 | 0 | 0 | 0 | 0 | 0 | 0 | 0 | 0 | 0 | 0 | 0 | 0 | 0 | 0 | 0 | 0 | 0 | 0 | 0 | 0 | 0 | 0 | 0 | 0 | 0 | 0 | 0 | 0 | 0 | 0 | 0 | 0 | 0 | 0 | 0 | 0 | 0 | 0 | 0 | 0 | 0 | 0 | 0 | 0 | 0 | 0 | 0 | 0 | 0 | 0 | 0 | 0 | 0 | 0 | 0 | 0 | 0 | 0 | 0 | 0 | 0 | 0 | 0 | 0 | 0 | 0 | 0 | 0 | 0 | 0 | 0 | 0 | 0 | 0 | 0 | 0 | 0 | 0 | 0 | 0 | 0 | 0 | 0 | 0 | 0 | 0 | 0 | 0 | 0 | 0 | 0 | 0 | 0
61.2a | Options to change volume delivered to unmeasured non households | [20 empty] | 0 | 0 | 0 | 0 | 0 | 0 | 0 | 0 | 0 | 0 | 0 | 0 | 0 | 0 | 0 | 0 | 0 | 0 | 0 | 0 | 0 | 0 | 0 | 0 | 0 | 0 | 0 | 0 | 0 | 0 | 0 | 0 | 0 | 0 | 0 | 0 | 0 | 0 | 0 | 0 | 0 | 0 | 0 | 0 | 0 | 0 | 0 | 0 | 0 | 0 | 0 | 0 | 0 | 0 | 0 | 0 | 0 | 0 | 0 | 0 | 0 | 0 | 0 | 0 | 0 | 0 | 0 | 0 | 0 | 0 | 0 | 0 | 0 | 0 | 0 | 0 | 0 | 0 | 0 | 0 | 0 | 0 | 0 | 0 | 0 | 0 | 0 | 0 | 0 | 0 | 0 | 0 | 0 | 0 | 0 | 0 | 0 | 0 | 0 | 0 | 0 | 0 | 0 | 0
61.3a | Options to change volume delivered to measured households | [20 empty] | 0 | 0 | 0 | 0 | 0 | 0 | 0 | 0 | 0 | 0 | 0 | 0 | 0 | 0 | 0 | 0 | 0 | 0 | 0 | 0 | 0 | 0 | 0 | 0 | 0 | 0 | 0 | 0 | 0 | 0 | 0 | 0 | 0 | 0 | 0 | 0 | 0 | 0 | 0 | 0 | 0 | 0 | 0 | 0 | 0 | 0 | 0 | 0 | 0 | 0 | 0 | 0 | 0 | 0 | 0 | 0 | 0 | 0 | 0 | 0 | 0 | 0 | 0 | 0 | 0 | 0 | 0 | 0 | 0 | 0 | 0 | 0 | 0 | 0 | 0 | 0 | 0 | 0 | 0 | 0 | 0 | 0 | 0 | 0 | 0 | 0 | 0 | 0 | 0 | 0 | 0 | 0 | 0 | 0 | 0 | 0 | 0 | 0 | 0 | 0 | 0 | 0 | 0 | 0
58.1x | Home water efficiency audits | WE001 | Retrofitting indoor water efficiency devices | N | 2020-21 | Capacity | 9.5178 | 21686.0142 | 9412.4049 | 0 | -2844.1287 | 3741.2665 | 0 | 10309.5426 | 30.2881 | 47.5401 | 3 | 3 | Gains in WAFU / Savings in demand | Input | Ml/d | 0.50606 | 1.0401 | 1.639 | 2.0421 | 2.6219 | 3.3073 | 4.1775 | 4.9969 | 5.7684 | 6.4948 | 7.1789 | 7.8188 | 8.2431 | 8.8334 | 9.3245 | 9.5178 | 0 | 0 | 0 | 0 | 0 | 0 | 0 | 0 | 0 | 0 | 0 | 0 | 0 | 0 | 0 | 0 | 0 | 0 | 0 | 0 | 0 | 0 | 0 | 0 | 0 | 0 | 0 | 0 | 0 | 0 | 0 | 0 | 0 | 0 | 0 | 0 | 0 | 0 | 0 | 0 | 0 | 0 | 0 | 0 | 0 | 0 | 0 | 0 | 0 | 0 | 0 | 0 | 0 | 0 | 0 | 0 | 0 | 0 | 0 | 0 | 0 | 0 | 0 | 0 | 0 | 0 | 0 | 0 | 0 | 0 | 0 | 0 | 0 | 0 | 0 | 0 | 0 | 0 | 0 | 0 | 0 | 0 | 0 | 0 | 0 | 0 | 0 | 0
| This is a company wide decision, and the AIC reflects the company wide costs and demand benefits for measured and unmeasured water efficiency programmes | [17 empty] | Fixed capex | Input | £000s | 879.7305 | 906.12 | 775.5 | 852.4787 | 775.5 | 775.5 | 775.5 | 775.5 | 775.5 | 775.5 | 775.5 | 765.7906 | 503.6798 | 772.1474 | 630.403 | 245.432 | 0 | 0 | 0 | 0 | 0 | 0 | 0 | 0 | 0 | 0 | 0 | 0 | 0 | 0 | 0 | 0 | 0 | 0 | 0 | 0 | 0 | 0 | 0 | 0 | 0 | 0 | 0 | 0 | 0 | 0 | 0 | 0 | 0 | 0 | 0 | 0 | 0 | 0 | 0 | 0 | 0 | 0 | 0 | 0 | 0 | 0 | 0 | 0 | 0 | 0 | 0 | 0 | 0 | 0 | 0 | 0 | 0 | 0 | 0 | 0 | 0 | 0 | 0 | 0 | 0 | 0 | 0 | 0 | 0 | 0 | 0 | 0 | 0 | 0 | 0 | 0 | 0 | 0 | 0 | 0 | 0 | 0 | 0 | 0 | 0 | 0 | 0 | 0
[19 empty] | Variable capex | Input | £000s | 81 Year 81: 0; 82 Year 82: 0; 83 Year 83: 0; 84 Year 84: 0; 85 Year 85: 0; 86 Year 86: 0; 87 Year 87: 0; 88 Year 88: 0; 89 Year 89: 0; 90 Year 90: 0; 91 Year 91: 0; 92 Year 92: 0; 93 Year 93: 0; 94 Year 94: 0; 95 Year 95: 0; 96 Year 96: 0; 97 Year 97: 0; 98 Year 98: 0; 99 Year 99: 0; 100 Year 100: 0; 101 Year 101: 0; 102 Year 102: 0; 103 Year 103: 0; 104 Year 104: 0
[19 empty] | Financing costs | Input | £000s
[12 empty] | 0 | [6 empty] | Fixed opex | Input | £000s | 81 Year 81: 0; 82 Year 82: 0; 83 Year 83: 0; 84 Year 84: 0; 85 Year 85: 0; 86 Year 86: 0; 87 Year 87: 0; 88 Year 88: 0; 89 Year 89: 0; 90 Year 90: 0; 91 Year 91: 0; 92 Year 92: 0; 93 Year 93: 0; 94 Year 94: 0; 95 Year 95: 0; 96 Year 96: 0; 97 Year 97: 0; 98 Year 98: 0; 99 Year 99: 0; 100 Year 100: 0; 101 Year 101: 0; 102 Year 102: 0; 103 Year 103: 0; 104 Year 104: 0
[19 empty] | Variable opex | Input | £000s | 81 Year 81: 0; 82 Year 82: 0; 83 Year 83: 0; 84 Year 84: 0; 85 Year 85: 0; 86 Year 86: 0; 87 Year 87: 0; 88 Year 88: 0; 89 Year 89: 0; 90 Year 90: 0; 91 Year 91: 0; 92 Year 92: 0; 93 Year 93: 0; 94 Year 94: 0; 95 Year 95: 0; 96 Year 96: 0; 97 Year 97: 0; 98 Year 98: 0; 99 Year 99: 0; 100 Year 100: 0; 101 Year 101: 0; 102 Year 102: 0; 103 Year 103: 0; 104 Year 104: 0
[19 empty] | Opex savings | Input | £000s | 24.2249 | 49.7889 | 78.4583 | 97.7572 | 125.5097 | 158.3215 | 199.9744 | 239.1996 | 276.133 | 310.9031 | 343.6511 | 374.2849 | 394.5956 | 422.8543 | 446.3606 | 455.6147 | 0 | 0 | 0 | 0 | 0 | 0 | 0 | 0 | 0 | 0 | 0 | 0 | 0 | 0 | 0 | 0 | 0 | 0 | 0 | 0 | 0 | 0 | 0 | 0 | 0 | 0 | 0 | 0 | 0 | 0 | 0 | 0 | 0 | 0 | 0 | 0 | 0 | 0 | 0 | 0 | 0 | 0 | 0 | 0 | 0 | 0 | 0 | 0 | 0 | 0 | 0 | 0 | 0 | 0 | 0 | 0 | 0 | 0 | 0 | 0 | 0 | 0 | 0 | 0 | 0 | 0 | 0 | 0 | 0 | 0 | 0 | 0 | 0 | 0 | 0 | 0 | 0 | 0 | 0 | 0 | 0 | 0 | 0 | 0 | 0 | 0 | 0 | 0
[19 empty] | Fixed env & social | Input | £000s | 81 Year 81: 0; 82 Year 82: 0; 83 Year 83: 0; 84 Year 84: 0; 85 Year 85: 0; 86 Year 86: 0; 87 Year 87: 0; 88 Year 88: 0; 89 Year 89: 0; 90 Year 90: 0; 91 Year 91: 0; 92 Year 92: 0; 93 Year 93: 0; 94 Year 94: 0; 95 Year 95: 0; 96 Year 96: 0; 97 Year 97: 0; 98 Year 98: 0; 99 Year 99: 0; 100 Year 100: 0; 101 Year 101: 0; 102 Year 102: 0; 103 Year 103: 0; 104 Year 104: 0
[19 empty] | Variable env & social | Input | £000s | 81 Year 81: 0; 82 Year 82: 0; 83 Year 83: 0; 84 Year 84: 0; 85 Year 85: 0; 86 Year 86: 0; 87 Year 87: 0; 88 Year 88: 0; 89 Year 89: 0; 90 Year 90: 0; 91 Year 91: 0; 92 Year 92: 0; 93 Year 93: 0; 94 Year 94: 0; 95 Year 95: 0; 96 Year 96: 0; 97 Year 97: 0; 98 Year 98: 0; 99 Year 99: 0; 100 Year 100: 0; 101 Year 101: 0; 102 Year 102: 0; 103 Year 103: 0; 104 Year 104: 0
[19 empty] | Fixed carbon costs | Input | £000s | 1.454 | 1.454 | 1.454 | 1.454 | 1.454 | 1.3078 | 1.3078 | 1.3078 | 1.3078 | 1.3078 | 0.4195 | 0.4195 | 0.4195 | 0.4195 | 0.4195 | 0 | 0 | 0 | 0 | 0 | 0 | 0 | 0 | 0 | 0 | 0 | 0 | 0 | 0 | 0 | 0 | 0 | 0 | 0 | 0 | 0 | 0 | 0 | 0 | 0 | 0 | 0 | 0 | 0 | 0 | 0 | 0 | 0 | 0 | 0 | 0 | 0 | 0 | 0 | 0 | 0 | 0 | 0 | 0 | 0 | 0 | 0 | 0 | 0 | 0 | 0 | 0 | 0 | 0 | 0 | 0 | 0 | 0 | 0 | 0 | 0 | 0 | 0 | 0 | 0 | 0 | 0 | 0 | 0 | 0 | 0 | 0 | 0 | 0 | 0 | 0 | 0 | 0 | 0 | 0 | 0 | 0 | 0 | 0 | 0 | 0 | 0 | 0 | 0
[19 empty] | Variable carbon costs | Input | £000s | 406.6361 | 406.6361 | 406.6361 | 406.6361 | 406.6361 | 365.737 | 365.737 | 365.737 | 365.737 | 365.737 | 117.3202 | 117.3202 | 117.3202 | 117.3202 | 117.3202 | 0 | 0 | 0 | 0 | 0 | 0 | 0 | 0 | 0 | 0 | 0 | 0 | 0 | 0 | 0 | 0 | 0 | 0 | 0 | 0 | 0 | 0 | 0 | 0 | 0 | 0 | 0 | 0 | 0 | 0 | 0 | 0 | 0 | 0 | 0 | 0 | 0 | 0 | 0 | 0 | 0 | 0 | 0 | 0 | 0 | 0 | 0 | 0 | 0 | 0 | 0 | 0 | 0 | 0 | 0 | 0 | 0 | 0 | 0 | 0 | 0 | 0 | 0 | 0 | 0 | 0 | 0 | 0 | 0 | 0 | 0 | 0 | 0 | 0 | 0 | 0 | 0 | 0 | 0 | 0 | 0 | 0 | 0 | 0 | 0 | 0 | 0 | 0 | 0
[19 empty] | Customer willingness to pay | Input | £000s | 81 Year 81: 0; 82 Year 82: 0; 83 Year 83: 0; 84 Year 84: 0; 85 Year 85: 0; 86 Year 86: 0; 87 Year 87: 0; 88 Year 88: 0; 89 Year 89: 0; 90 Year 90: 0; 91 Year 91: 0; 92 Year 92: 0; 93 Year 93: 0; 94 Year 94: 0; 95 Year 95: 0; 96 Year 96: 0; 97 Year 97: 0; 98 Year 98: 0; 99 Year 99: 0; 100 Year 100: 0; 101 Year 101: 0; 102 Year 102: 0; 103 Year 103: 0; 104 Year 104: 0
[19 empty] | Total | Sum of above (excl WAFU) | £000s | 1312.0456 | 1363.999 | 1262.0484 | 1358.326 | 1309.0999 | 1300.8662 | 1342.5191 | 1381.7443 | 1418.6778 | 1453.4478 | 1236.8908 | 1257.8152 | 1016.0152 | 1312.7414 | 1194.5033 | 701.0467 | 0 | 0 | 0 | 0 | 0 | 0 | 0 | 0 | 0 | 0 | 0 | 0 | 0 | 0 | 0 | 0 | 0 | 0 | 0 | 0 | 0 | 0 | 0 | 0 | 0 | 0 | 0 | 0 | 0 | 0 | 0 | 0 | 0 | 0 | 0 | 0 | 0 | 0 | 0 | 0 | 0 | 0 | 0 | 0 | 0 | 0 | 0 | 0 | 0 | 0 | 0 | 0 | 0 | 0 | 0 | 0 | 0 | 0 | 0 | 0 | 0 | 0 | 0 | 0 | 0 | 0 | 0 | 0 | 0 | 0 | 0 | 0 | 0 | 0 | 0 | 0 | 0 | 0 | 0 | 0 | 0 | 0 | 0 | 0 | 0 | 0 | 0 | 0
61.4a | Options to change volume delivered to unmeasured households | [20 empty] | 0 | 0 | 0 | 0 | 0 | 0 | 0 | 0 | 0 | 0 | 0 | 0 | 0 | 0 | 0 | 0 | 0 | 0 | 0 | 0 | 0 | 0 | 0 | 0 | 0 | 0 | 0 | 0 | 0 | 0 | 0 | 0 | 0 | 0 | 0 | 0 | 0 | 0 | 0 | 0 | 0 | 0 | 0 | 0 | 0 | 0 | 0 | 0 | 0 | 0 | 0 | 0 | 0 | 0 | 0 | 0 | 0 | 0 | 0 | 0 | 0 | 0 | 0 | 0 | 0 | 0 | 0 | 0 | 0 | 0 | 0 | 0 | 0 | 0 | 0 | 0 | 0 | 0 | 0 | 0 | 0 | 0 | 0 | 0 | 0 | 0 | 0 | 0 | 0 | 0 | 0 | 0 | 0 | 0 | 0 | 0 | 0 | 0 | 0 | 0 | 0 | 0 | 0 | 0
58.1x | Enhanced Metering | EM001 | Metering other selective | Y | 2020-21 | Capacity | 41.54 | 260373.7353 | 439070.7084 | 328248.2635 | -30851.6277 | 11101.6008 | 185038.0241 | 932606.9691 | 282.8501 | 358.1801 | 3 | 3 | Gains in WAFU / Savings in demand | Input | Ml/d | 1.51 | 3.54 | 5.74 | 8.29 | 11.37 | 15.38 | 19.56 | 23.95 | 28.2 | 32.15 | 36.75 | 39.71 | 41.54 | 41.39 | 40.01 | 38.4 | 36.85 | 35.36 | 33.88 | 32.42 | 30.98 | 29.61 | 28.26 | 26.93 | 25.75 | 25.75 | 25.75 | 25.75 | 25.75 | 25.75 | 25.75 | 25.75 | 25.75 | 25.75 | 25.75 | 25.75 | 25.75 | 25.75 | 25.75 | 25.75 | 25.75 | 25.75 | 25.75 | 25.75 | 25.75 | 25.75 | 25.75 | 25.75 | 25.75 | 25.75 | 25.75 | 25.75 | 25.75 | 25.75 | 25.75 | 25.75 | 25.75 | 25.75 | 25.75 | 25.75 | 25.75 | 25.75 | 25.75 | 25.75 | 25.75 | 25.75 | 25.75 | 25.75 | 25.75 | 25.75 | 25.75 | 25.75 | 25.75 | 25.75 | 25.75 | 25.75 | 25.75 | 25.75 | 25.75 | 25.75 | 0 | 0 | 0 | 0 | 0 | 0 | 0 | 0 | 0 | 0 | 0 | 0 | 0 | 0 | 0 | 0 | 0 | 0 | 0 | 0 | 0 | 0 | 0 | 0
| This is a company wide decision, and the AIC reflects the company wide costs and demand benefits | [17 empty] | Fixed capex | Input | £000s | 9026.9182 | 12461.6058 | 14080.5498 | 16727.1383 | 21293.654 | 25773.6826 | 26309.1372 | 28939.3516 | 29699.7874 | 30103.8717 | 36925.224 | 27676.4247 | 19952.7624 | 15944.2652 | 5189.7767 | 6281.6677 | 6412.1709 | 7053.2176 | 7238.5541 | 7337.0392 | 13391.5289 | 12808.4884 | 11713.7277 | 12024.4329 | 11625.0999 | 14070.9357 | 14363.2628 | 15799.2073 | 16214.3611 | 16434.9677 | 21157.9932 | 16488.7846 | 12451.2733 | 10555.7507 | 5189.7767 | 6281.6677 | 6412.1709 | 7053.2176 | 7238.5541 | 7337.0392 | 13391.5289 | 12808.4884 | 11713.7277 | 12024.4329 | 11625.0999 | 14070.9357 | 14363.2628 | 15799.2073 | 16214.3611 | 16434.9677 | 21157.9932 | 16488.7846 | 12451.2733 | 10555.7507 | 5189.7767 | 6281.6677 | 6412.1709 | 7053.2176 | 7238.5541 | 7337.0392 | 13391.5289 | 12808.4884 | 11713.7277 | 12024.4329 | 11625.0999 | 14070.9357 | 14363.2628 | 15799.2073 | 16214.3611 | 16434.9677 | 21157.9932 | 16488.7846 | 12451.2733 | 10555.7507 | 5189.7767 | 6281.6677 | 6412.1709 | 7053.2176 | 7238.5541 | 7337.0392 | 0 | 0 | 0 | 0 | 0 | 0 | 0 | 0 | 0 | 0 | 0 | 0 | 0 | 0 | 0 | 0 | 0 | 0 | 0 | 0 | 0 | 0 | 0 | 0
[19 empty] | Variable capex | Input | £000s | 0 | 0 | 0 | 0 | 0 | 0 | 0 | 0 | 0 | 0 | 0 | 0 | 0 | 0 | 0 | 0 | 0 | 0 | 0 | 0 | 0 | 0 | 0 | 0 | 0 | 0 | 0 | 0 | 0 | 0 | 0 | 0 | 0 | 0 | 0 | 0 | 0 | 0 | 0 | 0 | 0 | 0 | 0 | 0 | 0 | 0 | 0 | 0 | 0 | 0 | 0 | 0 | 0 | 0 | 0 | 0 | 0 | 0 | 0 | 0 | 0 | 0 | 0 | 0 | 0 | 0 | 0 | 0 | 0 | 0 | 0 | 0 | 0 | 0 | 0 | 0 | 0 | 0 | 0 | 0 | 0 | 0 | 0 | 0 | 0 | 0 | 0 | 0 | 0 | 0 | 0 | 0 | 0 | 0 | 0 | 0 | 0 | 0 | 0 | 0 | 0 | 0 | 0 | 0
[19 empty] | Financing costs | Input | £000s | 0 | 0 | 0 | 0 | 0 | 0 | 0 | 0 | 0 | 0 | 0 | 0 | 0 | 0 | 0 | 0 | 0 | 0 | 0 | 0 | 0 | 0 | 0 | 0 | 0 | 0 | 0 | 0 | 0 | 0 | 0 | 0 | 0 | 0 | 0 | 0 | 0 | 0 | 0 | 0 | 0 | 0 | 0 | 0 | 0 | 0 | 0 | 0 | 0 | 0 | 0 | 0 | 0 | 0 | 0 | 0 | 0 | 0 | 0 | 0 | 0 | 0 | 0 | 0 | 0 | 0 | 0 | 0 | 0 | 0 | 0 | 0 | 0 | 0 | 0 | 0 | 0 | 0 | 0 | 0 | 0 | 0 | 0 | 0 | 0 | 0 | 0 | 0 | 0 | 0 | 0 | 0 | 0 | 0 | 0 | 0 | 0 | 0 | 0 | 0 | 0 | 0 | 0 | 0
[19 empty] | Fixed opex | Input | £000s | 440.0155 | 1047.4543 | 1733.8081 | 2549.1695 | 3587.1248 | 4843.4584 | 6125.8926 | 7536.5361 | 8984.2469 | 10451.6547 | 12144.3258 | 13345.3607 | 14150.6735 | 14729.1506 | 14729.1506 | 14729.1506 | 14729.1506 | 14729.1506 | 14729.1506 | 14729.1506 | 14729.1506 | 14729.1506 | 14729.1506 | 14729.1506 | 14729.1506 | 14729.1506 | 14729.1506 | 14729.1506 | 14729.1506 | 14729.1506 | 14729.1506 | 14729.1506 | 14729.1506 | 14729.1506 | 14729.1506 | 14729.1506 | 14729.1506 | 14729.1506 | 14729.1506 | 14729.1506 | 14729.1506 | 14729.1506 | 14729.1506 | 14729.1506 | 14729.1506 | 14729.1506 | 14729.1506 | 14729.1506 | 14729.1506 | 14729.1506 | 14729.1506 | 14729.1506 | 14729.1506 | 14729.1506 | 14729.1506 | 14729.1506 | 14729.1506 | 14729.1506 | 14729.1506 | 14729.1506 | 14729.1506 | 14729.1506 | 14729.1506 | 14729.1506 | 14729.1506 | 14729.1506 | 14729.1506 | 14729.1506 | 14729.1506 | 14729.1506 | 14729.1506 | 14729.1506 | 14729.1506 | 14729.1506 | 14729.1506 | 14729.1506 | 14729.1506 | 14729.1506 | 14729.1506 | 14729.1506 | 0 | 0 | 0 | 0 | 0 | 0 | 0 | 0 | 0 | 0 | 0 | 0 | 0 | 0 | 0 | 0 | 0 | 0 | 0 | 0 | 0 | 0 | 0 | 0
[19 empty] | Variable opex | Input | £000s | 0 | 0 | 0 | 0 | 0 | 0 | 0 | 0 | 0 | 0 | 0 | 0 | 0 | 0 | 0 | 0 | 0 | 0 | 0 | 0 | 0 | 0 | 0 | 0 | 0 | 0 | 0 | 0 | 0 | 0 | 0 | 0 | 0 | 0 | 0 | 0 | 0 | 0 | 0 | 0 | 0 | 0 | 0 | 0 | 0 | 0 | 0 | 0 | 0 | 0 | 0 | 0 | 0 | 0 | 0 | 0 | 0 | 0 | 0 | 0 | 0 | 0 | 0 | 0 | 0 | 0 | 0 | 0 | 0 | 0 | 0 | 0 | 0 | 0 | 0 | 0 | 0 | 0 | 0 | 0 | 0 | 0 | 0 | 0 | 0 | 0 | 0 | 0 | 0 | 0 | 0 | 0 | 0 | 0 | 0 | 0 | 0 | 0 | 0 | 0 | 0 | 0 | 0 | 0
[19 empty] | Opex savings | Input | £000s | 41.2634 | 96.7366 | 156.7524 | 226.1633 | 329.6961 | 506.5882 | 756.9333 | 1036.2784 | 1289.7335 | 1486.8235 | 1666.9931 | 1774.5092 | 1835.9327 | 1818.4685 | 1757.8706 | 1687.0088 | 1619.3199 | 1553.9397 | 1489.4924 | 1424.4339 | 1361.9009 | 1302.561 | 1242.4513 | 1184.9365 | 1133.9368 | 1133.9368 | 1133.9368 | 1133.9368 | 1133.9368 | 1133.9368 | 1133.9368 | 1133.9368 | 1133.9368 | 1133.9368 | 1133.9368 | 1133.9368 | 1133.9368 | 1133.9368 | 1133.9368 | 1133.9368 | 1133.9368 | 1133.9368 | 1133.9368 | 1133.9368 | 1133.9368 | 1133.9368 | 1133.9368 | 1133.9368 | 1133.9368 | 1133.9368 | 1133.9368 | 1133.9368 | 1133.9368 | 1133.9368 | 1133.9368 | 1133.9368 | 1133.9368 | 1133.9368 | 1133.9368 | 1133.9368 | 1133.9368 | 1133.9368 | 1133.9368 | 1133.9368 | 1133.9368 | 1133.9368 | 1133.9368 | 1133.9368 | 1133.9368 | 1133.9368 | 1133.9368 | 1133.9368 | 1133.9368 | 1133.9368 | 1133.9368 | 1133.9368 | 1133.9368 | 1133.9368 | 1133.9368 | 1133.9368 | 0 | 0 | 0 | 0 | 0 | 0 | 0 | 0 | 0 | 0 | 0 | 0 | 0 | 0 | 0 | 0 | 0 | 0 | 0 | 0 | 0 | 0 | 0 | 0
[19 empty] | Fixed env & social | Input | £000s | 4360.9937 | 6020.3254 | 6802.4533 | 8081.0465 | 10287.1755 | 12451.5217 | 12710.2051 | 13980.8878 | 14348.2619 | 14543.479 | 16776.0627 | 11903.4569 | 7981.4556 | 5733.2869 | 0 | 0 | 0 | 0 | 0 | 0 | 2813.4592 | 3883.9633 | 4388.5467 | 5213.4205 | 6636.6865 | 8032.9967 | 8199.8841 | 9019.6546 | 9256.663 | 9382.6057 | 10822.9386 | 7679.4172 | 5149.1703 | 3698.7828 | 0 | 0 | 0 | 0 | 0 | 0 | 2813.4592 | 3883.9633 | 4388.5467 | 5213.4205 | 6636.6865 | 8032.9967 | 8199.8841 | 9019.6546 | 9256.663 | 9382.6057 | 10822.9386 | 7679.4172 | 5149.1703 | 3698.7828 | 0 | 0 | 0 | 0 | 0 | 0 | 2813.4592 | 3883.9633 | 4388.5467 | 5213.4205 | 6636.6865 | 8032.9967 | 8199.8841 | 9019.6546 | 9256.663 | 9382.6057 | 10822.9386 | 7679.4172 | 5149.1703 | 3698.7828 | 0 | 0 | 0 | 0 | 0 | 0 | 0 | 0 | 0 | 0 | 0 | 0 | 0 | 0 | 0 | 0 | 0 | 0 | 0 | 0 | 0 | 0 | 0 | 0 | 0 | 0 | 0 | 0 | 0 | 0
[19 empty] | Variable env & social | Input | £000s | 0 | 1 | 2 | 3 | 4 | 5 | 6 | 7 | 8 | 9 | 10 | 11 | 12 | 13 | 14 | 15 | 16 | 17 | 18 | 19 | 20 | 21 | 22 | 23 | 24 | 25 | 26 | 27 | 28 | 29 | 30 | 31 | 32 | 33 | 34 | 35 | 36 | 37 | 38 | 39 | 40 | 41 | 42 | 43 | 44 | 45 | 46 | 47 | 48 | 49 | 50 | 51 | 52 | 53 | 54 | 55 | 56 | 57 | 58 | 59 | 60 | 61 | 62 | 63 | 64 | 65 | 66 | 67 | 68 | 69 | 70 | 71 | 72 | 73 | 74 | 75 | 76 | 77 | 78 | 79 | 0 | 0 | 0 | 0 | 0 | 0 | 0 | 0 | 0 | 0 | 0 | 0 | 0 | 0 | 0 | 0 | 0 | 0 | 0 | 0 | 0 | 0 | 0 | 0
[19 empty] | Fixed carbon costs | Input | £000s | 264.7566 | 365.4949 | 412.978 | 490.6016 | 624.5361 | 755.9339 | 771.6386 | 848.7819 | 871.0853 | 882.9369 | 1018.4775 | 722.6608 | 484.5555 | 348.0688 | 0 | 0 | 0 | 0 | 0 | 0 | 167.1357 | 230.7298 | 260.7049 | 309.7072 | 394.2574 | 477.2062 | 487.1203 | 535.8194 | 549.8991 | 557.3808 | 642.9448 | 456.2016 | 305.8904 | 219.729 | 0 | 0 | 0 | 0 | 0 | 0 | 167.1357 | 230.7298 | 260.7049 | 309.7072 | 394.2574 | 477.2062 | 487.1203 | 535.8194 | 549.8991 | 557.3808 | 642.9448 | 456.2016 | 305.8904 | 219.729 | 0 | 0 | 0 | 0 | 0 | 0 | 167.1357 | 230.7298 | 260.7049 | 309.7072 | 394.2574 | 477.2062 | 487.1203 | 535.8194 | 549.8991 | 557.3808 | 642.9448 | 456.2016 | 305.8904 | 219.729 | 0 | 0 | 0 | 0 | 0 | 0 | 0 | 0 | 0 | 0 | 0 | 0 | 0 | 0 | 0 | 0 | 0 | 0 | 0 | 0 | 0 | 0 | 0 | 0 | 0 | 0 | 0 | 0 | 0 | 0
[19 empty] | Variable carbon costs | Input | £000s | 0 | 0 | 0 | 0 | 0 | 0 | 0 | 0 | 0 | 0 | 0 | 0 | 0 | 0 | 0 | 0 | 0 | 0 | 0 | 0 | 0 | 0 | 0 | 0 | 0 | 0 | 0 | 0 | 0 | 0 | 0 | 0 | 0 | 0 | 0 | 0 | 0 | 0 | 0 | 0 | 0 | 0 | 0 | 0 | 0 | 0 | 0 | 0 | 0 | 0 | 0 | 0 | 0 | 0 | 0 | 0 | 0 | 0 | 0 | 0 | 0 | 0 | 0 | 0 | 0 | 0 | 0 | 0 | 0 | 0 | 0 | 0 | 0 | 0 | 0 | 0 | 0 | 0 | 0 | 0 | 0 | 0 | 0 | 0 | 0 | 0 | 0 | 0 | 0 | 0 | 0 | 0 | 0 | 0 | 0 | 0 | 0 | 0 | 0 | 0 | 0 | 0 | 0 | 0
[19 empty] | Customer willingness to pay | Input | £000s | 0 | 0 | 0 | 0 | 0 | 0 | 0 | 0 | 0 | 0 | 0 | 0 | 0 | 0 | 0 | 0 | 0 | 0 | 0 | 0 | 0 | 0 | 0 | 0 | 0 | 0 | 0 | 0 | 0 | 0 | 0 | 0 | 0 | 0 | 0 | 0 | 0 | 0 | 0 | 0 | 0 | 0 | 0 | 0 | 0 | 0 | 0 | 0 | 0 | 0 | 0 | 0 | 0 | 0 | 0 | 0 | 0 | 0 | 0 | 0 | 0 | 0 | 0 | 0 | 0 | 0 | 0 | 0 | 0 | 0 | 0 | 0 | 0 | 0 | 0 | 0 | 0 | 0 | 0 | 0 | 0 | 0 | 0 | 0 | 0 | 0 | 0 | 0 | 0 | 0 | 0 | 0 | 0 | 0 | 0 | 0 | 0 | 0 | 0 | 0 | 0 | 0 | 0 | 0
[19 empty] | Total | Sum of above (excl WAFU) | £000s | 14133.9474 | 19992.617 | 23188.5417 | 28077.1192 | 36126.1865 | 44336.1848 | 46679.8067 | 52348.8359 | 55201.115 | 57477.7659 | 68541.083 | 55433.4123 | 44417.3798 | 38586.24 | 21690.798 | 22712.8271 | 22776.6415 | 23353.3079 | 23475.1972 | 23509.6237 | 32483.1753 | 32975.8931 | 32356.5813 | 33484.6478 | 34543.1312 | 38469.226 | 38939.3547 | 41244.7688 | 41912.0106 | 42267.0416 | 48516.9641 | 40518.4908 | 33801.4214 | 30370.3499 | 21086.8642 | 22179.7551 | 22311.2583 | 22953.305 | 23139.6415 | 23239.1266 | 32275.2112 | 32827.269 | 32268.0668 | 33453.6481 | 34563.1312 | 38489.226 | 38959.3547 | 41264.7688 | 41932.0106 | 42287.0416 | 48536.9641 | 40538.4908 | 33821.4214 | 30390.3499 | 21106.8642 | 22199.7551 | 22331.2583 | 22973.305 | 23159.6415 | 23259.1266 | 32295.2112 | 32847.269 | 32288.0668 | 33473.6481 | 34583.1312 | 38509.226 | 38979.3547 | 41284.7688 | 41952.0106 | 42307.0416 | 48556.9641 | 40558.4908 | 33841.4214 | 30410.3499 | 21126.8642 | 22219.7551 | 22351.2583 | 22993.305 | 23179.6415 | 23279.1266 | 0 | 0 | 0 | 0 | 0 | 0 | 0 | 0 | 0 | 0 | 0 | 0 | 0 | 0 | 0 | 0 | 0 | 0 | 0 | 0 | 0 | 0 | 0 | 0
61.5a | Options to reduce water taken unbilled | [20 empty] | 0 | 0 | 0 | 0 | 0 | 0 | 0 | 0 | 0 | 0 | 0 | 0 | 0 | 0 | 0 | 0 | 0 | 0 | 0 | 0 | 0 | 0 | 0 | 0 | 0 | 0 | 0 | 0 | 0 | 0 | 0 | 0 | 0 | 0 | 0 | 0 | 0 | 0 | 0 | 0 | 0 | 0 | 0 | 0 | 0 | 0 | 0 | 0 | 0 | 0 | 0 | 0 | 0 | 0 | 0 | 0 | 0 | 0 | 0 | 0 | 0 | 0 | 0 | 0 | 0 | 0 | 0 | 0 | 0 | 0 | 0 | 0 | 0 | 0 | 0 | 0 | 0 | 0 | 0 | 0 | 0 | 0 | 0 | 0 | 0 | 0 | 0 | 0 | 0 | 0 | 0 | 0 | 0 | 0 | 0 | 0 | 0 | 0 | 0 | 0 | 0 | 0 | 0 | 0
61.6a | Options impacting on measured Non Household - USPL | [20 empty] | 0 | 0 | 0 | 0 | 0 | 0 | 0 | 0 | 0 | 0 | 0 | 0 | 0 | 0 | 0 | 0 | 0 | 0 | 0 | 0 | 0 | 0 | 0 | 0 | 0 | 0 | 0 | 0 | 0 | 0 | 0 | 0 | 0 | 0 | 0 | 0 | 0 | 0 | 0 | 0 | 0 | 0 | 0 | 0 | 0 | 0 | 0 | 0 | 0 | 0 | 0 | 0 | 0 | 0 | 0 | 0 | 0 | 0 | 0 | 0 | 0 | 0 | 0 | 0 | 0 | 0 | 0 | 0 | 0 | 0 | 0 | 0 | 0 | 0 | 0 | 0 | 0 | 0 | 0 | 0 | 0 | 0 | 0 | 0 | 0 | 0 | 0 | 0 | 0 | 0 | 0 | 0 | 0 | 0 | 0 | 0 | 0 | 0 | 0 | 0 | 0 | 0 | 0 | 0
61.7a | Options impacting on unmeasured Non Household - USPL | [20 empty] | 0 | 0 | 0 | 0 | 0 | 0 | 0 | 0 | 0 | 0 | 0 | 0 | 0 | 0 | 0 | 0 | 0 | 0 | 0 | 0 | 0 | 0 | 0 | 0 | 0 | 0 | 0 | 0 | 0 | 0 | 0 | 0 | 0 | 0 | 0 | 0 | 0 | 0 | 0 | 0 | 0 | 0 | 0 | 0 | 0 | 0 | 0 | 0 | 0 | 0 | 0 | 0 | 0 | 0 | 0 | 0 | 0 | 0 | 0 | 0 | 0 | 0 | 0 | 0 | 0 | 0 | 0 | 0 | 0 | 0 | 0 | 0 | 0 | 0 | 0 | 0 | 0 | 0 | 0 | 0 | 0 | 0 | 0 | 0 | 0 | 0 | 0 | 0 | 0 | 0 | 0 | 0 | 0 | 0 | 0 | 0 | 0 | 0 | 0 | 0 | 0 | 0 | 0 | 0
61.8a | Options impacting on measured Household - USPL | [20 empty] | 0 | 0 | 0 | 0 | 0 | 0 | 0 | 0 | 0 | 0 | 0 | 0 | 0 | 0 | 0 | 0 | 0 | 0 | 0 | 0 | 0 | 0 | 0 | 0 | 0 | 0 | 0 | 0 | 0 | 0 | 0 | 0 | 0 | 0 | 0 | 0 | 0 | 0 | 0 | 0 | 0 | 0 | 0 | 0 | 0 | 0 | 0 | 0 | 0 | 0 | 0 | 0 | 0 | 0 | 0 | 0 | 0 | 0 | 0 | 0 | 0 | 0 | 0 | 0 | 0 | 0 | 0 | 0 | 0 | 0 | 0 | 0 | 0 | 0 | 0 | 0 | 0 | 0 | 0 | 0 | 0 | 0 | 0 | 0 | 0 | 0 | 0 | 0 | 0 | 0 | 0 | 0 | 0 | 0 | 0 | 0 | 0 | 0 | 0 | 0 | 0 | 0 | 0 | 0
61.9a | Options impacting on unmeasured Household - USPL | [20 empty] | 0 | 0 | 0 | 0 | 0 | 0 | 0 | 0 | 0 | 0 | 0 | 0 | 0 | 0 | 0 | 0 | 0 | 0 | 0 | 0 | 0 | 0 | 0 | 0 | 0 | 0 | 0 | 0 | 0 | 0 | 0 | 0 | 0 | 0 | 0 | 0 | 0 | 0 | 0 | 0 | 0 | 0 | 0 | 0 | 0 | 0 | 0 | 0 | 0 | 0 | 0 | 0 | 0 | 0 | 0 | 0 | 0 | 0 | 0 | 0 | 0 | 0 | 0 | 0 | 0 | 0 | 0 | 0 | 0 | 0 | 0 | 0 | 0 | 0 | 0 | 0 | 0 | 0 | 0 | 0 | 0 | 0 | 0 | 0 | 0 | 0 | 0 | 0 | 0 | 0 | 0 | 0 | 0 | 0 | 0 | 0 | 0 | 0 | 0 | 0 | 0 | 0 | 0 | 0
58.1x | Enhanced Metering | EM001 | Metering other selective | Y | 2020-21 | Capacity | 3.1036 | 24424.3228 | 32540.7368 | 27932.6092 | -3181.6271 | 441.8786 | 19235.4332 | 76969.0307 | 234.5683 | 315.1327 | 3 | 3 | Gains in WAFU / Savings in demand | Input | Ml/d | 0.11209 | 0.26496 | 0.43539 | 0.63586 | 0.87186 | 0.74608 | 1.0158 | 1.3619 | 1.676 | 1.9984 | 2.619 | 2.8846 | 3.0446 | 3.1036 | 3.0862 | 3.0745 | 3.0631 | 3.0521 | 3.0414 | 3.0311 | 3.0212 | 3.0115 | 3.0022 | 2.9932 | 2.9844 | 2.9844 | 2.9844 | 2.9844 | 2.9844 | 2.9844 | 2.9844 | 2.9844 | 2.9844 | 2.9844 | 2.9844 | 2.9844 | 2.9844 | 2.9844 | 2.9844 | 2.9844 | 2.9844 | 2.9844 | 2.9844 | 2.9844 | 2.9844 | 2.9844 | 2.9844 | 2.9844 | 2.9844 | 2.9844 | 2.9844 | 2.9844 | 2.9844 | 2.9844 | 2.9844 | 2.9844 | 2.9844 | 2.9844 | 2.9844 | 2.9844 | 2.9844 | 2.9844 | 2.9844 | 2.9844 | 2.9844 | 2.9844 | 2.9844 | 2.9844 | 2.9844 | 2.9844 | 2.9844 | 2.9844 | 2.9844 | 2.9844 | 2.9844 | 2.9844 | 2.9844 | 2.9844 | 2.9844 | 2.9844 | 0 | 0 | 0 | 0 | 0 | 0 | 0 | 0 | 0 | 0 | 0 | 0 | 0 | 0 | 0 | 0 | 0 | 0 | 0 | 0 | 0 | 0 | 0 | 0
| This is a company wide decision, and the AIC reflects the company wide costs and demand benefits | [17 empty] | Fixed capex | Input | £000s | 456.0506 | 629.5752 | 636.6518 | 646.0003 | 1008.2386 | 2426.7119 | 1954.7485 | 2216.6715 | 2370.8476 | 2622.496 | 3396.6618 | 1972.9778 | 1322.9127 | 950.2826 | 0 | 118.9238 | 164.1735 | 166.0189 | 168.4567 | 262.9172 | 879.4674 | 850.2455 | 922.3743 | 967.6347 | 1229.1747 | 2198.2397 | 1571.7241 | 1543.8695 | 1530.0859 | 1418.3869 | 1956.0212 | 1231.266 | 881.5212 | 682.4206 | 262.9172 | 632.8107 | 509.7374 | 578.0387 | 618.2431 | 683.8651 | 1132.4001 | 854.9991 | 689.3099 | 597.1957 | 545.3096 | 1431.4201 | 1221.4066 | 1364.9141 | 1450.7386 | 1681.304 | 2469.9081 | 1576.8299 | 1293.5411 | 1132.207 | 683.8651 | 885.7434 | 514.491 | 344.9743 | 247.804 | 0 | 365.5805 | 504.6816 | 510.3544 | 517.8484 | 808.2268 | 1945.307 | 1566.9705 | 1776.9339 | 1900.525 | 2102.2519 | 2722.8408 | 1581.5835 | 1060.4767 | 761.7679 | 0 | 118.9238 | 164.1735 | 166.0189 | 168.4567 | 262.9172 | 0 | 0 | 0 | 0 | 0 | 0 | 0 | 0 | 0 | 0 | 0 | 0 | 0 | 0 | 0 | 0 | 0 | 0 | 0 | 0 | 0 | 0 | 0 | 0
[19 empty] | Variable capex | Input | £000s | 0 | 0 | 0 | 0 | 0 | 0 | 0 | 0 | 0 | 0 | 0 | 0 | 0 | 0 | 0 | 0 | 0 | 0 | 0 | 0 | 0 | 0 | 0 | 0 | 0 | 0 | 0 | 0 | 0 | 0 | 0 | 0 | 0 | 0 | 0 | 0 | 0 | 0 | 0 | 0 | 0 | 0 | 0 | 0 | 0 | 0 | 0 | 0 | 0 | 0 | 0 | 0 | 0 | 0 | 0 | 0 | 0 | 0 | 0 | 0 | 0 | 0 | 0 | 0 | 0 | 0 | 0 | 0 | 0 | 0 | 0 | 0 | 0 | 0 | 0 | 0 | 0 | 0 | 0 | 0 | 0 | 0 | 0 | 0 | 0 | 0 | 0 | 0 | 0 | 0 | 0 | 0 | 0 | 0 | 0 | 0 | 0 | 0 | 0 | 0 | 0 | 0 | 0 | 0
[19 empty] | Financing costs | Input | £000s | 0 | 0 | 0 | 0 | 0 | 0 | 0 | 0 | 0 | 0 | 0 | 0 | 0 | 0 | 0 | 0 | 0 | 0 | 0 | 0 | 0 | 0 | 0 | 0 | 0 | 0 | 0 | 0 | 0 | 0 | 0 | 0 | 0 | 0 | 0 | 0 | 0 | 0 | 0 | 0 | 0 | 0 | 0 | 0 | 0 | 0 | 0 | 0 | 0 | 0 | 0 | 0 | 0 | 0 | 0 | 0 | 0 | 0 | 0 | 0 | 0 | 0 | 0 | 0 | 0 | 0 | 0 | 0 | 0 | 0 | 0 | 0 | 0 | 0 | 0 | 0 | 0 | 0 | 0 | 0 | 0 | 0 | 0 | 0 | 0 | 0 | 0 | 0 | 0 | 0 | 0 | 0 | 0 | 0 | 0 | 0 | 0 | 0 | 0 | 0 | 0 | 0 | 0 | 0
[19 empty] | Fixed opex | Input | £000s | 10.6424 | 45.8585 | 90.6175 | 138.5505 | 190.2813 | 224.1065 | 359.8673 | 481.4673 | 611.9054 | 750.1349 | 928.1011 | 1107.5069 | 1212.2583 | 1277.9096 | 1319.3941 | 1318.2778 | 1317.1973 | 1316.1514 | 1315.139 | 1314.1622 | 1313.2167 | 1312.3015 | 1311.4156 | 1310.5581 | 1309.7313 | 1309.7313 | 1309.7313 | 1309.7313 | 1309.7313 | 1309.7313 | 1309.7313 | 1309.7313 | 1309.7313 | 1309.7313 | 1309.7313 | 1309.7313 | 1309.7313 | 1309.7313 | 1309.7313 | 1309.7313 | 1309.7313 | 1309.7313 | 1309.7313 | 1309.7313 | 1309.7313 | 1309.7313 | 1309.7313 | 1309.7313 | 1309.7313 | 1309.7313 | 1309.7313 | 1309.7313 | 1309.7313 | 1309.7313 | 1309.7313 | 1309.7313 | 1309.7313 | 1309.7313 | 1309.7313 | 1309.7313 | 1309.7313 | 1309.7313 | 1309.7313 | 1309.7313 | 1309.7313 | 1309.7313 | 1309.7313 | 1309.7313 | 1309.7313 | 1309.7313 | 1309.7313 | 1309.7313 | 1309.7313 | 1309.7313 | 1309.7313 | 1309.7313 | 1309.7313 | 1309.7313 | 1309.7313 | 1309.7313 | 0 | 0 | 0 | 0 | 0 | 0 | 0 | 0 | 0 | 0 | 0 | 0 | 0 | 0 | 0 | 0 | 0 | 0 | 0 | 0 | 0 | 0 | 0 | 0
[19 empty] | Variable opex | Input | £000s | 0 | 0 | 0 | 0 | 0 | 0 | 0 | 0 | 0 | 0 | 0 | 0 | 0 | 0 | 0 | 0 | 0 | 0 | 0 | 0 | 0 | 0 | 0 | 0 | 0 | 0 | 0 | 0 | 0 | 0 | 0 | 0 | 0 | 0 | 0 | 0 | 0 | 0 | 0 | 0 | 0 | 0 | 0 | 0 | 0 | 0 | 0 | 0 | 0 | 0 | 0 | 0 | 0 | 0 | 0 | 0 | 0 | 0 | 0 | 0 | 0 | 0 | 0 | 0 | 0 | 0 | 0 | 0 | 0 | 0 | 0 | 0 | 0 | 0 | 0 | 0 | 0 | 0 | 0 | 0 | 0 | 0 | 0 | 0 | 0 | 0 | 0 | 0 | 0 | 0 | 0 | 0 | 0 | 0 | 0 | 0 | 0 | 0 | 0 | 0 | 0 | 0 | 0 | 0
[19 empty] | Opex savings | Input | £000s | 3.0631 | 7.2406 | 14.1561 | 25.6154 | 38.1358 | 28.179 | 45.6541 | 66.4173 | 84.469 | 98.7841 | 135.3593 | 144.8853 | 150.3589 | 151.957 | 150.6298 | 149.5429 | 148.4909 | 147.4726 | 146.4869 | 145.5358 | 144.6153 | 143.7243 | 142.8617 | 142.0269 | 141.2219 | 141.2219 | 141.2219 | 141.2219 | 141.2219 | 141.2219 | 141.2219 | 141.2219 | 141.2219 | 141.2219 | 141.2219 | 141.2219 | 141.2219 | 141.2219 | 141.2219 | 141.2219 | 141.2219 | 141.2219 | 141.2219 | 141.2219 | 141.2219 | 141.2219 | 141.2219 | 141.2219 | 141.2219 | 141.2219 | 141.2219 | 141.2219 | 141.2219 | 141.2219 | 141.2219 | 141.2219 | 141.2219 | 141.2219 | 141.2219 | 141.2219 | 141.2219 | 141.2219 | 141.2219 | 141.2219 | 141.2219 | 141.2219 | 141.2219 | 141.2219 | 141.2219 | 141.2219 | 141.2219 | 141.2219 | 141.2219 | 141.2219 | 141.2219 | 141.2219 | 141.2219 | 141.2219 | 141.2219 | 141.2219 | 0 | 0 | 0 | 0 | 0 | 0 | 0 | 0 | 0 | 0 | 0 | 0 | 0 | 0 | 0 | 0 | 0 | 0 | 0 | 0 | 0 | 0 | 0 | 0
[19 empty] | Fixed env & social | Input | £000s | 0 | 0 | 0 | 0 | 0 | 0 | 0 | 0 | 0 | 0 | 0 | 0 | 0 | 0 | 0 | 0 | 0 | 0 | 0 | 0 | 0 | 0 | 0 | 0 | 0 | 0 | 0 | 0 | 0 | 0 | 0 | 0 | 0 | 0 | 0 | 0 | 0 | 0 | 0 | 0 | 0 | 0 | 0 | 0 | 0 | 0 | 0 | 0 | 0 | 0 | 0 | 0 | 0 | 0 | 0 | 0 | 0 | 0 | 0 | 0 | 0 | 0 | 0 | 0 | 0 | 0 | 0 | 0 | 0 | 0 | 0 | 0 | 0 | 0 | 0 | 0 | 0 | 0 | 0 | 0 | 0 | 0 | 0 | 0 | 0 | 0 | 0 | 0 | 0 | 0 | 0 | 0 | 0 | 0 | 0 | 0 | 0 | 0 | 0 | 0 | 0 | 0 | 0 | 0
[19 empty] | Variable env & social | Input | £000s | 365.3709 | 505.8322 | 501.2014 | 490.4115 | 766.0016 | 1837.1893 | 1521.124 | 1730.4865 | 1851.3685 | 2070.9453 | 2663.621 | 1550.85 | 1054.367 | 769.3464 | 40.3001 | 40.1465 | 39.9979 | 39.854 | 39.7147 | 39.5803 | 182.1588 | 236.3326 | 233.5458 | 228.2316 | 335.0335 | 755.6185 | 630.2829 | 710.5896 | 756.3815 | 840.838 | 1070.081 | 632.3503 | 436.8411 | 324.7713 | 38.9707 | 38.9707 | 38.9707 | 38.9707 | 38.9707 | 38.9707 | 181.6792 | 235.979 | 233.314 | 228.1178 | 335.0335 | 755.6185 | 630.2829 | 710.5896 | 756.3815 | 840.838 | 1070.081 | 632.3503 | 436.8411 | 324.7713 | 38.9707 | 38.9707 | 38.9707 | 38.9707 | 38.9707 | 38.9707 | 181.6792 | 235.979 | 233.314 | 228.1178 | 335.0335 | 755.6185 | 630.2829 | 710.5896 | 756.3815 | 840.838 | 1070.081 | 632.3503 | 436.8411 | 324.7713 | 38.9707 | 38.9707 | 38.9707 | 38.9707 | 38.9707 | 38.9707 | 0 | 0 | 0 | 0 | 0 | 0 | 0 | 0 | 0 | 0 | 0 | 0 | 0 | 0 | 0 | 0 | 0 | 0 | 0 | 0 | 0 | 0 | 0 | 0
[19 empty] | Fixed carbon costs | Input | £000s | 8.6436 | 11.5792 | 11.8285 | 12.3844 | 20.8836 | 67.8135 | 46.4416 | 51.2174 | 52.4355 | 66.7498 | 63.7598 | 39.2088 | 25.7823 | 18.198 | 0.98936 | 0.95259 | 0.91728 | 0.88336 | 0.85078 | 0.81949 | 1.8688 | 2.2002 | 2.2497 | 2.3692 | 3.7555 | 12.3679 | 8.4346 | 9.2197 | 9.3391 | 12.5096 | 12.2971 | 8.0542 | 5.4419 | 3.9602 | 0.56863 | 0.55206 | 0.53599 | 0.52037 | 0.50522 | 0.4905 | 1.1346 | 1.3448 | 1.3832 | 1.4652 | 2.3356 | 7.7291 | 5.2966 | 5.8178 | 5.9217 | 7.9706 | 6.8086 | 4.4594 | 3.0131 | 2.1927 | 0.31483 | 0.30566 | 0.29676 | 0.28812 | 0.27973 | 0.27158 | 0.6282 | 0.74457 | 0.76586 | 0.81124 | 1.2932 | 4.2794 | 2.9326 | 3.2212 | 3.2787 | 4.4131 | 3.7698 | 2.4691 | 1.6683 | 1.214 | 0.17432 | 0.24378 | 0.23784 | 0.23204 | 0.22638 | 0.22086 | 0 | 0 | 0 | 0 | 0 | 0 | 0 | 0 | 0 | 0 | 0 | 0 | 0 | 0 | 0 | 0 | 0 | 0 | 0 | 0 | 0 | 0 | 0 | 0
[19 empty] | Variable carbon costs | Input | £000s | 0 | 0 | 0 | 0 | 0 | 0 | 0 | 0 | 0 | 0 | 0 | 0 | 0 | 0 | 0 | 0 | 0 | 0 | 0 | 0 | 0 | 0 | 0 | 0 | 0 | 0 | 0 | 0 | 0 | 0 | 0 | 0 | 0 | 0 | 0 | 0 | 0 | 0 | 0 | 0 | 0 | 0 | 0 | 0 | 0 | 0 | 0 | 0 | 0 | 0 | 0 | 0 | 0 | 0 | 0 | 0 | 0 | 0 | 0 | 0 | 0 | 0 | 0 | 0 | 0 | 0 | 0 | 0 | 0 | 0 | 0 | 0 | 0 | 0 | 0 | 0 | 0 | 0 | 0 | 0 | 0 | 0 | 0 | 0 | 0 | 0 | 0 | 0 | 0 | 0 | 0 | 0 | 0 | 0 | 0 | 0 | 0 | 0 | 0 | 0 | 0 | 0 | 0 | 0
[19 empty] | Customer willingness to pay | Input | £000s | 0 | 0 | 0 | 0 | 0 | 0 | 0 | 0 | 0 | 0 | 0 | 0 | 0 | 0 | 0 | 0 | 0 | 0 | 0 | 0 | 0 | 0 | 0 | 0 | 0 | 0 | 0 | 0 | 0 | 0 | 0 | 0 | 0 | 0 | 0 | 0 | 0 | 0 | 0 | 0 | 0 | 0 | 0 | 0 | 0 | 0 | 0 | 0 | 0 | 0 | 0 | 0 | 0 | 0 | 0 | 0 | 0 | 0 | 0 | 0 | 0 | 0 | 0 | 0 | 0 | 0 | 0 | 0 | 0 | 0 | 0 | 0 | 0 | 0 | 0 | 0 | 0 | 0 | 0 | 0 | 0 | 0 | 0 | 0 | 0 | 0 | 0 | 0 | 0 | 0 | 0 | 0 | 0 | 0 | 0 | 0 | 0 | 0 | 0 | 0 | 0 | 0 | 0 | 0
[19 empty] | Total | Sum of above (excl WAFU) | £000s | 843.7707 | 1200.0856 | 1254.4553 | 1312.962 | 2023.5408 | 4584.0003 | 3927.8355 | 4546.26 | 4971.026 | 5609.1101 | 7187.5031 | 4815.4288 | 3765.6792 | 3167.6935 | 1511.3134 | 1627.8437 | 1670.7769 | 1670.3802 | 1670.648 | 1763.015 | 2521.327 | 2544.804 | 2612.4471 | 2650.8205 | 3018.917 | 4417.1792 | 3661.3948 | 3714.632 | 3746.7597 | 3722.6876 | 4489.3525 | 3322.6237 | 2774.7575 | 2462.1053 | 1753.4097 | 2123.2867 | 2000.1973 | 2068.483 | 2108.6722 | 2174.2795 | 2766.1671 | 2543.276 | 2374.9603 | 2277.7319 | 2333.632 | 3645.7208 | 3307.9394 | 3532.2746 | 3663.995 | 3981.0658 | 4997.7509 | 3664.5928 | 3184.3484 | 2910.1242 | 2174.1038 | 2375.9729 | 2004.7117 | 1835.1864 | 1738.0077 | 1490.1955 | 1998.8411 | 2192.3584 | 2195.3875 | 2197.7306 | 2595.5067 | 4156.1581 | 3651.1392 | 3941.6978 | 4111.1383 | 4398.4562 | 5247.6447 | 3667.3561 | 2949.9392 | 2538.7065 | 1490.0982 | 1609.0915 | 1654.3353 | 1656.1748 | 1658.607 | 1753.0619 | 0 | 0 | 0 | 0 | 0 | 0 | 0 | 0 | 0 | 0 | 0 | 0 | 0 | 0 | 0 | 0 | 0 | 0 | 0 | 0 | 0 | 0 | 0 | 0
61.10a | Options impacting on Void properties - USPL | [20 empty] | 0 | 0 | 0 | 0 | 0 | 0 | 0 | 0 | 0 | 0 | 0 | 0 | 0 | 0 | 0 | 0 | 0 | 0 | 0 | 0 | 0 | 0 | 0 | 0 | 0 | 0 | 0 | 0 | 0 | 0 | 0 | 0 | 0 | 0 | 0 | 0 | 0 | 0 | 0 | 0 | 0 | 0 | 0 | 0 | 0 | 0 | 0 | 0 | 0 | 0 | 0 | 0 | 0 | 0 | 0 | 0 | 0 | 0 | 0 | 0 | 0 | 0 | 0 | 0 | 0 | 0 | 0 | 0 | 0 | 0 | 0 | 0 | 0 | 0 | 0 | 0 | 0 | 0 | 0 | 0 | 0 | 0 | 0 | 0 | 0 | 0 | 0 | 0 | 0 | 0 | 0 | 0 | 0 | 0 | 0 | 0 | 0 | 0 | 0 | 0 | 0 | 0 | 0 | 0
RZCOSTSHERE
| Company: | Severn Trent Water
| Resource Zone Name: | Whitchurch and Wem
| Resource Zone Number: | 14
| Planning Scenario Name: | Dry Year Annual Average
| Chosen Level of Service: | No more than 3 in 100 Temporary Use Bans
Start dates | Option Categories
2020-21 | Aquifer recharge
2021-22 | Bulk supply
2022-23 | Conjunctive use
2023-24 | Desalination
2024-25 | Effluent reuse
2025-26 | GW enhancement
2026-27 | GW new
2027-28 | Reservoir enlargement
2028-29 | New reservoir
2029-30 | SW enhancement
2030-31 | SW new
2031-32
2032-33
2033-34 | Active leakage management
2034-35 | Mains repair
2035-36 | Mains replacement (not trunk mains)
2036-37 | Pressure management
2037-38 | Other leakage control
2038-39 | Trunk mains renewal
2039-40 | Pumps
2040-41 | Service reservoir
2041-42
2042-43
2043-44 | Water treatment works loss recovery
2044-45 | Water treatment works capacity increase
Cistern displacement device
Household water audit
Commercial water audit
Customer education / awareness
Other water efficiency
Metering optants
Metering change of occupancy
Metering compulsory
Metering other selective
Supply pipe repairs / replacement
Outdoor water efficiency devices
Retrofitting indoor water efficiency devices
Alternative tariffs
Collaborative R&D
Note on DW1: Author: At year 126 this drops to 2%
Note on V2: The original formulae assumed 80 whatever number was put here. The formulae in this sheet will take account of the number.
Note on X2: Cells X2:CY2 contain a factor to calculate NPV based on variable discount rate - please do not adjust
Note on CY2: Formula can be copied across to the right if appraisal period extends beyond 80 years

## 6. Preferred (Scenario Yr)
Table 6: Preferred list of water management options
DRY YEAR PLANNED GAINS IN WAFU OR SAVINGS IN DEMAND (Ml/d) - TO BE COMPLETED FOR ALL PREFERRED OPTIONS (WAFU gains for each year are individual year gains and not cumulative gains)
Row Ref | Option Name [Insert / delete non-numbered lines to suit] | Option Reference No. | Unit | Decimal places | 2016-17 | For info 2017-18 | For info 2018-19 | For info 2019-20 | 2020-21 | 2021-22 | 2022-23 | 2023-24 | 2024-25 | 2025-26 | 2026-27 | 2027-28 | 2028-29 | 2029-30 | 2030-31 | 2031-32 | 2032-33 | 2033-34 | 2034-35 | 2035-36 | 2036-37 | 2037-38 | 2038-39 | 2039-40 | 2040-41 | 2041-42 | 2042-43 | 2043-44 | 2044-45
58 | Resource Management | - | Ml/d | 2 | 0 | 0 | 0 | 0 | 0 | 0 | 0 | 0 | 0 | 0 | 0 | 0 | 0 | 0 | 0 | 0 | 0 | 0 | 0 | 0 | 0 | 0 | 0 | 0 | 0 | 0 | 0 | 0 | 0
58.1 | Increase raw water abstractions | - | Ml/d | 2 | 0 | 0 | 0 | 0 | 0 | 0 | 0 | 0 | 0 | 0 | 0 | 0 | 0 | 0 | 0 | 0 | 0 | 0 | 0 | 0 | 0 | 0 | 0 | 0 | 0 | 0 | 0 | 0 | 0
- |  |  | Ml/d | 2
- | (insert row above) | - | - |  | - | - | - | - | bar: 2020-21 to 2044-45
58.2 | Raw water imports | - | Ml/d | 2 | 0 | 0 | 0 | 0 | 0 | 0 | 0 | 0 | 0 | 0 | 0 | 0 | 0 | 0 | 0 | 0 | 0 | 0 | 0 | 0 | 0 | 0 | 0 | 0 | 0 | 0 | 0 | 0 | 0
- |  |  | Ml/d | 2
- | (insert row above) | - | - |  | - | - | - | - | bar: 2020-21 to 2044-45
58.3 | Potable water Imports (input reductions as -ve) | - | Ml/d | 2 | 0 | 0 | 0 | 0 | 0 | 0 | 0 | 0 | 0 | 0 | 0 | 0 | 0 | 0 | 0 | 0 | 0 | 0 | 0 | 0 | 0 | 0 | 0 | 0 | 0 | 0 | 0 | 0 | 0
- |  |  | Ml/d | 2
- | (insert row above) | - | - |  | - | - | - | - | bar: 2020-21 to 2044-45
58.4 | Reduce raw water losses and operational use (input as -ve) | - | Ml/d | 2 | 0 | 0 | 0 | 0 | 0 | 0 | 0 | 0 | 0 | 0 | 0 | 0 | 0 | 0 | 0 | 0 | 0 | 0 | 0 | 0 | 0 | 0 | 0 | 0 | 0 | 0 | 0 | 0 | 0
- |  |  | Ml/d | 2
- | (insert row above) | - | - |  | - | - | - | - | bar: 2020-21 to 2044-45
58.5 | Reduced raw water export (including non potable supplies) |  | Ml/d | 2 | 0 | 0 | 0 | 0 | 0 | 0 | 0 | 0 | 0 | 0 | 0 | 0 | 0 | 0 | 0 | 0 | 0 | 0 | 0 | 0 | 0 | 0 | 0 | 0 | 0 | 0 | 0 | 0 | 0
58.51 | Reduce raw water exports (input as -ve) | - | Ml/d | 2 | 0 | 0 | 0 | 0 | 0 | 0 | 0 | 0 | 0 | 0 | 0 | 0 | 0 | 0 | 0 | 0 | 0 | 0 | 0 | 0 | 0 | 0 | 0 | 0 | 0 | 0 | 0 | 0 | 0
- |  |  | Ml/d | 2
- | (insert row above) | - | - |  | - | - | - | - | bar: 2020-21 to 2044-45
58.52 | Reduce non potable supplies (input as -ve) | - | Ml/d | 2 | 0 | 0 | 0 | 0 | 0 | 0 | 0 | 0 | 0 | 0 | 0 | 0 | 0 | 0 | 0 | 0 | 0 | 0 | 0 | 0 | 0 | 0 | 0 | 0 | 0 | 0 | 0 | 0 | 0
- |  |  | Ml/d | 2
- | (insert row above) | - | - |  | - | - | - | - | bar: 2020-21 to 2044-45
58.6 | Reduce potable water exports (input as -ve) | - | Ml/d |  | 0 | 0 | 0 | 0 | 0 | 0 | 0 | 0 | 0 | 0 | 0 | 0 | 0 | 0 | 0 | 0 | 0 | 0 | 0 | 0 | 0 | 0 | 0 | 0 | 0 | 0 | 0 | 0 | 0
- |  |  | Ml/d | 2
- | (insert row above) | - | - |  | - | - | - | - | bar: 2020-21 to 2044-45
58.7 | Other options to increase deployable output | - | Ml/d |  | 0 | 0 | 0 | 0 | 0 | 0 | 0 | 0 | 0 | 0 | 0 | 0 | 0 | 0 | 0 | 0 | 0 | 0 | 0 | 0 | 0 | 0 | 0 | 0 | 0 | 0 | 0 | 0 | 0
- |  |  | Ml/d | 2
- | (insert row above) | - | - |  | - | - | - | - | bar: 2020-21 to 2044-45
59 | Distribution Side Management | - |  |  | 0 | 0 | 0 | 0 | 0 | 0 | 0 | 0 | 0 | -0.0888 | -0.1776 | -0.2664 | -0.3552 | -0.43301 | -0.50848 | -0.58396 | -0.65944 | -0.73492 | -0.8104 | -0.85318 | -0.89595 | -0.93872 | -0.98149 | -1.0243 | -1.0628 | -1.1013 | -1.1397 | -1.1782 | -1.2167
59.1 | Reduce distribution losses (input as -ve) | - | Ml/d | 2 | 0 | 0 | 0 | 0 | 0 | 0 | 0 | 0 | 0 | -0.0888 | -0.1776 | -0.2664 | -0.3552 | -0.43301 | -0.50848 | -0.58396 | -0.65944 | -0.73492 | -0.8104 | -0.85318 | -0.89595 | -0.93872 | -0.98149 | -1.0243 | -1.0628 | -1.1013 | -1.1397 | -1.1782 | -1.2167
| Leakage Reduction | ALC2 | Ml/d | 2 |  |  |  |  | 0 | 0 | 0 | 0 | 0 | -0.0888 | -0.1776 | -0.2664 | -0.3552 | -0.43301 | -0.50848 | -0.58396 | -0.65944 | -0.73492 | -0.8104 | -0.85318 | -0.89595 | -0.93872 | -0.98149 | -1.0243 | -1.0628 | -1.1013 | -1.1397 | -1.1782 | -1.2167
- | (insert row above) | - | - |  | - | - | - | - | bar: 2020-21 to 2044-45
59.2 | Reduce distribution system operational use (DSOU) (input as -ve) | - | Ml/d | 2 | 0 | 0 | 0 | 0 | 0 | 0 | 0 | 0 | 0 | 0 | 0 | 0 | 0 | 0 | 0 | 0 | 0 | 0 | 0 | 0 | 0 | 0 | 0 | 0 | 0 | 0 | 0 | 0 | 0
- |  |  | Ml/d | 2
- | (insert row above) | - | - |  | - | - | - | - | bar: 2020-21 to 2044-45
60 | Production Side Management, Specify Below.... | - |  | 2 | 0 | 0 | 0 | 0 | 0 | 0 | 0 | 0 | 0 | 0 | 0 | 0 | 0 | 0 | 0 | 0 | 0 | 0 | 0 | 0 | 0 | 0 | 0 | 0 | 0 | 0 | 0 | 0 | 0
60.1 | Reduce treatment works losses (input as -ve) | - | Ml/d | 2 | 0 | 0 | 0 | 0 | 0 | 0 | 0 | 0 | 0 | 0 | 0 | 0 | 0 | 0 | 0 | 0 | 0 | 0 | 0 | 0 | 0 | 0 | 0 | 0 | 0 | 0 | 0 | 0 | 0
- |  |  | Ml/d | 2
- | (insert row above) | - | - |  | - | - | - | - | bar: 2020-21 to 2044-45
60.2 | Reduce outages (input as -ve) | - | Ml/d | 2 | 0 | 0 | 0 | 0 | 0 | 0 | 0 | 0 | 0 | 0 | 0 | 0 | 0 | 0 | 0 | 0 | 0 | 0 | 0 | 0 | 0 | 0 | 0 | 0 | 0 | 0 | 0 | 0 | 0
- |  |  | Ml/d | 2
- | (insert row above) | - | - |  | - | - | - | - | bar: 2020-21 to 2044-45
61 | Customer Side Management | - |  | 2 | 0 | 0 | 0 | 0 | 0 | 0 | 0 | 0 | 0 | 0 | 0 | 0 | 0 | -0.11383 | -0.11373 | -0.11364 | -0.11363 | -0.10371 | -0.10384 | -0.094132 | -0.093478 | -0.093887 | -0.093331 | -0.083856 | -0.083432 | -0.074063 | -0.073757 | -0.073504 | -0.06413
61.1 | Change volume delivered to measured non households (input reductions as -ve) | - | Ml/d | 2 | 0 | 0 | 0 | 0 | 0 | 0 | 0 | 0 | 0 | 0 | 0 | 0 | 0 | 0 | 0 | 0 | 0 | 0 | 0 | 0 | 0 | 0 | 0 | 0 | 0 | 0 | 0 | 0 | 0
- |  |  | Ml/d | 2
- | (insert row above) | - | - |  | - | - | - | - | bar: 2020-21 to 2044-45
61.2 | Change volume delivered to unmeasured non households (input reductions as -ve) | - | Ml/d | 2 | 0 | 0 | 0 | 0 | 0 | 0 | 0 | 0 | 0 | 0 | 0 | 0 | 0 | 0 | 0 | 0 | 0 | 0 | 0 | 0 | 0 | 0 | 0 | 0 | 0 | 0 | 0 | 0 | 0
- |  |  | Ml/d | 2
- | (insert row above) | - | - |  | - | - | - | - | bar: 2020-21 to 2044-45
61.3 | Change volume delivered to measured households (input reductions as -ve) | - | Ml/d | 2 | 0 | 0 | 0 | 0 | 0 | 0 | 0 | 0 | 0 | 0 | 0 | 0 | 0 | 1.3055 | 1.2746 | 1.2438 | 1.2137 | 1.1945 | 1.1656 | 1.1482 | 1.1223 | 1.096 | 1.071 | 1.0557 | 1.0319 | 1.0176 | 0.99485 | 0.97257 | 0.9582
|  |  | Ml/d | 2
| Enhanced metering | EM001 | Ml/d | 2 |  |  |  |  | 0 | 0 | 0 | 0 | 0 | 0 | 0 | 0 | 0 | 1.3055 | 1.2746 | 1.2438 | 1.2137 | 1.1945 | 1.1656 | 1.1482 | 1.1223 | 1.096 | 1.071 | 1.0557 | 1.0319 | 1.0176 | 0.99485 | 0.97257 | 0.9582
- | (insert row above) | - | - |  | - | - | - | - | bar: 2020-21 to 2044-45
61.4 | Change volume delivered to unmeasured households (input reductions as -ve) | - | Ml/d | 2 | 0 | 0 | 0 | 0 | 0 | 0 | 0 | 0 | 0 | 0 | 0 | 0 | 0 | -1.4084 | -1.3773 | -1.3465 | -1.3164 | -1.2872 | -1.2585 | -1.2314 | -1.2048 | -1.1789 | -1.1533 | -1.1286 | -1.1044 | -1.0807 | -1.0576 | -1.0351 | -1.0113
| Enhanced metering | EM001 | Ml/d | 2 |  |  |  |  | 0 | 0 | 0 | 0 | 0 | 0 | 0 | 0 | 0 | -1.4084 | -1.3773 | -1.3465 | -1.3164 | -1.2872 | -1.2585 | -1.2314 | -1.2048 | -1.1789 | -1.1533 | -1.1286 | -1.1044 | -1.0807 | -1.0576 | -1.0351 | -1.0113
- | (insert row above) | - | - |  | - | - | - | - | bar: 2020-21 to 2044-45
61.5 | Options to reduce water taken unbilled (input as -ve) | - | Ml/d | 2 | 0 | 0 | 0 | 0 | 0 | 0 | 0 | 0 | 0 | 0 | 0 | 0 | 0 | 0 | 0 | 0 | 0 | 0 | 0 | 0 | 0 | 0 | 0 | 0 | 0 | 0 | 0 | 0 | 0
- |  |  | Ml/d | 2
- | (insert row above) | - | - |  | - | - | - | - | bar: 2020-21 to 2044-45
61.6 | Options impacting on measured Non Household - USPL (input reductions as -ve) |  | l/pr | 2 | 0 | 0 | 0 | 0 | 0 | 0 | 0 | 0 | 0 | 0 | 0 | 0 | 0 | 0 | 0 | 0 | 0 | 0 | 0 | 0 | 0 | 0 | 0 | 0 | 0 | 0 | 0 | 0 | 0
- |  |  | Ml/d | 2
- | (insert row above) | - | - |  | - | - | - | - | bar: 2020-21 to 2044-45
61.7 | Options impacting on unmeasured Non Household - USPL (input reductions as -ve) |  | l/pr | 2 | 0 | 0 | 0 | 0 | 0 | 0 | 0 | 0 | 0 | 0 | 0 | 0 | 0 | 0 | 0 | 0 | 0 | 0 | 0 | 0 | 0 | 0 | 0 | 0 | 0 | 0 | 0 | 0 | 0
- |  |  | Ml/d | 2
- | (insert row above) | - | - |  | - | - | - | - | bar: 2020-21 to 2044-45
61.8 | Options impacting on measured Household - USPL (input reductions as -ve) |  | l/pr | 2 | 0 | 0 | 0 | 0 | 0 | 0 | 0 | 0 | 0 | 0 | 0 | 0 | 0 | 0.10535 | 0.10319 | 0.10107 | 0.098991 | 0.096948 | 0.094943 | 0.092972 | 0.091037 | 0.089136 | 0.08727 | 0.085436 | 0.083634 | 0.081865 | 0.080127 | 0.07842 | 0.076742
- | Enhanced metering | EM001 | Ml/d | 2 |  |  |  |  | 0 | 0 | 0 | 0 | 0 | 0 | 0 | 0 | 0 | 0.10535 | 0.10319 | 0.10107 | 0.098991 | 0.096948 | 0.094943 | 0.092972 | 0.091037 | 0.089136 | 0.08727 | 0.085436 | 0.083634 | 0.081865 | 0.080127 | 0.07842 | 0.076742
- | (insert row above) | - | - |  | - | - | - | - | bar: 2020-21 to 2044-45
61.9 | Options impacting on unmeasured Household - USPL (input reductions as -ve) |  | l/pr | 2 | 0 | 0 | 0 | 0 | 0 | 0 | 0 | 0 | 0 | 0 | 0 | 0 | 0 | -0.11634 | -0.11418 | -0.11207 | -0.10999 | -0.10794 | -0.10594 | -0.10397 | -0.10203 | -0.10013 | -0.098266 | -0.096432 | -0.094631 | -0.092861 | -0.091123 | -0.089416 | -0.087739
- | Enhanced metering | EM001 | Ml/d | 2 |  |  |  |  | 0 | 0 | 0 | 0 | 0 | 0 | 0 | 0 | 0 | -0.11634 | -0.11418 | -0.11207 | -0.10999 | -0.10794 | -0.10594 | -0.10397 | -0.10203 | -0.10013 | -0.098266 | -0.096432 | -0.094631 | -0.092861 | -0.091123 | -0.089416 | -0.087739
- | (insert row above) | - | - |  | - | - | - | - | bar: 2020-21 to 2044-45
61.1 | Options impacting on Void properties - USPL (input reductions as -ve) |  | l/pr | 2 | 0 | 0 | 0 | 0 | 0 | 0 | 0 | 0 | 0 | 0 | 0 | 0 | 0 | 0 | 0 | 0 | 0 | 0 | 0 | 0 | 0 | 0 | 0 | 0 | 0 | 0 | 0 | 0 | 0
- |  |  | Ml/d | 2
- | (insert row above) | - | - |  | - | - | - | - | bar: 2020-21 to 2044-45
| Company: | Severn Trent Water
| Resource Zone Name: | Whitchurch and Wem
| Resource Zone Number: | 14
| Planning Scenario Name: | Dry Year Annual Average
| Chosen Level of Service: | No more than 3 in 100 Temporary Use Bans

## 7. FP Supply
Table 7: Final planning water supply
| Row Ref | Component | Derivation | Unit | Decimal places | 2016-17 | For info 2017-18 | For info 2018-19 | For info 2019-20 | 2020-21 | 2021-22 | 2022-23 | 2023-24 | 2024-25 | 2025-26 | 2026-27 | 2027-28 | 2028-29 | 2029-30 | 2030-31 | 2031-32 | 2032-33 | 2033-34 | 2034-35 | 2035-36 | 2036-37 | 2037-38 | 2038-39 | 2039-40 | 2040-41 | 2041-42 | 2042-43 | 2043-44 | 2044-45
Resources | 1FP | Raw Water Abstracted | 1BL | Ml/d | 2 | 10.6 | 10.6 | 10.6 | 10.6 | 10.6 | 10.6 | 10.6 | 10.6 | 10.6 | 10.6 | 10.6 | 10.6 | 10.6 | 10.6 | 10.6 | 10.6 | 10.6 | 10.6 | 10.6 | 10.6 | 10.6 | 10.6 | 10.6 | 10.6 | 10.6 | 10.6 | 10.6 | 10.6 | 10.6
| 2FP | Raw Water Imported | 2BL+ (6. Preferred scenario ref 58.2) | Ml/d | 2 | 0 | 0 | 0 | 0 | 0 | 0 | 0 | 0 | 0 | 0 | 0 | 0 | 0 | 0 | 0 | 0 | 0 | 0 | 0 | 0 | 0 | 0 | 0 | 0 | 0 | 0 | 0 | 0 | 0
| - | - | - | - | 2 | - | - | - | - | bar: 2020-21 to 2044-45
| - | - | - | - | 2 | - | - | - | - | bar: 2020-21 to 2044-45
| - | - | - | - | 2 | - | - | - | - | bar: 2020-21 to 2044-45
| 3FP | Potable Water Imported | 3BL+ (6. Preferred scenario ref 58.3) | Ml/d | 2 | 0 | 0 | 0 | 0 | 0 | 0 | 0 | 0 | 0 | 0 | 0 | 0 | 0 | 0 | 0 | 0 | 0 | 0 | 0 | 0 | 0 | 0 | 0 | 0 | 0 | 0 | 0 | 0 | 0
| - | - | - | - | 2 | - | - | - | - | bar: 2020-21 to 2044-45
| - | - | - | - | 2 | - | - | - | - | bar: 2020-21 to 2044-45
| - | - | - | - | 2 | - | - | - | - | bar: 2020-21 to 2044-45
| - | - | - | - | 2 | - | - | - | - | bar: 2020-21 to 2044-45
Resource (and process) losses | 5FP | Raw Water Exported (raw exports and non potable uses) | 5BL+ (6. Preferred scenario ref 58.5) | Ml/d | 2 | 0 | 0 | 0 | 0 | 0 | 0 | 0 | 0 | 0 | 0 | 0 | 0 | 0 | 0 | 0 | 0 | 0 | 0 | 0 | 0 | 0 | 0 | 0 | 0 | 0 | 0 | 0 | 0 | 0
| - | - | - | - | 2 | - | - | - | - | bar: 2020-21 to 2044-45
| - | - | - | - | 2 | - | - | - | - | bar: 2020-21 to 2044-45
| - | - | - | - | 2 | - | - | - | - | bar: 2020-21 to 2044-45
| 6FP | Potable Water Exported | 6BL+ (6. Preferred scenario ref 58.6) | Ml/d | 2 | 0 | 0 | 0 | 0 | 0 | 0 | 0 | 0 | 0 | 0 | 0 | 0 | 0 | 0 | 0 | 0 | 0 | 0 | 0 | 0 | 0 | 0 | 0 | 0 | 0 | 0 | 0 | 0 | 0
| - | - | - | - | 2 | - | - | - | - | bar: 2020-21 to 2044-45
| - | - | - | - | 2 | - | - | - | - | bar: 2020-21 to 2044-45
| - | - | - | - | 2 | - | - | - | - | bar: 2020-21 to 2044-45
| 7FP | Deployable Output | 7BL+ 8BL+ (6. Preferred scenario ref 58.7) + (6. Preferred scenario ref 58.1) |  | 2 | 10.6 | 10.6 | 10.6 | 10.6 | 10.6 | 10.6 | 10.6 | 10.6 | 10.6 | 10.6 | 10.6 | 10.6 | 10.6 | 10.6 | 9.51 | 9.51 | 9.51 | 9.51 | 9.51 | 9.51 | 9.51 | 9.51 | 9.51 | 9.51 | 9.51 | 9.51 | 9.51 | 9.51 | 9.51
| - | - | - | - | 2 | bar: 2020-21 to 2044-45
| - | - | - | - | 2 | - | - | - | - | bar: 2020-21 to 2044-45
| - | - | - | - | 2 | - | - | - | - | bar: 2020-21 to 2044-45
| - | - | - | - | 2 | - | - | - | - | bar: 2020-21 to 2044-45
| - | - | - | - | 2 | - | - | - | - | bar: 2020-21 to 2044-45
| 9FP | Raw water losses, treatment works losses and operational use | 9BL+ (6. Preferred scenario ref 60.1)+(6. Preferred scenario ref 58.4) | Ml/d | 2 | 0 | 0 | 0 | 0 | 0 | 0 | 0 | 0 | 0 | 0 | 0 | 0 | 0 | 0 | 0 | 0 | 0 | 0 | 0 | 0 | 0 | 0 | 0 | 0 | 0 | 0 | 0 | 0 | 0
| 10FP | Outage allowance | 10BL+ (6. Preferred scenario ref 60.2) | Ml/d | 2 | 0.04 | 0.04 | 0.04 | 0.04 | 0.04 | 0.04 | 0.04 | 0.04 | 0.04 | 0.04 | 0.04 | 0.04 | 0.04 | 0.04 | 0.04 | 0.04 | 0.04 | 0.04 | 0.04 | 0.04 | 0.04 | 0.04 | 0.04 | 0.04 | 0.04 | 0.04 | 0.04 | 0.04 | 0.04
|  | Company: | Severn Trent Water
|  | Resource Zone Name: | Whitchurch and Wem
|  | Resource Zone Number: | 14
|  | Planning Scenario Name: | Dry Year Annual Average
|  | Chosen Level of Service: | No more than 3 in 100 Temporary Use Bans

## 8. FP Demand
Table 8: Final planning water demand
| Row Ref | Component | Derivation / Impact of preferred options | Unit | Decimal places | 2016-17 | For info 2017-18 | For info 2018-19 | For info 2019-20 | 2020-21 | 2021-22 | 2022-23 | 2023-24 | 2024-25 | 2025-26 | 2026-27 | 2027-28 | 2028-29 | 2029-30 | 2030-31 | 2031-32 | 2032-33 | 2033-34 | 2034-35 | 2035-36 | 2036-37 | 2037-38 | 2038-39 | 2039-40 | 2040-41 | 2041-42 | 2042-43 | 2043-44 | 2044-45
Consumption | 19FP | Water Delivered Measured Non Household | Calculated BL+Preferred options | Ml/d | 2 | 2.1422 | 2.1505 | 2.1506 | 2.1511 | 2.1447 | 2.1513 | 2.1549 | 2.1581 | 2.1533 | 2.1576 | 2.1559 | 2.1541 | 2.1464 | 2.1502 | 2.1485 | 2.1469 | 2.1393 | 2.1428 | 2.1401 | 2.1369 | 2.1275 | 2.1306 | 2.1282 | 2.1259 | 2.1178 | 2.1213 | 2.1192 | 2.117 | 2.1092
| 20FP | Water Delivered Unmeasured Non Household | Calculated BL+Preferred options | Ml/d | 2 | 0.031488 | 0.031488 | 0.031488 | 0.031488 | 0.031488 | 0.031488 | 0.031488 | 0.031488 | 0.031488 | 0.031488 | 0.031488 | 0.031488 | 0.031488 | 0.031488 | 0.031488 | 0.031488 | 0.031488 | 0.031488 | 0.031488 | 0.031488 | 0.031488 | 0.031488 | 0.031488 | 0.031488 | 0.031488 | 0.031488 | 0.031488 | 0.031488 | 0.031488
| 21FP | Water Delivered Measured Household | Calculated BL+Preferred options | Ml/d | 2 | 1.9565 | 2.0072 | 2.0582 | 2.1111 | 2.1596 | 2.2102 | 2.2609 | 2.311 | 2.3602 | 2.4095 | 2.4565 | 2.5031 | 2.549 | 4.0056 | 4.0082 | 4.0118 | 4.0152 | 4.0289 | 4.0318 | 4.0477 | 4.0552 | 4.0616 | 4.0678 | 4.0838 | 4.0903 | 4.1057 | 4.1124 | 4.1189 | 4.1347
| 22FP | Water Delivered Unmeasured Household | Calculated BL+Preferred options | Ml/d | 2 | 2.05 | 2.0015 | 1.9545 | 1.9098 | 1.8652 | 1.8219 | 1.7805 | 1.7401 | 1.7008 | 1.6629 | 1.6268 | 1.5919 | 1.5578 | 0 | 0 | 0 | 0 | -1.6653e-16 | 0 | 0 | -1.3878e-16 | 0 | 0 | 0 | 0 | 1.5266e-16 | 0 | 0 | -1.1102e-16
| 23FP | Measured Non Household - Consumption | 19FP-34FP | Ml/d | 2 | 2.1168 | 2.1251 | 2.1252 | 2.1257 | 2.1193 | 2.1259 | 2.1295 | 2.1327 | 2.1279 | 2.1323 | 2.1306 | 2.1287 | 2.1211 | 2.1248 | 2.1232 | 2.1215 | 2.1139 | 2.1174 | 2.1147 | 2.1116 | 2.1022 | 2.1052 | 2.1028 | 2.1005 | 2.0925 | 2.096 | 2.0938 | 2.0917 | 2.0839
| 24FP | Unmeasured Non Household - Consumption | 20FP-35FP | Ml/d | 2 | 0.030524 | 0.030524 | 0.030524 | 0.030524 | 0.030524 | 0.030524 | 0.030524 | 0.030524 | 0.030524 | 0.030524 | 0.030524 | 0.030524 | 0.030524 | 0.030524 | 0.030524 | 0.030524 | 0.030524 | 0.030524 | 0.030524 | 0.030524 | 0.030524 | 0.030524 | 0.030524 | 0.030524 | 0.030524 | 0.030524 | 0.030524 | 0.030524 | 0.030524
| 25FP | Measured Household - Consumption | 21FP-36FP | Ml/d | 2 | 1.7913 | 1.8396 | 1.8883 | 1.9389 | 1.9851 | 2.0336 | 2.0822 | 2.1302 | 2.1774 | 2.2247 | 2.2698 | 2.3145 | 2.3585 | 3.7079 | 3.7109 | 3.7148 | 3.7185 | 3.7326 | 3.7359 | 3.7521 | 3.7599 | 3.7666 | 3.7732 | 3.7895 | 3.7963 | 3.8119 | 3.8188 | 3.8254 | 3.8415
| 26FP | Unmeasured Household - Consumption | 22FP-37FP | Ml/d | 2 | 1.9015 | 1.8557 | 1.8114 | 1.7695 | 1.7274 | 1.6867 | 1.6478 | 1.6099 | 1.5731 | 1.5375 | 1.5037 | 1.4711 | 1.4393 | 0 | 0 | 0 | 0 | -1.6653e-16 | 0 | 0 | -1.3878e-16 | 0 | 0 | 0 | 0 | 1.5266e-16 | 0 | 0 | -1.1102e-16
| 27 - | Percentage of consumption driven by climate change | n/a in FP | - | 1 | - | - | - | - | bar: 2020-21 to 2044-45
| 28 - | Volume of consumption driven by climate change | n/a in FP | - | 1 | - | - | - | - | bar: 2020-21 to 2044-45
PCC and consumption by component | 29FP | Measured Household - PCC | (25FP*1,000,000)/(51FP*1,000) | l/h/d | 1 | 123.6 | 123.2 | 122.9 | 122.8 | 122.5 | 122.3 | 122.3 | 122.3 | 122.3 | 122.4 | 122.5 | 122.6 | 122.8 | 124 | 123.8 | 123.5 | 123.3 | 123.4 | 123.2 | 123.4 | 123.4 | 123.3 | 123.2 | 123.5 | 123.4 | 123.6 | 123.6 | 123.5 | 123.7
| 29.1FP | Measured toilet flushing | Input brief explanation here | l/h/d | 1 | 28.0805 | 27.2821 | 26.5226 | 25.7976 | 25.1068 | 24.4456 | 23.8115 | 23.2023 | 22.6167 | 22.0509 | 21.5023 | 20.9687 | 20.4503 | 20.1422 | 20.1338 | 20.1263 | 20.1183 | 20.1089 | 20.1003 | 20.0918 | 20.0836 | 20.0741 | 20.0651 | 20.0536 | 20.0415 | 20.0284 | 20.0143 | 19.9992 | 19.9831
| 29.2FP | Measured personal washing | Input brief explanation here | l/h/d | 1 | 52.1391 | 53.1215 | 54.0971 | 55.0688 | 56.0377 | 57.0199 | 58 | 58.9819 | 59.9661 | 60.9514 | 61.9278 | 62.9032 | 63.8834 | 65.4448 | 65.5388 | 65.6369 | 65.7336 | 65.8256 | 65.9202 | 66.0154 | 66.1115 | 66.2039 | 66.2977 | 66.3835 | 66.4672 | 66.5479 | 66.6251 | 66.6991 | 66.7696
| 29.3FP | Measured clothes washing | Input brief explanation here | l/h/d | 1 | 15.3544 | 15.27 | 15.1882 | 15.1091 | 15.0328 | 14.9619 | 14.8933 | 14.8275 | 14.7646 | 14.7039 | 14.6431 | 14.5834 | 14.526 | 14.6595 | 14.5622 | 14.4654 | 14.368 | 14.2693 | 14.1708 | 14.0721 | 13.9733 | 13.8733 | 13.7734 | 13.6715 | 13.5689 | 13.4654 | 13.3609 | 13.2555 | 13.1492
| 29.4FP | Measured dish washing | Input brief explanation here | l/h/d | 1 | 12.0952 | 12.1059 | 12.1154 | 12.1241 | 12.1323 | 12.1432 | 12.1538 | 12.1646 | 12.1759 | 12.1873 | 12.1968 | 12.2059 | 12.2158 | 12.3965 | 12.404 | 12.4123 | 12.4203 | 12.4274 | 12.435 | 12.4426 | 12.4504 | 12.4575 | 12.4648 | 12.4706 | 12.4759 | 12.4807 | 12.4848 | 12.4883 | 12.4911
| 29.5FP | Measured miscellaneous internal use | Input brief explanation here | l/h/d | 1 | 14.5021 | 14.4332 | 14.3693 | 14.3098 | 14.2563 | 14.2074 | 14.1629 | 14.1225 | 14.0866 | 14.0539 | 14.0252 | 13.9991 | 13.9762 | 13.445 | 13.4521 | 13.4591 | 13.4661 | 13.4723 | 13.4792 | 13.4865 | 13.4938 | 13.5006 | 13.5078 | 13.5136 | 13.5192 | 13.5243 | 13.5289 | 13.5331 | 13.5366
| 29.6FP | Measured external use | Input brief explanation here | l/h/d | 1 | 1.4308 | 1.4734 | 1.5154 | 1.557 | 1.5983 | 1.6394 | 1.6803 | 1.721 | 1.7616 | 1.8021 | 1.8425 | 1.8828 | 1.9232 | 1.9753 | 2.0143 | 2.0526 | 2.0905 | 2.1279 | 2.1649 | 2.2014 | 2.2374 | 2.2729 | 2.3079 | 2.3424 | 2.3764 | 2.41 | 2.443 | 2.4756 | 2.5077
| 29.7BL | Measured water efficiency savings | Input brief explanation here | l/h/d | 1 | -0.0021276 | -0.48622 | -0.90813 | -1.1664 | -1.6642 | -2.1174 | -2.4018 | -2.7199 | -3.0716 | -3.3495 | -3.6377 | -3.9431 | -4.1749 | -4.0632 | -4.3051 | -4.6527 | -4.8968 | -4.8313 | -5.0703 | -4.9098 | -4.95 | -5.0822 | -5.2167 | -4.9353 | -5.0492 | -4.8568 | -4.8571 | -4.9509 | -4.7373
| 30FP | Unmeasured Household - PCC | (26FP*1,000,000)/(52FP*1,000) | l/h/d | 1 | 137.1 | 136.9 | 136.7 | 136.7 | 136.4 | 136.3 | 136.2 | 136.1 | 136 | 136 | 135.9 | 135.8 | 135.8 | - | - | - | - | - | - | - | - | - | - | - | - | - | - | - | -
| 30.1FP | Unmeasured toilet flushing | Input brief explanation here | l/h/d | 1 | 30.9233 | 30.1877 | 29.4411 | 28.6865 | 27.9267 | 27.1736 | 26.4143 | 25.6517 | 24.8861 | 24.1166 | 23.3365 | 22.5519 | 21.7663 | - | - | - | - | - | - | - | - | - | - | - | - | - | - | - | -
| 30.2FP | Unmeasured personal washing | Input brief explanation here | l/h/d | 1 | 57.2054 | 58.1601 | 59.1031 | 60.0382 | 60.9704 | 61.9257 | 62.8768 | 63.8294 | 64.7842 | 65.7387 | 66.6734 | 67.6032 | 68.5379 | - | - | - | - | - | - | - | - | - | - | - | - | - | - | - | -
| 30.3FP | Unmeasured clothes washing | Input brief explanation here | l/h/d | 1 | 16.5187 | 16.4532 | 16.3831 | 16.3097 | 16.2344 | 16.1643 | 16.0918 | 16.0187 | 15.945 | 15.8703 | 15.7899 | 15.7075 | 15.6256 | - | - | - | - | - | - | - | - | - | - | - | - | - | - | - | -
| 30.4FP | Unmeasured dish washing | Input brief explanation here | l/h/d | 1 | 13.0625 | 13.0793 | 13.0928 | 13.1039 | 13.1137 | 13.1279 | 13.1404 | 13.1527 | 13.1648 | 13.1762 | 13.1831 | 13.1886 | 13.1946 | - | - | - | - | - | - | - | - | - | - | - | - | - | - | - | -
| 30.5FP | Unmeasured miscellaneous internal use | Input brief explanation here | l/h/d | 1 | 17.916 | 17.9529 | 17.9853 | 18.0144 | 18.0418 | 18.0752 | 18.1065 | 18.1374 | 18.1682 | 18.198 | 18.2217 | 18.2434 | 18.266 | - | - | - | - | - | - | - | - | - | - | - | - | - | - | - | -
| 30.6FP | Unmeasured external use | Input brief explanation here | l/h/d | 1 | 1.429 | 1.4762 | 1.5229 | 1.5692 | 1.6152 | 1.6616 | 1.7077 | 1.7536 | 1.7994 | 1.845 | 1.89 | 1.9348 | 1.9795 | - | - | - | - | - | - | - | - | - | - | - | - | - | - | - | -
| 30.7BL | Unmeasured water efficiency savings | Input brief explanation here | l/h/d | 1 | 0.045133 | -0.40944 | -0.82834 | -1.0218 | -1.5023 | -1.8283 | -2.1375 | -2.4435 | -2.7476 | -2.9448 | -3.1945 | -3.4294 | -3.57 | - | - | - | - | - | - | - | - | - | - | - | - | - | - | - | -
| 31FP | Average Household - PCC | ((25FP+26FP)*1,000,000))/(51FP+52FP*1,000) | l/h/d | 1 | 130.1819 | 129.7303 | 129.3136 | 129.0162 | 128.5711 | 128.2818 | 128.0552 | 127.8556 | 127.7026 | 127.6 | 127.5148 | 127.4597 | 127.4512 | 124.0335 | 123.7615 | 123.5213 | 123.2883 | 123.3867 | 123.1674 | 123.4038 | 123.3657 | 123.2877 | 123.2431 | 123.4775 | 123.4142 | 123.6377 | 123.575 | 123.5061 | 123.7362
| 32FP | Water Taken Unbilled | Calculated BL+Preferred options | Ml/d | 1 | 0.20922 | 0.20922 | 0.20922 | 0.20922 | 0.20922 | 0.20922 | 0.20922 | 0.20922 | 0.20922 | 0.20922 | 0.20922 | 0.20922 | 0.20922 | 0.20922 | 0.20922 | 0.20922 | 0.20922 | 0.20922 | 0.20922 | 0.20922 | 0.20922 | 0.20922 | 0.20922 | 0.20922 | 0.20922 | 0.20922 | 0.20922 | 0.20922 | 0.20922
| 33FP | Distribution System Operational Use | Calculated BL+Preferred options | Ml/d | 1 | 0.02467 | 0.02467 | 0.02467 | 0.02467 | 0.02467 | 0.02467 | 0.02467 | 0.02467 | 0.02467 | 0.02467 | 0.02467 | 0.02467 | 0.02467 | 0.02467 | 0.02467 | 0.02467 | 0.02467 | 0.02467 | 0.02467 | 0.02467 | 0.02467 | 0.02467 | 0.02467 | 0.02467 | 0.02467 | 0.02467 | 0.02467 | 0.02467 | 0.02467
Leakage | 34FP | Measured Non Household - USPL | Calculated BL+Preferred options | Ml/d | 2 | 0.025366 | 0.025366 | 0.025366 | 0.025366 | 0.025366 | 0.025366 | 0.025366 | 0.025366 | 0.025366 | 0.025366 | 0.025366 | 0.025366 | 0.025366 | 0.025366 | 0.025366 | 0.025366 | 0.025366 | 0.025366 | 0.025366 | 0.025366 | 0.025366 | 0.025366 | 0.025366 | 0.025366 | 0.025366 | 0.025366 | 0.025366 | 0.025366 | 0.025366
| 35FP | Unmeasured Non Household - USPL | Calculated BL+Preferred options | Ml/d | 2 | 0.0009636 | 0.0009636 | 0.0009636 | 0.0009636 | 0.0009636 | 0.0009636 | 0.0009636 | 0.0009636 | 0.0009636 | 0.0009636 | 0.0009636 | 0.0009636 | 0.0009636 | 0.0009636 | 0.0009636 | 0.0009636 | 0.0009636 | 0.0009636 | 0.0009636 | 0.0009636 | 0.0009636 | 0.0009636 | 0.0009636 | 0.0009636 | 0.0009636 | 0.0009636 | 0.0009636 | 0.0009636 | 0.0009636
| 36FP | Measured Household - USPL | Calculated BL+Preferred options | Ml/d | 2 | 0.16529 | 0.16759 | 0.1699 | 0.17221 | 0.17442 | 0.17659 | 0.17872 | 0.18079 | 0.18281 | 0.18479 | 0.18674 | 0.18865 | 0.19052 | 0.29771 | 0.29734 | 0.29699 | 0.29664 | 0.2963 | 0.29596 | 0.29562 | 0.29528 | 0.29495 | 0.29462 | 0.2943 | 0.29398 | 0.29379 | 0.2936 | 0.29341 | 0.29323
| 37FP | Unmeasured Household - USPL | Calculated BL+Preferred options | Ml/d | 2 | 0.14851 | 0.1458 | 0.14308 | 0.14037 | 0.13776 | 0.13519 | 0.13268 | 0.1302 | 0.12777 | 0.12539 | 0.12304 | 0.12077 | 0.11853 | 0 | 0 | 0 | 0 | 0 | 0 | 0 | 0 | 0 | 0 | 0 | 0 | 0 | 0 | 0 | 0
| 38FP | Void Properties - USPL | Calculated BL+Preferred options | Ml/d | 2 | 0.025366 | 0.025366 | 0.025366 | 0.025366 | 0.025366 | 0.025366 | 0.025366 | 0.025366 | 0.025366 | 0.025366 | 0.025366 | 0.025366 | 0.025366 | 0.025366 | 0.025366 | 0.025366 | 0.025366 | 0.025366 | 0.025366 | 0.025366 | 0.025366 | 0.025366 | 0.025366 | 0.025366 | 0.025366 | 0.025366 | 0.025366 | 0.025366 | 0.025366
| 39FP | Distribution Losses | Calculated BL+Preferred options | Ml/d | 2 | 2.6845 | 2.6551 | 2.6256 | 2.5963 | 2.5961 | 2.5965 | 2.5969 | 2.5973 | 2.5977 | 2.5093 | 2.4209 | 2.3325 | 2.2441 | 2.1666 | 2.0915 | 2.0164 | 1.9412 | 1.8661 | 1.7909 | 1.7485 | 1.7061 | 1.6636 | 1.6212 | 1.5787 | 1.5406 | 1.5023 | 1.464 | 1.4257 | 1.3873
| 40FP | Total Leakage | Sum(34FP:39FP) | Ml/d | 2 | 3.05 | 3.0201 | 2.9903 | 2.9605 | 2.96 | 2.96 | 2.96 | 2.96 | 2.96 | 2.8712 | 2.7824 | 2.6936 | 2.6048 | 2.516 | 2.4405 | 2.365 | 2.2896 | 2.2141 | 2.1386 | 2.0958 | 2.0531 | 2.0103 | 1.9675 | 1.9247 | 1.8862 | 1.8478 | 1.8093 | 1.7708 | 1.7323
| 41FP | Total Leakage | (40FP*1,000,000)/(48FP*1,000) | l/prop/d | 2 | 214.6532 | 210.3129 | 206.0922 | 201.9645 | 199.9355 | 197.8565 | 195.8452 | 193.8771 | 191.9778 | 184.4162 | 177.1588 | 170.0588 | 163.0953 | 156.2592 | 150.3607 | 144.4531 | 138.6468 | 132.9391 | 127.3277 | 123.7411 | 120.1868 | 116.6925 | 113.2567 | 109.8779 | 106.7968 | 103.7661 | 100.7843 | 97.8505 | 94.9633
Customer: Properties | 42FP | Measured Non Household - Properties | Input (total, excluding voids) | 000's | 2 | 1.0396 | 1.0436 | 1.0476 | 1.0516 | 1.0556 | 1.0596 | 1.0635 | 1.0675 | 1.0715 | 1.0755 | 1.0795 | 1.0834 | 1.0874 | 1.0914 | 1.0954 | 1.0993 | 1.1033 | 1.1073 | 1.1113 | 1.1152 | 1.1192 | 1.1232 | 1.1272 | 1.1311 | 1.1351 | 1.1391 | 1.143 | 1.147 | 1.151
| 43FP | Unmeasured Non Household - Properties | Input (total, excluding voids) | 000's | 2 | 0.03718 | 0.036566 | 0.035953 | 0.035339 | 0.034726 | 0.034112 | 0.033498 | 0.032885 | 0.032271 | 0.031658 | 0.031044 | 0.03043 | 0.029817 | 0.029203 | 0.02859 | 0.027976 | 0.027362 | 0.026749 | 0.026135 | 0.025522 | 0.024908 | 0.024294 | 0.023681 | 0.023067 | 0.022454 | 0.02184 | 0.021226 | 0.020613 | 0.019999
| 44FP | All void non-households - properties | Input (voids in each year) | 000's | 2 | 0.22439 | 0.22439 | 0.22439 | 0.22439 | 0.22439 | 0.22439 | 0.22439 | 0.22439 | 0.22439 | 0.22439 | 0.22439 | 0.22439 | 0.22439 | 0.22439 | 0.22439 | 0.22439 | 0.22439 | 0.22439 | 0.22439 | 0.22439 | 0.22439 | 0.22439 | 0.22439 | 0.22439 | 0.22439 | 0.22439 | 0.22439 | 0.22439 | 0.22439
| 45FP | Measured Household - Properties (excl voids) | Pre-plan year = input. Forecast years = Previous year 45FP + sum(45.1FP:45.6FP) | 000's | 2 | 6.5665 | 6.815 | 7.0617 | 7.3079 | 7.5471 | 7.7939 | 8.037 | 8.2782 | 8.5153 | 8.7503 | 8.9696 | 9.1843 | 9.3957 | 14.023 | 14.1493 | 14.2872 | 14.4251 | 14.5629 | 14.7008 | 14.8386 | 14.9802 | 15.1219 | 15.2635 | 15.405 | 15.5466 | 15.6881 | 15.8296 | 15.9711 | 16.1126
| 45.1FP | New properties | Input (new builds in each year) | 000's | 2 | 0.15461 | 0.15177 | 0.14983 | 0.14944 | 0.14634 | 0.15573 | 0.15373 | 0.15344 | 0.15098 | 0.15055 | 0.13638 | 0.13332 | 0.13152 | 0.13009 | 0.12785 | 0.13943 | 0.13937 | 0.13932 | 0.13926 | 0.13921 | 0.14301 | 0.14296 | 0.14292 | 0.14287 | 0.14282 | 0.14278 | 0.14274 | 0.1427 | 0.14265
| 45.2FP | Meter optants - properties | Input (meter optants in each year) | 000's | 2 | 0.101 | 0.098819 | 0.09878 | 0.098741 | 0.094739 | 0.092962 | 0.09122 | 0.089514 | 0.087844 | 0.086203 | 0.084593 | 0.083016 | 0.081473 | 0.079955 | 0 | 0 | 0 | 0 | 0 | 0 | 0 | 0 | 0 | 0 | 0 | 0 | 0 | 0 | 0
| 45.3FP | Compulsory metering - properties | Input (compulsory meters in each year) | 000's | 2 | 0 | 0 | 0 | 0 | 0 | 0 | 0 | 0 | 0 | 0 | 0 | 0 | 0 | 4.4188 | 0 | 0 | 0 | 0 | 0 | 0 | 0 | 0 | 0 | 0 | 0 | 0 | 0 | 0 | 0
| 45.4FP | Metering on change of occupancy - properties | Input (change of occupancy meters in each year) | 000's | 2 | 0 | 0 | 0 | 0 | 0 | 0 | 0 | 0 | 0 | 0 | 0 | 0 | 0 | 0 | 0 | 0 | 0 | 0 | 0 | 0 | 0 | 0 | 0 | 0 | 0 | 0 | 0 | 0 | 0
| 45.5FP | Selective metering properties | Input (selective meters in each year) | 000's | 2 | 0 | 0 | 0 | 0 | 0 | 0 | 0 | 0 | 0 | 0 | 0 | 0 | 0 | 0 | 0 | 0 | 0 | 0 | 0 | 0 | 0 | 0 | 0 | 0 | 0 | 0 | 0 | 0 | 0
| 45.6FP | Other changes to existing metering - properties | Input (other changes to meters in each year) | 000's | 2 | 0 | -0.002048 | -0.0019987 | -0.0019514 | -0.0019075 | -0.001857 | -0.0018144 | -0.0017723 | -0.0017342 | -0.0016958 | -0.0016773 | -0.0016484 | -0.0016194 | -0.0015912 | -0.0015657 | -0.001516 | -0.0014866 | -0.0014581 | -0.0014303 | -0.0014033 | -0.0013685 | -0.0013425 | -0.0013172 | -0.0012926 | -0.0012687 | -0.0012455 | -0.0012229 | -0.0012009 | -0.0011795
| 45.7FP | Measured void households - properties | Input (voids in each year) | 000's | 2 | 0.41636 | 0.41636 | 0.41636 | 0.41636 | 0.41636 | 0.41636 | 0.41636 | 0.41636 | 0.41636 | 0.41636 | 0.41636 | 0.41636 | 0.41636 | 0.73346 | 0.73346 | 0.73346 | 0.73346 | 0.73346 | 0.73346 | 0.73346 | 0.73346 | 0.73346 | 0.73346 | 0.73346 | 0.73346 | 0.73346 | 0.73346 | 0.73346 | 0.73346
| 46FP | Unmeasured households - properties (excl void) | Input (total) | 000's | 2 | 5.6078 | 5.5071 | 5.4065 | 5.306 | 5.2096 | 5.1149 | 5.0221 | 4.9309 | 4.8415 | 4.7538 | 4.6677 | 4.5832 | 4.5002 | 0 | 0 | 0 | 0 | 0 | 0 | 0 | 0 | 0 | 0 | 0 | 0 | 0 | 0 | 0 | 0
| 47FP | Unmeasured void households - properties | Input (voids in each year) | 000's | 2 | 0.3171 | 0.3171 | 0.3171 | 0.3171 | 0.3171 | 0.3171 | 0.3171 | 0.3171 | 0.3171 | 0.3171 | 0.3171 | 0.3171 | 0.3171 | 0 | 0 | 0 | 0 | 0 | 0 | 0 | 0 | 0 | 0 | 0 | 0 | 0 | 0 | 0 | 0
| 48FP | Total Resource Zone Properties (incl voids) | SUM(42FP:45FP)+45.7FP+46FP+47FP | 000's | 2 | 14.209 | 14.3602 | 14.5096 | 14.6587 | 14.8048 | 14.9603 | 15.114 | 15.2674 | 15.4184 | 15.5691 | 15.7057 | 15.8392 | 15.971 | 16.1015 | 16.2311 | 16.3724 | 16.5136 | 16.6548 | 16.796 | 16.9372 | 17.0822 | 17.2272 | 17.3721 | 17.5171 | 17.662 | 17.8069 | 17.9518 | 18.0966 | 18.2414
Customer: Population | 49FP | Measured Non Household - Population | Input (total) | 000's | 2 | 0.825 | 0.825 | 0.825 | 0.825 | 0.825 | 0.825 | 0.825 | 0.825 | 0.825 | 0.825 | 0.825 | 0.825 | 0.825 | 0.825 | 0.825 | 0.825 | 0.825 | 0.825 | 0.825 | 0.825 | 0.825 | 0.825 | 0.825 | 0.825 | 0.825 | 0.825 | 0.825 | 0.825 | 0.825
| 50FP | Unmeasured Non Household - Population | Input (total) | 000's | 2 | 0 | 0 | 0 | 0 | 0 | 0 | 0 | 0 | 0 | 0 | 0 | 0 | 0 | 0 | 0 | 0 | 0 | 0 | 0 | 0 | 0 | 0 | 0 | 0 | 0 | 0 | 0 | 0 | 0
| 51FP | Measured Household - Population | Input (total) | 000's | 2 | 14.4921 | 14.9287 | 15.3624 | 15.7946 | 16.2108 | 16.6248 | 17.0294 | 17.4248 | 17.8059 | 18.1794 | 18.5295 | 18.8707 | 19.1988 | 29.8944 | 29.9839 | 30.0739 | 30.1612 | 30.2514 | 30.3315 | 30.405 | 30.4779 | 30.5516 | 30.616 | 30.6895 | 30.7607 | 30.8313 | 30.9025 | 30.9738 | 31.0459
| 52FP | Unmeasured Household - Population | Input (total) | 000's | 2 | 13.8739 | 13.5551 | 13.2477 | 12.9488 | 12.6647 | 12.3766 | 12.0986 | 11.8275 | 11.5628 | 11.3054 | 11.0634 | 10.8295 | 10.5994 | 0 | 0 | 0 | 0 | 0 | 0 | 0 | 0 | 0 | 0 | 0 | 0 | 0 | 0 | 0 | 0
| 53FP | Total Resource Zone Population | 49FP+Sum(50FP:52FP) | 000's | 2 | 29.191 | 29.3088 | 29.4351 | 29.5684 | 29.7005 | 29.8263 | 29.953 | 30.0772 | 30.1937 | 30.3097 | 30.4179 | 30.5252 | 30.6232 | 30.7194 | 30.8089 | 30.8989 | 30.9862 | 31.0764 | 31.1565 | 31.23 | 31.3029 | 31.3766 | 31.441 | 31.5145 | 31.5857 | 31.6563 | 31.7275 | 31.7988 | 31.8709
Occupancy | 54FP | Measured Household - Occupancy Rate (average) (excl voids) | 51FP/45FP | h/prop | 1 | 2.207 | 2.1906 | 2.1755 | 2.1613 | 2.148 | 2.1331 | 2.1189 | 2.1049 | 2.0911 | 2.0776 | 2.0658 | 2.0547 | 2.0434 | 2.1318 | 2.1191 | 2.105 | 2.0909 | 2.0773 | 2.0633 | 2.049 | 2.0345 | 2.0204 | 2.0058 | 1.9922 | 1.9786 | 1.9653 | 1.9522 | 1.9394 | 1.9268
| 55FP | Unmeasured Household - Occupancy Rate | 52BL/46BL | h/prop | 1 | 2.474 | 2.4614 | 2.4503 | 2.4404 | 2.4311 | 2.4197 | 2.4091 | 2.3986 | 2.3882 | 2.3782 | 2.3702 | 2.3629 | 2.3553 | - | - | - | - | - | - | - | - | - | - | - | - | - | - | - | -
Metering | 56FP | Total Household Metering penetration (excl. voids) | 45FP/45FP+46FP | % | 0 | 53.94% | 55.31% | 56.64% | 57.94% | 59.16% | 60.38% | 61.54% | 62.67% | 63.75% | 64.8% | 65.77% | 66.71% | 67.61% | 100% | 100% | 100% | 100% | 100% | 100% | 100% | 100% | 100% | 100% | 100% | 100% | 100% | 100% | 100% | 100%
| 57FP | Total Household Metering penetration (incl. voids) | 45FP/(45FP+45.7FP+46FP+47FP) | % | 0 | 50.87% | 52.2% | 53.49% | 54.75% | 55.95% | 57.13% | 58.27% | 59.37% | 60.43% | 61.46% | 62.42% | 63.34% | 64.22% | 95.03% | 95.07% | 95.12% | 95.16% | 95.2% | 95.25% | 95.29% | 95.33% | 95.37% | 95.41% | 95.46% | 95.49% | 95.53% | 95.57% | 95.61% | 95.65%
|  | Company: | Severn Trent Water
|  | Resource Zone Name: | Whitchurch and Wem
|  | Resource Zone Number: | 14
|  | Planning Scenario Name: | Dry Year Annual Average
|  | Chosen Level of Service: | No more than 3 in 100 Temporary Use Bans
Note on U21: STW: 100% metering
Note on U60: STW: 100% metering

## 9. FP SDB
Table 9: Final planning water supply
| Row Ref | Component | Derivation | Unit | Decimal places | 2016-17 | For info 2017-18 | For info 2018-19 | For info 2019-20 | 2020-21 | 2021-22 | 2022-23 | 2023-24 | 2024-25 | 2025-26 | 2026-27 | 2027-28 | 2028-29 | 2029-30 | 2030-31 | 2031-32 | 2032-33 | 2033-34 | 2034-35 | 2035-36 | 2036-37 | 2037-38 | 2038-39 | 2039-40 | 2040-41 | 2041-42 | 2042-43 | 2043-44 | 2044-45
SDB | 11FP | Distribution Input | 19FP+20FP+21FP+22FP+32FP+33FP+38FP+39FP | Ml/d | 2 | 9.124 | 9.1049 | 9.0796 | 9.0591 | 9.0563 | 9.0706 | 9.0839 | 9.0972 | 9.1028 | 9.0301 | 8.9509 | 8.8723 | 8.7881 | 8.6132 | 8.539 | 8.4657 | 8.3864 | 8.3285 | 8.2536 | 8.2239 | 8.1796 | 8.1466 | 8.108 | 8.0791 | 8.0394 | 8.02 | 7.9862 | 7.9523 | 7.922
| 12FP | Water Available For Use (own sources) | 7FP-(9FP+10FP) | Ml/d | 2 | 10.56 | 10.56 | 10.56 | 10.56 | 10.56 | 10.56 | 10.56 | 10.56 | 10.56 | 10.56 | 10.56 | 10.56 | 10.56 | 10.56 | 9.47 | 9.47 | 9.47 | 9.47 | 9.47 | 9.47 | 9.47 | 9.47 | 9.47 | 9.47 | 9.47 | 9.47 | 9.47 | 9.47 | 9.47
| 13FP | Total Water Available For Use | 12FP+(2FP+3FP)-(5FP+6FP) | Ml/d | 2 | 10.56 | 10.56 | 10.56 | 10.56 | 10.56 | 10.56 | 10.56 | 10.56 | 10.56 | 10.56 | 10.56 | 10.56 | 10.56 | 10.56 | 9.47 | 9.47 | 9.47 | 9.47 | 9.47 | 9.47 | 9.47 | 9.47 | 9.47 | 9.47 | 9.47 | 9.47 | 9.47 | 9.47 | 9.47
| 14FP | Target headroom (climate change component) | Input | Ml/d | 2 | 0 | 0 | 0 | 0 | 0 | 0 | 0 | 0 | 0 | 0 | 0 | 0 | 0 | 0 | 0 | 0 | 0 | 0 | 0 | 0 | 0 | 0 | 0 | 0 | 0 | 0 | 0 | 0 | 0
| 15FP | Target headroom (All other components) | Input | Ml/d | 2 | 0.38826 | 0.37312 | 0.36075 | 0.34474 | 0.34262 | 0.3278 | 0.32772 | 0.30725 | 0.30663 | 0.29211 | 0.28603 | 0.29375 | 0.28372 | 0.29254 | 0.2963 | 0.29639 | 0.28182 | 0.29495 | 0.29817 | 0.30523 | 0.30729 | 0.3127 | 0.31268 | 0.3199 | 0.31608 | 0.32435 | 0.32664 | 0.33682 | 0.3328
| 16FP | Target Headroom | 14FP+15FP | Ml/d | 2 | 0.38826 | 0.37312 | 0.36075 | 0.34474 | 0.34262 | 0.3278 | 0.32772 | 0.30725 | 0.30663 | 0.29211 | 0.28603 | 0.29375 | 0.28372 | 0.29254 | 0.2963 | 0.29639 | 0.28182 | 0.29495 | 0.29817 | 0.30523 | 0.30729 | 0.3127 | 0.31268 | 0.3199 | 0.31608 | 0.32435 | 0.32664 | 0.33682 | 0.3328
| 17FP | Available Headroom | 13FP-11FP | Ml/d | 2 | 1.436 | 1.4551 | 1.4804 | 1.5009 | 1.5037 | 1.4894 | 1.4761 | 1.4628 | 1.4572 | 1.5299 | 1.6091 | 1.6877 | 1.7719 | 1.9468 | 0.93104 | 1.0043 | 1.0836 | 1.1415 | 1.2164 | 1.2461 | 1.2904 | 1.3234 | 1.362 | 1.3909 | 1.4306 | 1.45 | 1.4838 | 1.5177 | 1.548
| 18FP | Supply Demand Balance | 17FP-16FP | Ml/d | 2 | 1.0478 | 1.082 | 1.1197 | 1.1562 | 1.1611 | 1.1616 | 1.1484 | 1.1555 | 1.1506 | 1.2378 | 1.3231 | 1.394 | 1.4882 | 1.6543 | 0.63474 | 0.70786 | 0.8018 | 0.84655 | 0.91825 | 0.94087 | 0.98315 | 1.0107 | 1.0494 | 1.071 | 1.1145 | 1.1256 | 1.1571 | 1.1809 | 1.2152
|  | Company: | Severn Trent Water
|  | Resource Zone Name: | Whitchurch and Wem
|  | Resource Zone Number: | 14
|  | Planning Scenario Name: | Dry Year Annual Average
|  | Chosen Level of Service: | No more than 3 in 100 Temporary Use Bans

## 10. Drought plan links
Table 10: Drought plan links and Deployable Output Overview
10.1 Planning scenarios |  |  |  |  | 10.2 Water resources management plan | [7 empty] | 10.3 Drought plan | [5 empty] | 10.4 Demand
Drought Scenarios | Drought Description | Drought Severity | Plan in which scenario is used (highlights overlaps) |  | WRMP DO of Sources (not including drought measures) | WRMP Additional Yield from Drought Supply Measures (eg drought permits or orders) |  |  | WRMP Impact on DO of drought plan Demand Restrictions (eg TUBs) |  |  | WRMP DO Levels of Service | Drought Plan Additional Yield from Further Supply Measures (eg drought permits or orders) |  |  | Drought Plan Impact on DO of Further Demand Restrictions (eg TUBs) |  |  | Unrestricted Demand | Restricted Demand
|  |  | WRMP | Drought Plan | DO (Ml/d) | Description | Marginal Benefit (Ml/d) | DO (Ml/d) | Description | Marginal Benefit (Ml/d) | DO (Ml/d) | DO (Ml/d) | Description | Marginal Benefit (Ml/d) | DO (Ml/d) | Description | Marginal Benefit (Ml/d) | DO (Ml/d) | Ml/d | Ml/d
Historic Droughts | 0 | 0 | 0 | 0 | 0 | (6) | 0 | 0 | (6) | 0 | 0 | 0 | (6) | 0 | 0 | (6) | 0 | 0 | 0 | 0
| 0 | 0 | 0 | 0 | 0 | (6) | 0 | 0 | (6) | 0 | 0 | 0 | (6) | 0 | 0 | (6) | 0 | 0 | 0 | 0
Additional Drought Scenarios | 0 | 0 | 0 | 0 | 0 | (6) | 0 | 0 | (6) | 0 | 0 | 0 | (6) | 0 | 0 | (6) | 0 | 0 | 0 | 0
| 0 | 0 | 0 | 0 | 0 | (6) | 0 | 0 | (6) | 0 | 0 | 0 | (6) | 0 | 0 | (6) | 0 | 0 | 0 | 0
Reported DO for WRMP tables highlighted in yellow
10.5 Summary report
WRMP DO Overview | [8 empty] | Drought Plan Overview
No drought resilience narrative was carried out for this WRZ as identified under our drought vulnerability assessment see Appendix A9 in the narrative for more information. | [8 empty] | N/A
Additional Drought Scenarios | [8 empty] | Drought Supply Measures and Demand Restrictions Further Details
N/A | [8 empty] | List individual measures used in scenario e.g. (6) No data entered- N/A for the WRZ
Impact on Supply Demand
N/A
Demands
N/A