## TITLE PAGE
Water Resources Planning Tables 2019
v11 - August 2016 integrating updates up to v15 - June 2018
All queries on the content of this workbook should be sent to:
water-company-plan@environment-agency.gov.uk
Water resource zone information
Company: |  | Severn Trent Water
Resource Zone Name: |  | Wolverhampton |  |  |  | Data validation: Cell D20
Resource Zone Number: |  | 15 |  |  |  | Dry Year Annual Average
Planning Scenario Name: |  | Dry Year Annual Average | DYAA | Normal Year Annual Average |  | Dry Year Critical Period
Chosen Level of Service: |  | No more than 3 in 100 Temporary Use Bans |  |  |  | Dry Year Annual Average - benchmarking data
Base Year: |  | 2016-17 |  |  |  | Dry Year Critical Period - benchmarking data
Responsible Officer: |  | Marcus O'Kane | Signed: | Marcus O'Kane | Dated:
Version: |  | 1 |  | [Digital signature is acceptable]
Key to cells
Clear cells - indicate an input is required
Yellow shaded cells - indicates a formula.
Blue shaded cells - indicate base year data.
Light grey shaded cells - indicate preceding years.
Dark grey cells - indicate that no data entry is required.
Worksheet |  | Content
WRZ summary |  | Supply-Demand Balance and components
1. BL Licences |  | Baseline water resources
2. BL Supply |  | Baseline water supplies
3. BL Demand |  | Baseline demand
4. BL SDB |  | Baseline supply demand balance
5. Feasible options |  | Fixed and Variable costs, Net Present Value, AIC and AISC of all feasible options - confidential
6. Preferred options |  | High level costs of preferred options (Dry Year) - publicly available
7. FP Supply |  | Final Planning water supplies (impact of Scenario options)
8. FP Demand |  | Final Planning demand (impact of Scenario options)
9. FP SDB |  | Final Planning supply demand balance
10. Drought plan links |  | Drought plan links
11. Drought plan links graph |  | Drought plan links graph

## WRZ summary
Summary graphs of water resources planning tables data
DERIVATION | DESCRIPTION | UNITS | 2016-17 | For info 2017-18 | For info 2018-19 | For info 2019-20 | 2020-21 | 2021-22 | 2022-23 | 2023-24 | 2024-25 | 2025-26 | 2026-27 | 2027-28 | 2028-29 | 2029-30 | 2030-31 | 2031-32 | 2032-33 | 2033-34 | 2034-35 | 2035-36 | 2036-37 | 2037-38 | 2038-39 | 2039-40 | 2040-41 | 2041-42 | 2042-43 | 2043-44 | 2044-45
SUPPLY
13BL | Total water available for use | Ml/d | 66.707 | 66.707 | 66.707 | 66.707 | 66.707 | 66.707 | 66.707 | 66.707 | 66.707 | 66.707 | 66.707 | 66.707 | 66.707 | 66.707 | 66.707 | 66.707 | 66.707 | 66.707 | 66.707 | 66.707 | 66.707 | 66.707 | 66.707 | 66.707 | 66.707 | 66.707 | 66.707 | 66.707 | 66.707
13FP | Total water available for use | Ml/d | 66.707 | 66.707 | 66.707 | 66.707 | 66.707 | 66.707 | 66.707 | 66.707 | 66.707 | 66.707 | 66.707 | 66.707 | 66.707 | 66.707 | 66.707 | 66.707 | 66.707 | 66.707 | 66.707 | 66.707 | 66.707 | 66.707 | 66.707 | 66.707 | 66.707 | 66.707 | 66.707 | 66.707 | 66.707
| DEMAND |  | 0
26BL | Unmeasured household consumption | Ml/d | 21.074 | 20.6369 | 20.2076 | 19.7877 | 19.3737 | 18.9861 | 18.6133 | 18.2519 | 17.8971 | 17.5636 | 17.2363 | 16.917 | 16.6053 | 16.3016 | 15.9924 | 15.6976 | 15.4108 | 15.1309 | 14.8547 | 14.5949 | 14.3427 | 14.0936 | 13.8478 | 13.6075 | 13.3721 | 13.1406 | 12.9139 | 12.691 | 12.4472
26FP | Unmeasured household consumption | Ml/d | 21.074 | 20.6369 | 20.2076 | 19.7877 | 19.3737 | 18.9861 | 18.6133 | 18.2519 | 17.8971 | 17.5636 | 10.5163 | 3.477 | -1.9984e-15 | 0 | 0 | 0 | 0 | 0 | 0 | 0 | 0 | 0 | 0 | 0 | 0 | 0 | 0 | 0 | 0
25BL | Measured household consumption | Ml/d | 10.1072 | 10.5207 | 10.9407 | 11.3785 | 11.7743 | 12.1758 | 12.5693 | 12.9625 | 13.352 | 13.7258 | 14.1035 | 14.4816 | 14.8599 | 15.2396 | 15.5608 | 15.857 | 16.152 | 16.4447 | 16.7306 | 17.0316 | 17.3346 | 17.6319 | 17.9238 | 18.2144 | 18.5029 | 18.7881 | 19.0717 | 19.3521 | 19.6623
25FP | Measured household consumption | Ml/d | 10.1072 | 10.5207 | 10.9407 | 11.3785 | 11.7743 | 12.1758 | 12.5693 | 12.9625 | 13.352 | 13.7258 | 20.0735 | 26.4316 | 29.6466 | 29.792 | 29.8739 | 29.9259 | 29.9937 | 30.0665 | 30.1168 | 30.2181 | 30.319 | 30.4172 | 30.5128 | 30.6131 | 30.7067 | 30.8106 | 30.9172 | 31.0151 | 31.1117
23BL+24BL | Non-household consumption | Ml/d | 9.8684 | 9.8819 | 9.8812 | 9.9012 | 9.9035 | 9.9657 | 10.0082 | 10.0501 | 10.0579 | 10.1086 | 10.1303 | 10.1517 | 10.1454 | 10.1927 | 10.2152 | 10.2385 | 10.2339 | 10.2825 | 10.303 | 10.3237 | 10.3168 | 10.3661 | 10.3885 | 10.4113 | 10.4067 | 10.4584 | 10.4828 | 10.5075 | 10.5045
23FP+24FP | Non-household consumption | Ml/d | 9.8684 | 9.8819 | 9.8812 | 9.9012 | 9.9035 | 9.9657 | 10.0082 | 10.0501 | 10.0579 | 10.1086 | 10.1303 | 10.1517 | 10.1454 | 10.1927 | 10.2152 | 10.2385 | 10.2339 | 10.2825 | 10.303 | 10.3237 | 10.3168 | 10.3661 | 10.3885 | 10.4113 | 10.4067 | 10.4584 | 10.4828 | 10.5075 | 10.5045
40BL | Total leakage | Ml/d | 14.57 | 14.51 | 14.45 | 14.38 | 14.38 | 14.38 | 14.38 | 14.38 | 14.38 | 14.38 | 14.38 | 14.38 | 14.38 | 14.38 | 14.38 | 14.38 | 14.38 | 14.38 | 14.38 | 14.38 | 14.38 | 14.38 | 14.38 | 14.38 | 14.38 | 14.38 | 14.38 | 14.38 | 14.38
40FP | Total leakage | Ml/d | 14.57 | 14.51 | 14.45 | 14.38 | 14.38 | 14.38 | 14.38 | 14.38 | 14.38 | 13.9486 | 13.5172 | 13.0858 | 12.6544 | 12.223 | 11.8563 | 11.4896 | 11.1229 | 10.7562 | 10.3896 | 10.1818 | 9.974 | 9.7662 | 9.5584 | 9.3506 | 9.1636 | 8.9766 | 8.7896 | 8.6025 | 8.4155
11BL-(23BL:26BL)-40BL | Other components of demand | Ml/d | 1.8927 | 1.8927 | 1.8927 | 1.8927 | 1.8927 | 1.8927 | 1.8927 | 1.8927 | 1.8927 | 1.8927 | 1.8927 | 1.8927 | 1.8927 | 1.8927 | 1.8927 | 1.8927 | 1.8927 | 1.8927 | 1.8927 | 1.8927 | 1.8927 | 1.8927 | 1.8927 | 1.8927 | 1.8927 | 1.8927 | 1.8927 | 1.8927 | 1.8927
11FP-(23FP:26FP)-40FP | Other components of demand | Ml/d | 1.8927 | 1.8927 | 1.8927 | 1.8927 | 1.8927 | 1.8927 | 1.8927 | 1.8927 | 1.8927 | 1.8927 | 1.8927 | 1.8927 | 1.8927 | 1.8927 | 1.8927 | 1.8927 | 1.8927 | 1.8927 | 1.8927 | 1.8927 | 1.8927 | 1.8927 | 1.8927 | 1.8927 | 1.8927 | 1.8927 | 1.8927 | 1.8927 | 1.8927
| Total demand + target headroom (baseline) | Ml/d | 59.6303 | 59.4747 | 59.37 | 59.218 | 59.0998 | 59.1169 | 59.1515 | 59.1732 | 59.1274 | 58.8907 | 58.9516 | 58.9637 | 59.0428 | 59.184 | 59.2172 | 59.2237 | 59.2209 | 59.3447 | 59.392 | 59.4784 | 59.4402 | 59.6132 | 59.7343 | 59.8309 | 59.9876 | 60.0489 | 60.1192 | 60.213 | 60.3758
| Total demand + target headroom (final plan) | Ml/d | 59.6303 | 59.4747 | 59.37 | 59.218 | 59.0998 | 59.1169 | 59.1515 | 59.1732 | 59.1274 | 58.4593 | 57.3388 | 56.1795 | 55.4987 | 55.2778 | 55.0143 | 54.7046 | 54.3947 | 54.2118 | 53.933 | 53.8716 | 53.6759 | 53.6911 | 53.6539 | 53.5928 | 53.603 | 53.5274 | 53.4604 | 53.4074 | 53.4136
SUPPLY-DEMAND BALANCE
16BL | Target headroom | Ml/d | 2.118 | 2.0325 | 1.9978 | 1.8779 | 1.7755 | 1.7166 | 1.6879 | 1.6359 | 1.5477 | 1.2199 | 1.2088 | 1.1407 | 1.1596 | 1.1773 | 1.1761 | 1.1578 | 1.1515 | 1.2138 | 1.231 | 1.2554 | 1.1733 | 1.2489 | 1.3015 | 1.325 | 1.4333 | 1.3891 | 1.3781 | 1.3896 | 1.4891
16FP | Target headroom | Ml/d | 2.118 | 2.0325 | 1.9978 | 1.8779 | 1.7755 | 1.7166 | 1.6879 | 1.6359 | 1.5477 | 1.2199 | 1.2088 | 1.1407 | 1.1596 | 1.1773 | 1.1761 | 1.1578 | 1.1515 | 1.2138 | 1.231 | 1.2554 | 1.1733 | 1.2489 | 1.3015 | 1.325 | 1.4333 | 1.3891 | 1.3781 | 1.3896 | 1.4891
17BL | Available headroom | Ml/d | 9.1946 | 9.2648 | 9.3348 | 9.3669 | 9.3827 | 9.3067 | 9.2434 | 9.1698 | 9.1273 | 9.0363 | 8.9642 | 8.8841 | 8.8238 | 8.7004 | 8.6659 | 8.6411 | 8.6376 | 8.5761 | 8.546 | 8.484 | 8.4402 | 8.3426 | 8.2742 | 8.2011 | 8.1527 | 8.0471 | 7.9659 | 7.8836 | 7.8204
17FP | Available headroom | Ml/d | 9.1946 | 9.2648 | 9.3348 | 9.3669 | 9.3827 | 9.3067 | 9.2434 | 9.1698 | 9.1273 | 9.4677 | 10.577 | 11.6683 | 12.3679 | 12.6065 | 12.8688 | 13.1602 | 13.4638 | 13.709 | 14.0049 | 14.0907 | 14.2045 | 14.2648 | 14.3546 | 14.4393 | 14.5373 | 14.5686 | 14.6248 | 14.6892 | 14.7825
Baseline Supply-Demand Balance:
|  | 2020-21 | 2021-22 | 2022-23 | 2023-24 | 2024-25 | 2025-26 | 2026-27 | 2027-28 | 2028-29 | 2029-30 | 2030-31 | 2031-32 | 2032-33 | 2033-34 | 2034-35 | 2035-36 | 2036-37 | 2037-38 | 2038-39 | 2039-40 | 2040-41 | 2041-42 | 2042-43 | 2043-44 | 2044-45
| SDB (Ml/d) | 7.6072 | 7.5901 | 7.5555 | 7.5338 | 7.5796 | 7.8163 | 7.7554 | 7.7433 | 7.6642 | 7.523 | 7.4898 | 7.4833 | 7.4861 | 7.3623 | 7.315 | 7.2286 | 7.2668 | 7.0938 | 6.9727 | 6.8761 | 6.7194 | 6.6581 | 6.5878 | 6.494 | 6.3312
Final Planning Supply-Demand Balance:
|  | 2020-21 | 2021-22 | 2022-23 | 2023-24 | 2024-25 | 2025-26 | 2026-27 | 2027-28 | 2028-29 | 2029-30 | 2030-31 | 2031-32 | 2032-33 | 2033-34 | 2034-35 | 2035-36 | 2036-37 | 2037-38 | 2038-39 | 2039-40 | 2040-41 | 2041-42 | 2042-43 | 2043-44 | 2044-45
| SDB (Ml/d) | 7.6072 | 7.5901 | 7.5555 | 7.5338 | 7.5796 | 8.2477 | 9.3682 | 10.5275 | 11.2083 | 11.4292 | 11.6927 | 12.0024 | 12.3123 | 12.4952 | 12.774 | 12.8354 | 13.0311 | 13.0159 | 13.0531 | 13.1142 | 13.104 | 13.1796 | 13.2466 | 13.2996 | 13.2934
| Company: | 2026-27: Severn Trent Water
| Resource Zone Name | 2026-27: Wolverhampton
| Resource Zone Number: | 2026-27: 15
| Planning Scenario Name: | 2026-27: Dry Year Annual Average
| Chosen Level of Service: | 2026-27: No more than 3 in 100 Temporary Use Bans

## 1. BL Licences (hidden)
Table 1: Baseline licences |  |  |  |  | deployable output (Ml/d)
Row ref | Derivation | Licence number | Source name | Source type | Deployable output (Ml/d) | Annual licensed quantity (Ml/d) | Constraints on deployable output
All individual licences:
0.1BL | Sum (0.1BL+...) | - | - | - | 35.845 | 0 | -
- | Input | - | - | - | 35.845 | - | -
0.2BL | Sum (0.2BL+...) | - | Total | - | 31.152 | - | -
- | - | Group #: | Wolverhampton GW | - | 31.152 | - | -
- | Input | - | - | - | 31.152 | 6.8356 | -
- | Input | - | - | - |  | 10.6247
- | Input | - | - | - |  | 15.7178
- | Input | [5 empty] | -
Unused licences: | Derivation | Licence number | Source name | Source type | DYAA deployable output (Ml/d) | Annual licensed quantity (Ml/d) | Reason licence is unused
0.3BL | Sum (0.3BL+...) | - | - | - | 0 | 0 | -
Input
- | Input
New licences (within current AMP): | Derivation | Licence number | Source name | Source type | DYAA deployable output (Ml/d) | Annual licensed quantity (Ml/d) | Status of licence
0.4BL | Sum (0.4BL+...) | - | - | - | 0 | 0 | -
Input
- | Input
- | - | - | - | - | - | - | -
Company: |  | Severn Trent Water
Resource Zone Name: |  | Wolverhampton
Resource Zone Number: |  | 15
Planning Scenario Name: |  | Dry Year Annual Average
Chosen Level of Service: |  | No more than 3 in 100 Temporary Use Bans

## 2. BL Supply
Table 2: Baseline supply
| Row ref | Component | Derivation | Unit | decimal places | 2016-17 | For info 2017-18 | For info 2018-19 | For info 2019-20 | 2020-21 | 2021-22 | 2022-23 | 2023-24 | 2024-25 | 2025-26 | 2026-27 | 2027-28 | 2028-29 | 2029-30 | 2030-31 | 2031-32 | 2032-33 | 2033-34 | 2034-35 | 2035-36 | 2036-37 | 2037-38 | 2038-39 | 2039-40 | 2040-41 | 2041-42 | 2042-43 | 2043-44 | 2044-45
| 1BL | Raw water abstracted | Input | Ml/d | 2 | 31.452 | 31.452 | 31.452 | 31.452 | 31.452 | 31.452 | 31.452 | 31.452 | 31.452 | 31.452 | 31.452 | 31.452 | 31.452 | 31.452 | 31.452 | 31.452 | 31.452 | 31.452 | 31.452 | 31.452 | 31.452 | 31.452 | 31.452 | 31.452 | 31.452 | 31.452 | 31.452 | 31.452 | 31.452
Resources | 2BL | Total raw water imported | sum(2.1BL+2.2BL+2.3BL...) | Ml/d | 2 | 0 | 0 | 0 | 0 | 0 | 0 | 0 | 0 | 0 | 0 | 0 | 0 | 0 | 0 | 0 | 0 | 0 | 0 | 0 | 0 | 0 | 0 | 0 | 0 | 0 | 0 | 0 | 0 | 0
| 2.1BL+ | Raw water imported from: None | Input | Ml/d | 2 | 0 | 0 | 0 | 0 | 0 | 0 | 0 | 0 | 0 | 0 | 0 | 0 | 0 | 0 | 0 | 0 | 0 | 0 | 0 | 0 | 0 | 0 | 0 | 0 | 0 | 0 | 0 | 0 | 0
| - | - | - | - | 2 | - | - | - | - | bar: 2020-21 to 2044-45
| 3BL | Total potable water imported | None | Ml/d | 2 | 0 | 0 | 0 | 0 | 0 | 0 | 0 | 0 | 0 | 0 | 0 | 0 | 0 | 0 | 0 | 0 | 0 | 0 | 0 | 0 | 0 | 0 | 0 | 0 | 0 | 0 | 0 | 0 | 0
| 3.1BL+ | For information only - Potable water imported from: South Staffordshire Water - Hampton Loade. This import is already within the DO and we have not double counted it but we have included it here for ease of reference | Input | Ml/d | 2 | 35.845 | 35.845 | 35.845 | 35.845 | 35.845 | 35.845 | 35.845 | 35.845 | 35.845 | 35.845 | 35.845 | 35.845 | 35.845 | 35.845 | 35.845 | 35.845 | 35.845 | 35.845 | 35.845 | 35.845 | 35.845 | 35.845 | 35.845 | 35.845 | 35.845 | 35.845 | 35.845 | 35.845 | 35.845
| - | - | - | - | 2 | - | - | - | - | bar: 2020-21 to 2044-45
| 5BL | Total raw water exported (raw exports and non potable uses) | sum(5.2BL+...) | Ml/d | 2 | 0 | 0 | 0 | 0 | 0 | 0 | 0 | 0 | 0 | 0 | 0 | 0 | 0 | 0 | 0 | 0 | 0 | 0 | 0 | 0 | 0 | 0 | 0 | 0 | 0 | 0 | 0 | 0 | 0
| 5.1BL | Non potable water supplied to: Industrial Use | Input | Ml/d | 2 | 0.3 | 0.3 | 0.3 | 0.3 | 0.3 | 0.3 | 0.3 | 0.3 | 0.3 | 0.3 | 0.3 | 0.3 | 0.3 | 0.3 | 0.3 | 0.3 | 0.3 | 0.3 | 0.3 | 0.3 | 0.3 | 0.3 | 0.3 | 0.3 | 0.3 | 0.3 | 0.3 | 0.3 | 0.3
| 5.2BL+ | Raw water export to: None | Input | Ml/d | 2 | 0 | 0 | 0 | 0 | 0 | 0 | 0 | 0 | 0 | 0 | 0 | 0 | 0 | 0 | 0 | 0 | 0 | 0 | 0 | 0 | 0 | 0 | 0 | 0 | 0 | 0 | 0 | 0 | 0
| - | - | - | - | 2 | - | - | - | - | bar: 2020-21 to 2044-45
| 6BL | Total potable water exported | sum(6.1BL+6.2BL+6.3BL...) | Ml/d | 2 | 0 | 0 | 0 | 0 | 0 | 0 | 0 | 0 | 0 | 0 | 0 | 0 | 0 | 0 | 0 | 0 | 0 | 0 | 0 | 0 | 0 | 0 | 0 | 0 | 0 | 0 | 0 | 0 | 0
| 6.1BL+ | Potable water export to: None | Input | Ml/d | 2 | 0 | 0 | 0 | 0 | 0 | 0 | 0 | 0 | 0 | 0 | 0 | 0 | 0 | 0 | 0 | 0 | 0 | 0 | 0 | 0 | 0 | 0 | 0 | 0 | 0 | 0 | 0 | 0 | 0
| - |  | - | Ml/d | 2 | - | - | - | - | bar: 2020-21 to 2044-45
| 7BL | Deployable Output (baseline profile without reductions) | sum(0.1Bl+0.2BL+0.3BL+0.4BL) | Ml/d | 2 | 66.997 | 66.997 | 66.997 | 66.997 | 66.997 | 66.997 | 66.997 | 66.997 | 66.997 | 66.997 | 66.997 | 66.997 | 66.997 | 66.997 | 66.997 | 66.997 | 66.997 | 66.997 | 66.997 | 66.997 | 66.997 | 66.997 | 66.997 | 66.997 | 66.997 | 66.997 | 66.997 | 66.997 | 66.997
Resource (and process) Losses | 8BL | Baseline forecast changes to Deployable Output | sum(8.1BL+8.2BL+8.3BL) | Ml/d | 2 | 0 | 0 | 0 | 0 | 0 | 0 | 0 | 0 | 0 | 0 | 0 | 0 | 0 | 0 | 0 | 0 | 0 | 0 | 0 | 0 | 0 | 0 | 0 | 0 | 0 | 0 | 0 | 0 | 0
| 8.1BL | Change in DO due to climate change | Input (reductions must be expressed as -ve) | Ml/d | 2 | 0 | 0 | 0 | 0 | 0 | 0 | 0 | 0 | 0 | 0 | 0 | 0 | 0 | 0 | 0 | 0 | 0 | 0 | 0 | 0 | 0 | 0 | 0 | 0 | 0 | 0 | 0 | 0 | 0
| 8.2BL | Reductions to restore sustainable abstraction | sum(8.2BL sub components) | Ml/d | 2 | 0 | 0 | 0 | 0 | 0 | 0 | 0 | 0 | 0 | 0 | 0 | 0 | 0 | 0 | 0 | 0 | 0 | 0 | 0 | 0 | 0 | 0 | 0 | 0 | 0 | 0 | 0 | 0 | 0
| 8.2BL+ | Modelled Effects of WINEP 3 | Input (zero or negative number) | Ml/d | 2 | 0 | 0 | 0 | 0 | 0 | 0 | 0 | 0 | 0 | 0 | 0 | 0 | 0 | 0 | 0 | 0 | 0 | 0 | 0 | 0 | 0 | 0 | 0 | 0 | 0 | 0 | 0 | 0 | 0
| - | - | Input (zero or negative number) | - | 2 | 0 | 0 | 0 | 0 | 0 | 0 | 0 | 0 | 0 | 0 | 0 | 0 | 0 | 0 | 0 | 0 | 0 | 0 | 0 | 0 | 0 | 0 | 0 | 0 | 0 | 0 | 0 | 0 | 0
| 8.3BL | Total other changes to DO (specify, e.g. nitrates): None | Input (reductions must be expressed as -ve) | Ml/d | 2 | 0 | 0 | 0 | 0 | 0 | 0 | 0 | 0 | 0 | 0 | 0 | 0 | 0 | 0 | 0 | 0 | 0 | 0 | 0 | 0 | 0 | 0 | 0 | 0 | 0 | 0 | 0 | 0 | 0
| 9BL | Raw water losses, treatment works losses and operational use | Input | Ml/d | 2 | 0 | 0 | 0 | 0 | 0 | 0 | 0 | 0 | 0 | 0 | 0 | 0 | 0 | 0 | 0 | 0 | 0 | 0 | 0 | 0 | 0 | 0 | 0 | 0 | 0 | 0 | 0 | 0 | 0
| 10BL | Outage allowance | Input | Ml/d | 2 | 0.29 | 0.29 | 0.29 | 0.29 | 0.29 | 0.29 | 0.29 | 0.29 | 0.29 | 0.29 | 0.29 | 0.29 | 0.29 | 0.29 | 0.29 | 0.29 | 0.29 | 0.29 | 0.29 | 0.29 | 0.29 | 0.29 | 0.29 | 0.29 | 0.29 | 0.29 | 0.29 | 0.29 | 0.29
|  | Company: | Severn Trent Water
|  | Resource Zone Name: | Wolverhampton
|  | Resource Zone Number: | 15
|  | Planning Scenario Name: | Dry Year Annual Average
|  | Chosen Level of Service: | No more than 3 in 100 Temporary Use Bans

## 3. BL Demand
Table 3: Baseline demand
| Row ref | Component | Derivation | Unit | Decimal places | 2016-17 | For info 2017-18 | For info 2018-19 | For info 2019-20 | 2020-21 | 2021-22 | 2022-23 | 2023-24 | 2024-25 | 2025-26 | 2026-27 | 2027-28 | 2028-29 | 2029-30 | 2030-31 | 2031-32 | 2032-33 | 2033-34 | 2034-35 | 2035-36 | 2036-37 | 2037-38 | 2038-39 | 2039-40 | 2040-41 | 2041-42 | 2042-43 | 2043-44 | 2044-45
Consumption | 19BL | Water delivered measured non-household | Input | Ml/d | 2 | 9.8432 | 9.8567 | 9.856 | 9.876 | 9.8783 | 9.9405 | 9.983 | 10.0249 | 10.0327 | 10.0834 | 10.1051 | 10.1265 | 10.1202 | 10.1675 | 10.1901 | 10.2134 | 10.2087 | 10.2573 | 10.2778 | 10.2986 | 10.2916 | 10.3409 | 10.3633 | 10.3861 | 10.3815 | 10.4333 | 10.4576 | 10.4823 | 10.4793
| 20BL | Water delivered unmeasured non- household | Input | Ml/d | 2 | 0.24222 | 0.24222 | 0.24222 | 0.24222 | 0.24222 | 0.24222 | 0.24222 | 0.24222 | 0.24222 | 0.24222 | 0.24222 | 0.24222 | 0.24222 | 0.24222 | 0.24222 | 0.24222 | 0.24222 | 0.24222 | 0.24222 | 0.24222 | 0.24222 | 0.24222 | 0.24222 | 0.24222 | 0.24222 | 0.24222 | 0.24222 | 0.24222 | 0.24222
| 21BL | Water delivered measured household | Input | Ml/d | 2 | 11.1704 | 11.6081 | 12.0522 | 12.5141 | 12.9331 | 13.3572 | 13.7731 | 14.188 | 14.5989 | 14.9938 | 15.392 | 15.7903 | 16.1884 | 16.5875 | 16.9277 | 17.2427 | 17.556 | 17.8667 | 18.1702 | 18.4885 | 18.8084 | 19.1223 | 19.4304 | 19.737 | 20.0412 | 20.3425 | 20.642 | 20.9381 | 21.2635
| 22BL | Water delivered unmeasured household | Input | Ml/d | 2 | 22.7041 | 22.2386 | 21.7811 | 21.333 | 20.8919 | 20.4777 | 20.0787 | 19.6916 | 19.3117 | 18.9534 | 18.6018 | 18.2587 | 17.9235 | 17.5968 | 17.2651 | 16.9481 | 16.6395 | 16.3383 | 16.0411 | 15.7607 | 15.4882 | 15.2192 | 14.9539 | 14.6944 | 14.4401 | 14.1902 | 13.9453 | 13.7045 | 13.4431
| 23BL | Measured Non Household - Consumption | 19BL-34BL | Ml/d | 2 | 9.634 | 9.6475 | 9.6469 | 9.6668 | 9.6691 | 9.7313 | 9.7738 | 9.8157 | 9.8235 | 9.8742 | 9.8959 | 9.9173 | 9.911 | 9.9584 | 9.9809 | 10.0042 | 9.9995 | 10.0482 | 10.0686 | 10.0894 | 10.0824 | 10.1317 | 10.1541 | 10.1769 | 10.1723 | 10.2241 | 10.2484 | 10.2731 | 10.2701
| 24BL | Unmeasured Non Household - Consumption | 20BL-35BL | Ml/d | 2 | 0.23436 | 0.23436 | 0.23436 | 0.23436 | 0.23436 | 0.23436 | 0.23436 | 0.23436 | 0.23436 | 0.23436 | 0.23436 | 0.23436 | 0.23436 | 0.23436 | 0.23436 | 0.23436 | 0.23436 | 0.23436 | 0.23436 | 0.23436 | 0.23436 | 0.23436 | 0.23436 | 0.23436 | 0.23436 | 0.23436 | 0.23436 | 0.23436 | 0.23436
| 25BL | Measured Household - Consumption | 21BL-36BL | Ml/d | 2 | 10.1072 | 10.5207 | 10.9407 | 11.3785 | 11.7743 | 12.1758 | 12.5693 | 12.9625 | 13.352 | 13.7258 | 14.1035 | 14.4816 | 14.8599 | 15.2396 | 15.5608 | 15.857 | 16.152 | 16.4447 | 16.7306 | 17.0316 | 17.3346 | 17.6319 | 17.9238 | 18.2144 | 18.5029 | 18.7881 | 19.0717 | 19.3521 | 19.6623
| 26BL | Unmeasured Household - Consumption | 22BL-37BL | Ml/d | 2 | 21.074 | 20.6369 | 20.2076 | 19.7877 | 19.3737 | 18.9861 | 18.6133 | 18.2519 | 17.8971 | 17.5636 | 17.2363 | 16.917 | 16.6053 | 16.3016 | 15.9924 | 15.6976 | 15.4108 | 15.1309 | 14.8547 | 14.5949 | 14.3427 | 14.0936 | 13.8478 | 13.6075 | 13.3721 | 13.1406 | 12.9139 | 12.691 | 12.4472
| 27 - | Percentage of consumption driven by climate change | Input | % | 1 | 0 | 0.032311 | 0.064601 | 0.09687 | 0.12912 | 0.16135 | 0.19355 | 0.22574 | 0.2579 | 0.29005 | 0.32217 | 0.35428 | 0.38636 | 0.41842 | 0.45046 | 0.48248 | 0.51448 | 0.54646 | 0.57842 | 0.61036 | 0.64228 | 0.67417 | 0.70605 | 0.73791 | 0.76974 | 0.80156 | 0.83335 | 0.86513 | 0.89688
| 28 - | Volume of consumption driven by climate change |  | Ml/d | 1 | 0 | 0.01326 | 0.026506 | 0.039782 | 0.053005 | 0.066358 | 0.079726 | 0.09315 | 0.10653 | 0.12007 | 0.13361 | 0.1472 | 0.16077 | 0.17462 | 0.18815 | 0.20164 | 0.21504 | 0.22874 | 0.24229 | 0.25605 | 0.26972 | 0.28377 | 0.29767 | 0.31164 | 0.32546 | 0.33976 | 0.35391 | 0.36812 | 0.3822
PCC and consumption by component | 29BL | Measured Household - PCC | (25BL*1,000,000)/(51BL*1,000) | l/h/d | 1 | 119.9 | 119.2 | 118.6 | 118.2 | 117.8 | 117.4 | 117.2 | 117 | 116.8 | 116.7 | 116.7 | 116.7 | 116.7 | 116.8 | 116.5 | 116.1 | 115.8 | 115.5 | 115.2 | 115.1 | 114.9 | 114.8 | 114.6 | 114.5 | 114.4 | 114.2 | 114.1 | 114 | 113.8
| 29.1BL | Measured toilet flushing | Input | l/h/d | 1 | 27.4361 | 26.5634 | 25.7471 | 24.9792 | 24.2663 | 23.5918 | 22.9538 | 22.3428 | 21.7585 | 21.1981 | 20.6558 | 20.1306 | 19.6213 | 19.1257 | 19.0911 | 19.0557 | 19.0195 | 18.983 | 18.9476 | 18.9122 | 18.8761 | 18.8407 | 18.8057 | 18.77 | 18.734 | 18.698 | 18.6622 | 18.6263 | 18.5822
| 29.2BL | Measured personal washing | Input | l/h/d | 1 | 50.215 | 51.0786 | 51.9432 | 52.8159 | 53.6809 | 54.5421 | 55.4038 | 56.2625 | 57.1257 | 57.9787 | 58.8342 | 59.6902 | 60.5477 | 61.4044 | 61.4095 | 61.4056 | 61.3993 | 61.3919 | 61.3882 | 61.3842 | 61.3782 | 61.3741 | 61.3716 | 61.3669 | 61.361 | 61.3551 | 61.3496 | 61.344 | 61.3112
| 29.3BL | Measured clothes washing | Input | l/h/d | 1 | 14.8956 | 14.7859 | 14.682 | 14.5841 | 14.4909 | 14.4008 | 14.3146 | 14.2305 | 14.1498 | 14.0699 | 13.992 | 13.9158 | 13.8414 | 13.7682 | 13.6582 | 13.5466 | 13.4345 | 13.3222 | 13.2107 | 13.0991 | 12.9871 | 12.8756 | 12.7644 | 12.6528 | 12.5409 | 12.429 | 12.3173 | 12.2056 | 12.0885
| 29.4BL | Measured dish washing | Input | l/h/d | 1 | 11.7109 | 11.7003 | 11.6907 | 11.6833 | 11.6754 | 11.6672 | 11.6597 | 11.6519 | 11.6454 | 11.6373 | 11.6299 | 11.6227 | 11.616 | 11.6093 | 11.6002 | 11.5894 | 11.5781 | 11.5667 | 11.5559 | 11.5451 | 11.5339 | 11.5231 | 11.5126 | 11.5016 | 11.4905 | 11.4793 | 11.4683 | 11.4572 | 11.441
| 29.5BL | Measured miscellaneous internal use | Input | l/h/d | 1 | 14.1978 | 14.076 | 13.9646 | 13.8618 | 13.7735 | 13.6931 | 13.6217 | 13.5552 | 13.4948 | 13.4413 | 13.3908 | 13.3436 | 13.2996 | 13.258 | 13.2182 | 13.1827 | 13.1484 | 13.1155 | 13.0848 | 13.0554 | 13.0268 | 12.9998 | 12.9741 | 12.9491 | 12.9247 | 12.9013 | 12.8787 | 12.857 | 12.8303
| 29.6BL | Measured external use | Input | l/h/d | 1 | 1.4215 | 1.46 | 1.4982 | 1.5363 | 1.5743 | 1.6123 | 1.6504 | 1.6884 | 1.7266 | 1.7652 | 1.8038 | 1.8425 | 1.8814 | 1.9205 | 1.9577 | 1.995 | 2.0322 | 2.0693 | 2.1063 | 2.1431 | 2.1798 | 2.2164 | 2.2528 | 2.2892 | 2.3254 | 2.3615 | 2.3975 | 2.4334 | 2.4697
| 29.7BL | Measured water efficiency savings | Input | l/h/d | 1 | 0.022956 | -0.46433 | -0.92583 | -1.2606 | -1.6612 | -2.1072 | -2.404 | -2.7314 | -3.1009 | -3.3904 | -3.6066 | -3.8455 | -4.1074 | -4.2861 | -4.4348 | -4.6749 | -4.8121 | -4.9485 | -5.0935 | -5.0393 | -5.082 | -5.0297 | -5.0812 | -5.0295 | -4.9764 | -5.0242 | -4.9736 | -4.9235 | -4.9229
| 30BL | Unmeasured Household - PCC | (26BL*1,000,000)/(52BL*1,000) | l/h/d | 1 | 140 | 139.6 | 139.2 | 138.9 | 138.5 | 138.1 | 137.7 | 137.4 | 137 | 136.6 | 136.3 | 136 | 135.7 | 135.4 | 135 | 134.6 | 134.1 | 133.7 | 133.3 | 133 | 132.7 | 132.5 | 132.2 | 131.9 | 131.7 | 131.4 | 131.1 | 130.9 | 130.8
| 30.1BL | Unmeasured toilet flushing | Input | l/h/d | 1 | 31.2526 | 30.4418 | 29.6302 | 28.8267 | 28.0123 | 27.1928 | 26.3725 | 25.5494 | 24.7308 | 23.9012 | 23.0757 | 22.2518 | 21.4303 | 20.6096 | 20.5565 | 20.4955 | 20.4333 | 20.3707 | 20.3109 | 20.2513 | 20.1907 | 20.1318 | 20.0742 | 20.0156 | 19.9565 | 19.8979 | 19.8398 | 19.7821 | 19.7559
| 30.2BL | Unmeasured personal washing | Input | l/h/d | 1 | 59.0303 | 59.8831 | 60.7335 | 61.6003 | 62.4433 | 63.2729 | 64.0976 | 64.9121 | 65.734 | 66.5221 | 67.3151 | 68.1067 | 68.8992 | 69.6879 | 69.6232 | 69.5315 | 69.4355 | 69.3377 | 69.2492 | 69.1612 | 69.0694 | 68.983 | 68.9009 | 68.8149 | 68.7272 | 68.6404 | 68.5557 | 68.4717 | 68.4965
| 30.3BL | Unmeasured clothes washing | Input | l/h/d | 1 | 16.8854 | 16.7814 | 16.6768 | 16.5768 | 16.4704 | 16.3607 | 16.2501 | 16.1373 | 16.0268 | 15.9086 | 15.7921 | 15.6759 | 15.5605 | 15.4447 | 15.3068 | 15.1633 | 15.0192 | 14.875 | 14.7331 | 14.5916 | 14.4497 | 14.3092 | 14.1699 | 14.0301 | 13.8903 | 13.751 | 13.6123 | 13.4742 | 13.3575
| 30.4BL | Unmeasured dish washing | Input | l/h/d | 1 | 13.3824 | 13.3704 | 13.3581 | 13.3493 | 13.3354 | 13.3188 | 13.3014 | 13.2821 | 13.2646 | 13.2405 | 13.2178 | 13.1951 | 13.173 | 13.1504 | 13.1284 | 13.1012 | 13.0733 | 13.0451 | 13.0186 | 12.9922 | 12.9652 | 12.9392 | 12.914 | 12.8882 | 12.862 | 12.836 | 12.8105 | 12.7851 | 12.78
| 30.5BL | Unmeasured miscellaneous internal use | Input | l/h/d | 1 | 18.0004 | 17.9977 | 17.9944 | 17.996 | 17.9907 | 17.9818 | 17.9717 | 17.959 | 17.9487 | 17.9296 | 17.9122 | 17.8949 | 17.8783 | 17.8611 | 17.8446 | 17.8211 | 17.7964 | 17.7714 | 17.7487 | 17.7261 | 17.7026 | 17.6805 | 17.6594 | 17.6374 | 17.6149 | 17.5927 | 17.5709 | 17.5494 | 17.5558
| 30.6BL | Unmeasured external use | Input | l/h/d | 1 | 1.4146 | 1.4596 | 1.5046 | 1.5498 | 1.5946 | 1.639 | 1.6833 | 1.7273 | 1.7716 | 1.8152 | 1.8588 | 1.9025 | 1.9462 | 1.9899 | 2.0331 | 2.0757 | 2.1182 | 2.1605 | 2.203 | 2.2453 | 2.2876 | 2.3298 | 2.3721 | 2.4142 | 2.4562 | 2.4982 | 2.5401 | 2.5819 | 2.6254
| 30.7BL | Unmeasured water efficiency savings | Input | l/h/d | 1 | 0.034228 | -0.33403 | -0.69749 | -0.99892 | -1.3467 | -1.666 | -1.9766 | -2.1673 | -2.4766 | -2.7171 | -2.8717 | -3.027 | -3.1875 | -3.3436 | -3.4925 | -3.5883 | -3.7758 | -3.8604 | -3.9635 | -3.9679 | -3.9652 | -3.8736 | -3.8906 | -3.9004 | -3.8071 | -3.8161 | -3.8294 | -3.7445 | -3.771
| 31BL | Average Household - PCC | ((25BL+26BL)*1,000,000))/(51BL+52BL*1,000) | l/h/d | 1 | 132.7546 | 131.9453 | 131.1889 | 130.583 | 129.8331 | 129.1958 | 128.6327 | 128.0867 | 127.6002 | 127.1379 | 126.7221 | 126.3458 | 126.0152 | 125.7167 | 125.1739 | 124.6267 | 124.0907 | 123.5687 | 123.0731 | 122.7034 | 122.354 | 122.0164 | 121.6874 | 121.3593 | 121.0345 | 120.7159 | 120.4163 | 120.1215 | 119.8557
| 32BL | Water Taken Unbilled | Input | Ml/d | 2 | 1.7112 | 1.7112 | 1.7112 | 1.7112 | 1.7112 | 1.7112 | 1.7112 | 1.7112 | 1.7112 | 1.7112 | 1.7112 | 1.7112 | 1.7112 | 1.7112 | 1.7112 | 1.7112 | 1.7112 | 1.7112 | 1.7112 | 1.7112 | 1.7112 | 1.7112 | 1.7112 | 1.7112 | 1.7112 | 1.7112 | 1.7112 | 1.7112 | 1.7112
| 33BL | Distribution System Operational Use | Input | Ml/d | 2 | 0.18158 | 0.18158 | 0.18158 | 0.18158 | 0.18158 | 0.18158 | 0.18158 | 0.18158 | 0.18158 | 0.18158 | 0.18158 | 0.18158 | 0.18158 | 0.18158 | 0.18158 | 0.18158 | 0.18158 | 0.18158 | 0.18158 | 0.18158 | 0.18158 | 0.18158 | 0.18158 | 0.18158 | 0.18158 | 0.18158 | 0.18158 | 0.18158 | 0.18158
Leakage | 34BL | Measured Non Household - USPL | Input | Ml/d | 2 | 0.20917 | 0.20917 | 0.20917 | 0.20917 | 0.20917 | 0.20917 | 0.20917 | 0.20917 | 0.20917 | 0.20917 | 0.20917 | 0.20917 | 0.20917 | 0.20917 | 0.20917 | 0.20917 | 0.20917 | 0.20917 | 0.20917 | 0.20917 | 0.20917 | 0.20917 | 0.20917 | 0.20917 | 0.20917 | 0.20917 | 0.20917 | 0.20917 | 0.20917
| 35BL | Unmeasured Non Household - USPL | Input | Ml/d | 2 | 0.0078595 | 0.0078595 | 0.0078595 | 0.0078595 | 0.0078595 | 0.0078595 | 0.0078595 | 0.0078595 | 0.0078595 | 0.0078595 | 0.0078595 | 0.0078595 | 0.0078595 | 0.0078595 | 0.0078595 | 0.0078595 | 0.0078595 | 0.0078595 | 0.0078595 | 0.0078595 | 0.0078595 | 0.0078595 | 0.0078595 | 0.0078595 | 0.0078595 | 0.0078595 | 0.0078595 | 0.0078595 | 0.0078595
| 36BL | Measured Household - USPL | Input | Ml/d | 2 | 1.0631 | 1.0873 | 1.1115 | 1.1356 | 1.1588 | 1.1815 | 1.2037 | 1.2255 | 1.247 | 1.2679 | 1.2885 | 1.3087 | 1.3285 | 1.3479 | 1.367 | 1.3857 | 1.404 | 1.4219 | 1.4396 | 1.4568 | 1.4738 | 1.4904 | 1.5067 | 1.5226 | 1.5383 | 1.5545 | 1.5703 | 1.5859 | 1.6012
| 37BL | Unmeasured Household - USPL | Input | Ml/d | 2 | 1.63 | 1.6018 | 1.5735 | 1.5453 | 1.5182 | 1.4915 | 1.4654 | 1.4397 | 1.4145 | 1.3898 | 1.3655 | 1.3417 | 1.3182 | 1.2953 | 1.2727 | 1.2505 | 1.2287 | 1.2074 | 1.1864 | 1.1657 | 1.1455 | 1.1256 | 1.1061 | 1.0869 | 1.068 | 1.0495 | 1.0314 | 1.0135 | 0.99598
| 38BL | Void Properties - USPL | Input | Ml/d | 2 | 0.20917 | 0.20917 | 0.20917 | 0.20917 | 0.20917 | 0.20917 | 0.20917 | 0.20917 | 0.20917 | 0.20917 | 0.20917 | 0.20917 | 0.20917 | 0.20917 | 0.20917 | 0.20917 | 0.20917 | 0.20917 | 0.20917 | 0.20917 | 0.20917 | 0.20917 | 0.20917 | 0.20917 | 0.20917 | 0.20917 | 0.20917 | 0.20917 | 0.20917
| 39BL | Distribution Losses | Input | Ml/d | 2 | 11.4506 | 11.3947 | 11.3388 | 11.2729 | 11.2769 | 11.2808 | 11.2847 | 11.2885 | 11.2923 | 11.296 | 11.2998 | 11.3034 | 11.307 | 11.3106 | 11.3141 | 11.3176 | 11.3211 | 11.3245 | 11.3279 | 11.3312 | 11.3345 | 11.3378 | 11.3411 | 11.3443 | 11.3475 | 11.3498 | 11.3521 | 11.3544 | 11.3566
| 40BL | Total Leakage | sum(34BL:39BL) | Ml/d | 2 | 14.57 | 14.51 | 14.45 | 14.38 | 14.38 | 14.38 | 14.38 | 14.38 | 14.38 | 14.38 | 14.38 | 14.38 | 14.38 | 14.38 | 14.38 | 14.38 | 14.38 | 14.38 | 14.38 | 14.38 | 14.38 | 14.38 | 14.38 | 14.38 | 14.38 | 14.38 | 14.38 | 14.38 | 14.38
| 41BL | Total Leakage | (40BL*1,000,000)/(48BL*1,000) | l/prop/d | 2 | 132.4548 | 130.8354 | 129.2225 | 127.4871 | 126.5002 | 125.5525 | 124.6653 | 123.795 | 122.9379 | 122.2094 | 121.4658 | 120.7313 | 120.0056 | 119.2886 | 118.5801 | 117.9988 | 117.4232 | 116.8533 | 116.2888 | 115.7297 | 115.174 | 114.6236 | 114.0783 | 113.5383 | 113.0034 | 112.4734 | 111.9484 | 111.4283 | 110.913
Customer: Properties | 42BL | Measured non-households - properties | Input (total, excluding voids) | 000's | 2 | 5.0122 | 5.0328 | 5.0533 | 5.0739 | 5.0945 | 5.115 | 5.1356 | 5.1561 | 5.1767 | 5.1973 | 5.2178 | 5.2384 | 5.259 | 5.2795 | 5.3001 | 5.3207 | 5.3412 | 5.3618 | 5.3824 | 5.403 | 5.4235 | 5.4441 | 5.4647 | 5.4853 | 5.5058 | 5.5264 | 5.547 | 5.5676 | 5.5882
| 43BL | Unmeasured non-households - properties | Input (total, excluding voids) | 000's | 2 | 0.2843 | 0.27961 | 0.27492 | 0.27022 | 0.26553 | 0.26084 | 0.25615 | 0.25146 | 0.24676 | 0.24207 | 0.23738 | 0.23269 | 0.228 | 0.2233 | 0.21861 | 0.21392 | 0.20923 | 0.20454 | 0.19984 | 0.19515 | 0.19046 | 0.18577 | 0.18108 | 0.17638 | 0.17169 | 0.167 | 0.16231 | 0.15762 | 0.15292
| 44BL | All void non-households - properties | Input (voids in each year) | 000's | 2 | 1.7009 | 1.7009 | 1.7009 | 1.7009 | 1.7009 | 1.7009 | 1.7009 | 1.7009 | 1.7009 | 1.7009 | 1.7009 | 1.7009 | 1.7009 | 1.7009 | 1.7009 | 1.7009 | 1.7009 | 1.7009 | 1.7009 | 1.7009 | 1.7009 | 1.7009 | 1.7009 | 1.7009 | 1.7009 | 1.7009 | 1.7009 | 1.7009 | 1.7009
| 45BL | Total measured households - properties (excl void) | Pre-plan year = input. Forecast years = Previous year 45BL + sum(45.1BL:45.6BL) | 000's | 2 | 39.5962 | 41.5324 | 43.484 | 45.4869 | 47.3544 | 49.1806 | 50.9448 | 52.6863 | 54.4084 | 56.0006 | 57.5981 | 59.1786 | 60.7423 | 62.2897 | 63.8211 | 65.2142 | 66.5919 | 67.9545 | 69.3024 | 70.6358 | 71.9572 | 73.2647 | 74.5587 | 75.8392 | 77.1067 | 78.3614 | 79.6035 | 80.8332 | 82.0509
| 45.1BL | New build properties - properties | Input (new builds in each year) | 000's | 2 | 0.83351 | 0.941 | 0.95707 | 1.0091 | 0.91516 | 0.89234 | 0.84863 | 0.84367 | 0.84175 | 0.72902 | 0.75117 | 0.7505 | 0.74985 | 0.74921 | 0.74859 | 0.62586 | 0.62535 | 0.62484 | 0.62435 | 0.62386 | 0.62559 | 0.62511 | 0.62465 | 0.6242 | 0.62375 | 0.62331 | 0.62287 | 0.62245 | 0.62203
| 45.2BL | Meter optants - properties | Input (meter optants in each year) | 000's | 2 | 1.156 | 1.0163 | 1.0151 | 1.0141 | 0.97227 | 0.95336 | 0.93488 | 0.91676 | 0.89905 | 0.88165 | 0.86461 | 0.84796 | 0.83163 | 0.81566 | 0.79998 | 0.78452 | 0.76947 | 0.7547 | 0.74025 | 0.72607 | 0.71218 | 0.69856 | 0.68523 | 0.67217 | 0.65935 | 0.64681 | 0.63451 | 0.62242 | 0.61061
| 45.3BL | Compulsory metering - properties | Input (compulsory meters in each year) | 000's | 2 | 0 | 0 | 0 | 0 | 0 | 0 | 0 | 0 | 0 | 0 | 0 | 0 | 0 | 0 | 0 | 0 | 0 | 0 | 0 | 0 | 0 | 0 | 0 | 0 | 0 | 0 | 0 | 0 | 0
| 45.4BL | Metering on change of occupancy - properties | Input (change of occupancy meters in each year) | 000's | 2 | 0 | 0 | 0 | 0 | 0 | 0 | 0 | 0 | 0 | 0 | 0 | 0 | 0 | 0 | 0 | 0 | 0 | 0 | 0 | 0 | 0 | 0 | 0 | 0 | 0 | 0 | 0 | 0 | 0
| 45.5BL | Selective metering - properties | Input (selective meters in each year) | 000's | 2 | 0 | 0 | 0 | 0 | 0 | 0 | 0 | 0 | 0 | 0 | 0 | 0 | 0 | 0 | 0 | 0 | 0 | 0 | 0 | 0 | 0 | 0 | 0 | 0 | 0 | 0 | 0 | 0 | 0
| 45.6BL | Other changes to existing metering - properties | Input (other changes to meters in each year) | 000's | 2 | 0 | -0.021054 | -0.020647 | -0.020219 | -0.01989 | -0.019553 | -0.019263 | -0.018951 | -0.018645 | -0.018533 | -0.018233 | -0.017974 | -0.01772 | -0.017472 | -0.017229 | -0.017307 | -0.017107 | -0.016911 | -0.016718 | -0.016529 | -0.016335 | -0.016152 | -0.015971 | -0.015793 | -0.015619 | -0.015447 | -0.015278 | -0.015112 | -0.014948
| 45.7BL | Measured void households - properties | Input (voids in each year) | 000's | 2 | 2.2081 | 2.2081 | 2.2081 | 2.2081 | 2.2081 | 2.2081 | 2.2081 | 2.2081 | 2.2081 | 2.2081 | 2.2081 | 2.2081 | 2.2081 | 2.2081 | 2.2081 | 2.2081 | 2.2081 | 2.2081 | 2.2081 | 2.2081 | 2.2081 | 2.2081 | 2.2081 | 2.2081 | 2.2081 | 2.2081 | 2.2081 | 2.2081 | 2.2081
| 46BL | Unmeasured households - properties (excl void) | Input (total) | 000's | 2 | 57.702 | 56.6528 | 55.6053 | 54.5596 | 53.5562 | 52.5722 | 51.6072 | 50.6608 | 49.7326 | 48.8219 | 47.9288 | 47.0527 | 46.1933 | 45.3503 | 44.5234 | 43.7118 | 42.9155 | 42.1343 | 41.3679 | 40.616 | 39.8782 | 39.1544 | 38.4442 | 37.7473 | 37.0635 | 36.3925 | 35.7341 | 35.088 | 34.454
| 47BL | Unmeasured void households - properties | Input (voids in each year) | 000's | 2 | 3.4961 | 3.4961 | 3.4961 | 3.4961 | 3.4961 | 3.4961 | 3.4961 | 3.4961 | 3.4961 | 3.4961 | 3.4961 | 3.4961 | 3.4961 | 3.4961 | 3.4961 | 3.4961 | 3.4961 | 3.4961 | 3.4961 | 3.4961 | 3.4961 | 3.4961 | 3.4961 | 3.4961 | 3.4961 | 3.4961 | 3.4961 | 3.4961 | 3.4961
| 48BL | Total Resource Zone Properties (incl voids) | SUM(42BL:45BL)+45.7BL+46BL+47BL | 000's | 2 | 109.9998 | 110.9027 | 111.8227 | 112.7957 | 113.6757 | 114.5338 | 115.3489 | 116.1598 | 116.9696 | 117.6669 | 118.3872 | 119.1075 | 119.8277 | 120.548 | 121.2683 | 121.8656 | 122.463 | 123.0603 | 123.6577 | 124.255 | 124.8546 | 125.4541 | 126.0537 | 126.6533 | 127.2529 | 127.8524 | 128.452 | 129.0516 | 129.6512
Customer: Population | 49BL | Measured Non Household - Population | Input (total) | 000's | 2 | 3.821 | 3.821 | 3.821 | 3.821 | 3.821 | 3.821 | 3.821 | 3.821 | 3.821 | 3.821 | 3.821 | 3.821 | 3.821 | 3.821 | 3.821 | 3.821 | 3.821 | 3.821 | 3.821 | 3.821 | 3.821 | 3.821 | 3.821 | 3.821 | 3.821 | 3.821 | 3.821 | 3.821 | 3.821
| 50BL | Unmeasured Non Household - Population | Input (total) | 000's | 2 | 0 | 0 | 0 | 0 | 0 | 0 | 0 | 0 | 0 | 0 | 0 | 0 | 0 | 0 | 0 | 0 | 0 | 0 | 0 | 0 | 0 | 0 | 0 | 0 | 0 | 0 | 0 | 0 | 0
| 51BL | Measured Household - Population | Input (total) | 000's | 2 | 84.3134 | 88.2631 | 92.2277 | 96.2259 | 99.9917 | 103.6981 | 107.2681 | 110.8164 | 114.2837 | 117.5738 | 120.8547 | 124.0982 | 127.2957 | 130.4676 | 133.598 | 136.5302 | 139.4565 | 142.367 | 145.2116 | 148.0307 | 150.8503 | 153.6218 | 156.3502 | 159.0774 | 161.7939 | 164.4864 | 167.1502 | 169.7919 | 172.7592
| 52BL | Unmeasured Household - Population | Input (total) | 000's | 2 | 150.5656 | 147.8773 | 145.203 | 142.4435 | 139.9168 | 137.501 | 135.1484 | 132.8812 | 130.6151 | 128.5322 | 126.4563 | 124.4146 | 122.3975 | 120.4235 | 118.4763 | 116.6631 | 114.8959 | 113.164 | 111.427 | 109.7172 | 108.0486 | 106.3887 | 104.7417 | 103.1349 | 101.5602 | 100.008 | 98.4749 | 96.9644 | 95.1418
| 53BL | Total Resource Zone Population | Sum(49BL:52BL) | 000's | 2 | 238.7 | 239.9614 | 241.2517 | 242.4904 | 243.7295 | 245.0201 | 246.2375 | 247.5185 | 248.7198 | 249.927 | 251.1319 | 252.3338 | 253.5141 | 254.7121 | 255.8953 | 257.0142 | 258.1734 | 259.352 | 260.4596 | 261.5689 | 262.7199 | 263.8315 | 264.9129 | 266.0333 | 267.1751 | 268.3154 | 269.4461 | 270.5773 | 271.722
Occupancy | 54BL | Measured Household - Occupancy Rate (average) (excl voids) | 51BL/45BL | h/prop | 1 | 2.1293 | 2.1252 | 2.121 | 2.1155 | 2.1116 | 2.1085 | 2.1056 | 2.1033 | 2.1005 | 2.0995 | 2.0982 | 2.097 | 2.0957 | 2.0945 | 2.0933 | 2.0936 | 2.0942 | 2.095 | 2.0953 | 2.0957 | 2.0964 | 2.0968 | 2.097 | 2.0976 | 2.0983 | 2.0991 | 2.0998 | 2.1005 | 2.1055
| 55BL | Unmeasured Household - Occupancy Rate | 52BL/46BL | h/prop | 1 | 2.6094 | 2.6102 | 2.6113 | 2.6108 | 2.6125 | 2.6155 | 2.6188 | 2.623 | 2.6263 | 2.6327 | 2.6384 | 2.6442 | 2.6497 | 2.6554 | 2.661 | 2.6689 | 2.6773 | 2.6858 | 2.6936 | 2.7013 | 2.7095 | 2.7172 | 2.7245 | 2.7322 | 2.7402 | 2.748 | 2.7558 | 2.7635 | 2.7614
Metering | 56BL | Total Household Metering penetration (excl. voids) | 45BL/45BL+46BL | % | 0 | 40.7% | 42.3% | 43.88% | 45.47% | 46.93% | 48.33% | 49.68% | 50.98% | 52.24% | 53.42% | 54.58% | 55.71% | 56.8% | 57.87% | 58.91% | 59.87% | 60.81% | 61.73% | 62.62% | 63.49% | 64.34% | 65.17% | 65.98% | 66.77% | 67.54% | 68.29% | 69.02% | 69.73% | 70.43%
| 57BL | Total Household Metering penetration (incl. voids) | 45BL/(45BL+45.7BL+46BL+47BL) | % | 0 | 38.44% | 39.98% | 41.49% | 43.01% | 44.42% | 45.77% | 47.06% | 48.31% | 49.53% | 50.67% | 51.78% | 52.87% | 53.93% | 54.96% | 55.96% | 56.89% | 57.8% | 58.69% | 59.55% | 60.4% | 61.22% | 62.02% | 62.81% | 63.58% | 64.32% | 65.05% | 65.77% | 66.46% | 67.14%
|  | Company: | Severn Trent Water
|  | Resource Zone Name: | Wolverhampton
|  | Resource Zone Number: | 15
|  | Planning Scenario Name: | Dry Year Annual Average
|  | Chosen Level of Service: | No more than 3 in 100 Temporary Use Bans

## 4. BL SDB
Table 4: Baseline supply demand balance
| Row ref | Component | Derivation | Unit | Decimal places | 2016-17 | For info 2017-18 | For info 2018-19 | For info 2019-20 | 2020-21 | 2021-22 | 2022-23 | 2023-24 | 2024-25 | 2025-26 | 2026-27 | 2027-28 | 2028-29 | 2029-30 | 2030-31 | 2031-32 | 2032-33 | 2033-34 | 2034-35 | 2035-36 | 2036-37 | 2037-38 | 2038-39 | 2039-40 | 2040-41 | 2041-42 | 2042-43 | 2043-44 | 2044-45
SDB | 11BL | Distribution input | 19BL+20BL+21BL+22BL+32BL+33BL+38BL+39BL | Ml/d | 2 | 57.5124 | 57.4422 | 57.3722 | 57.3401 | 57.3243 | 57.4003 | 57.4636 | 57.5372 | 57.5797 | 57.6707 | 57.7428 | 57.8229 | 57.8832 | 58.0066 | 58.0411 | 58.0659 | 58.0694 | 58.1309 | 58.161 | 58.223 | 58.2668 | 58.3644 | 58.4328 | 58.5059 | 58.5543 | 58.6599 | 58.7411 | 58.8234 | 58.8866
| 12BL | Water Available For Use (own sources) | (7BL+8BL)-(10BL) | Ml/d | 2 | 66.707 | 66.707 | 66.707 | 66.707 | 66.707 | 66.707 | 66.707 | 66.707 | 66.707 | 66.707 | 66.707 | 66.707 | 66.707 | 66.707 | 66.707 | 66.707 | 66.707 | 66.707 | 66.707 | 66.707 | 66.707 | 66.707 | 66.707 | 66.707 | 66.707 | 66.707 | 66.707 | 66.707 | 66.707
| 13BL | Total Water Available For Use | 12BL+(2BL+3BL)-(5BL+6BL) | Ml/d | 2 | 66.707 | 66.707 | 66.707 | 66.707 | 66.707 | 66.707 | 66.707 | 66.707 | 66.707 | 66.707 | 66.707 | 66.707 | 66.707 | 66.707 | 66.707 | 66.707 | 66.707 | 66.707 | 66.707 | 66.707 | 66.707 | 66.707 | 66.707 | 66.707 | 66.707 | 66.707 | 66.707 | 66.707 | 66.707
| 14BL | Target headroom (climate change component) | Input | Ml/d | 2 | 0 | 0 | 0 | 0 | 0 | 0 | 0 | 0 | 0 | 0 | 0 | 0 | 0 | 0 | 0 | 0 | 0 | 0 | 0 | 0 | 0 | 0 | 0 | 0 | 0 | 0 | 0 | 0 | 0
| 15BL | Target headroom (All other components) | Input | Ml/d | 2 | 2.118 | 2.0325 | 1.9978 | 1.8779 | 1.7755 | 1.7166 | 1.6879 | 1.6359 | 1.5477 | 1.2199 | 1.2088 | 1.1407 | 1.1596 | 1.1773 | 1.1761 | 1.1578 | 1.1515 | 1.2138 | 1.231 | 1.2554 | 1.1733 | 1.2489 | 1.3015 | 1.325 | 1.4333 | 1.3891 | 1.3781 | 1.3896 | 1.4891
| 16BL | Target Headroom | 14BL+15BL | Ml/d | 2 | 2.118 | 2.0325 | 1.9978 | 1.8779 | 1.7755 | 1.7166 | 1.6879 | 1.6359 | 1.5477 | 1.2199 | 1.2088 | 1.1407 | 1.1596 | 1.1773 | 1.1761 | 1.1578 | 1.1515 | 1.2138 | 1.231 | 1.2554 | 1.1733 | 1.2489 | 1.3015 | 1.325 | 1.4333 | 1.3891 | 1.3781 | 1.3896 | 1.4891
| 17BL | Available Headroom | 13BL-11BL | Ml/d | 2 | 9.1946 | 9.2648 | 9.3348 | 9.3669 | 9.3827 | 9.3067 | 9.2434 | 9.1698 | 9.1273 | 9.0363 | 8.9642 | 8.8841 | 8.8238 | 8.7004 | 8.6659 | 8.6411 | 8.6376 | 8.5761 | 8.546 | 8.484 | 8.4402 | 8.3426 | 8.2742 | 8.2011 | 8.1527 | 8.0471 | 7.9659 | 7.8836 | 7.8204
| 18BL | Supply Demand Balance | 17BL-16BL | Ml/d | 2 | 7.0767 | 7.2323 | 7.337 | 7.489 | 7.6072 | 7.5901 | 7.5555 | 7.5338 | 7.5796 | 7.8163 | 7.7554 | 7.7433 | 7.6642 | 7.523 | 7.4898 | 7.4833 | 7.4861 | 7.3623 | 7.315 | 7.2286 | 7.2668 | 7.0938 | 6.9727 | 6.8761 | 6.7194 | 6.6581 | 6.5878 | 6.494 | 6.3312
|  | Company: | Severn Trent Water
|  | Resource Zone Name: | Wolverhampton
|  | Resource Zone Number: | 15
|  | Planning Scenario Name: | Dry Year Annual Average
|  | Chosen Level of Service: | No more than 3 in 100 Temporary Use Bans

## 5. Feasible Options
Table 5: Feasible options detailed costs | [18 empty] | ENTER DISCOUNT RATE % |  |  |  | 3.5% | 3.5% | 3.5% | 3.5% | 3.5% | 3.5% | 3.5% | 3.5% | 3.5% | 3.5% | 3.5% | 3.5% | 3.5% | 3.5% | 3.5% | 3.5% | 3.5% | 3.5% | 3.5% | 3.5% | 3.5% | 3.5% | 3.5% | 3.5% | 3.5% | 3.5% | 3.5% | 3.5% | 3.5% | 3% | 3% | 3% | 3% | 3% | 3% | 3% | 3% | 3% | 3% | 3% | 3% | 3% | 3% | 3% | 3% | 3% | 3% | 3% | 3% | 3% | 3% | 3% | 3% | 3% | 3% | 3% | 3% | 3% | 3% | 3% | 3% | 3% | 3% | 3% | 3% | 3% | 3% | 3% | 3% | 3% | 3% | 3% | 3% | 3% | 2.5% | 2.5% | 2.5% | 2.5% | 2.5% | 2.5% | 2.5% | 2.5% | 2.5% | 2.5% | 2.5% | 2.5% | 2.5% | 2.5% | 2.5% | 2.5% | 2.5% | 2.5% | 2.5% | 2.5% | 2.5% | 2.5% | 2.5% | 2.5% | 2.5% | 2.5% | 2.5% | 2.5% | 2.5%
Detail the gains in WAFU / savings in demand, and the costs of feasible options under capacity use scenario | [18 empty] | ENTER DISCOUNT PERIOD (YRS) | 80 |  | 1 | 0.96618 | 0.93351 | 0.90194 | 0.87144 | 0.84197 | 0.8135 | 0.78599 | 0.75941 | 0.73373 | 0.70892 | 0.68495 | 0.66178 | 0.6394 | 0.61778 | 0.59689 | 0.57671 | 0.5572 | 0.53836 | 0.52016 | 0.50257 | 0.48557 | 0.46915 | 0.45329 | 0.43796 | 0.42315 | 0.40884 | 0.39501 | 0.38165 | 0.36875 | 0.35801 | 0.34758 | 0.33746 | 0.32763 | 0.31809 | 0.30882 | 0.29983 | 0.29109 | 0.28261 | 0.27438 | 0.26639 | 0.25863 | 0.2511 | 0.24379 | 0.23669 | 0.22979 | 0.2231 | 0.2166 | 0.21029 | 0.20417 | 0.19822 | 0.19245 | 0.18684 | 0.1814 | 0.17612 | 0.17099 | 0.16601 | 0.16117 | 0.15648 | 0.15192 | 0.14749 | 0.1432 | 0.13903 | 0.13498 | 0.13105 | 0.12723 | 0.12352 | 0.11993 | 0.11643 | 0.11304 | 0.10975 | 0.10655 | 0.10345 | 0.10044 | 0.097511 | 0.095133 | 0.092813 | 0.090549 | 0.08834 | 0.086186 | Note: If option costs are required from beyond year 80 then the NPV calculation formula must be amended manually to cover the extended period
[22 empty] | 1 | 2 | 3 | 4 | 5 | 6 | 7 | 8 | 9 | 10 | 11 | 12 | 13 | 14 | 15 | 16 | 17 | 18 | 19 | 20 | 21 | 22 | 23 | 24 | 25 | 26 | 27 | 28 | 29 | 30 | 31 | 32 | 33 | 34 | 35 | 36 | 37 | 38 | 39 | 40 | 41 | 42 | 43 | 44 | 45 | 46 | 47 | 48 | 49 | 50 | 51 | 52 | 53 | 54 | 55 | 56 | 57 | 58 | 59 | 60 | 61 | 62 | 63 | 64 | 65 | 66 | 67 | 68 | 69 | 70 | 71 | 72 | 73 | 74 | 75 | 76 | 77 | 78 | 79 | 80 | 81 | 82 | 83 | 84 | 85 | 86 | 87 | 88 | 89 | 90 | 91 | 92 | 93 | 94 | 95 | 96 | 97 | 98 | 99 | 100 | 101 | 102 | 103 | 104
Row ref | Option name | Option reference no. | Type of option | Preferred Option (Y/N) | Earliest potential option start date (Year) | Costs based on capacity | WAFU on full implementation (Ml/d) | NPV of WAFU (Ml) | CAPEX NPV (£000) | OPEX NPV (£000) | NPV of opex savings (£000) | NPV of carbon (£000) | Social & Env. NPV (£000) | TOTAL NPV (£000) | AIC (p/m3) | AISC (p/m3) | Scope confidence (score 1 to 5) | Cost confidence (score 1 to 5) | Cost component | Derivation | Unit | Year 1 | Year 2 | Year 3 | Year 4 | Year 5 | Year 6 | Year 7 | Year 8 | Year 9 | Year 10 | Year 11 | Year 12 | Year 13 | Year 14 | Year 15 | Year 16 | Year 17 | Year 18 | Year 19 | Year 20 | Year 21 | Year 22 | Year 23 | Year 24 | Year 25 | Year 26 | Year 27 | Year 28 | Year 29 | Year 30 | Year 31 | Year 32 | Year 33 | Year 34 | Year 35 | Year 36 | Year 37 | Year 38 | Year 39 | Year 40 | Year 41 | Year 42 | Year 43 | Year 44 | Year 45 | Year 46 | Year 47 | Year 48 | Year 49 | Year 50 | Year 51 | Year 52 | Year 53 | Year 54 | Year 55 | Year 56 | Year 57 | Year 58 | Year 59 | Year 60 | Year 61 | Year 62 | Year 63 | Year 64 | Year 65 | Year 66 | Year 67 | Year 68 | Year 69 | Year 70 | Year 71 | Year 72 | Year 73 | Year 74 | Year 75 | Year 76 | Year 77 | Year 78 | Year 79 | Year 80 | Year 81 | Year 82 | Year 83 | Year 84 | Year 85 | Year 86 | Year 87 | Year 88 | Year 89 | Year 90 | Year 91 | Year 92 | Year 93 | Year 94 | Year 95 | Year 96 | Year 97 | Year 98 | Year 99 | Year 100 | Year 101 | Year 102 | Year 103 | Year 104
58a | RESOURCE SIDE | bar: 1 Year 1 to 80 Year 80
58.1a | Options to increase raw water abstractions | [17 empty] | Total Mld for SDB component |  |  | 0 | 0 | 0 | 0 | 0 | 0 | 0 | 0 | 0 | 0 | 0 | 0 | 0 | 0 | 0 | 0 | 0 | 0 | 0 | 0 | 0 | 0 | 0 | 0 | 0 | 0 | 0 | 0 | 0 | 0 | 0 | 0 | 0 | 0 | 0 | 0 | 0 | 0 | 0 | 0 | 0 | 0 | 0 | 0 | 0 | 0 | 0 | 0 | 0 | 0 | 0 | 0 | 0 | 0 | 0 | 0 | 0 | 0 | 0 | 0 | 0 | 0 | 0 | 0 | 0 | 0 | 0 | 0 | 0 | 0 | 0 | 0 | 0 | 0 | 0 | 0 | 0 | 0 | 0 | 0 | 0 | 0 | 0 | 0 | 0 | 0 | 0 | 0 | 0 | 0 | 0 | 0 | 0 | 0 | 0 | 0 | 0 | 0 | 0 | 0 | 0 | 0 | 0 | 0
58.1x | New GW source in the Coven GWMU | BHS08 | GW new | N | 2030-31 | Capacity | 3.5 | 25450.7779 | 9295.3908 | 3446.5633 | 0 | 95.7118 | 48.0429 | 12885.7087 | 50.0651 | 50.6299 | 1 | 3 | Gains in WAFU / Savings in demand | Input | Ml/d | 0 | 0 | 0 | 0 | 0 | 0 | 0 | 0 | 0 | 0 | 3.5 | 3.5 | 3.5 | 3.5 | 3.5 | 3.5 | 3.5 | 3.5 | 3.5 | 3.5 | 3.5 | 3.5 | 3.5 | 3.5 | 3.5 | 3.5 | 3.5 | 3.5 | 3.5 | 3.5 | 3.5 | 3.5 | 3.5 | 3.5 | 3.5 | 3.5 | 3.5 | 3.5 | 3.5 | 3.5 | 3.5 | 3.5 | 3.5 | 3.5 | 3.5 | 3.5 | 3.5 | 3.5 | 3.5 | 3.5 | 3.5 | 3.5 | 3.5 | 3.5 | 3.5 | 3.5 | 3.5 | 3.5 | 3.5 | 3.5 | 3.5 | 3.5 | 3.5 | 3.5 | 3.5 | 3.5 | 3.5 | 3.5 | 3.5 | 3.5 | 3.5 | 3.5 | 3.5 | 3.5 | 3.5 | 3.5 | 3.5 | 3.5 | 3.5 | 3.5 | 0 | 0 | 0 | 0 | 0 | 0 | 0 | 0 | 0 | 0 | 0 | 0 | 0 | 0 | 0 | 0 | 0 | 0 | 0 | 0 | 0 | 0 | 0 | 0
[19 empty] | Fixed capex | Input | £000s | 179 | 268.5 | 537 | 626.5 | 805.5 | 895 | 1163.5 | 1790 | 1790 | 895 | 0 | 0 | 0 | 0 | 0 | 0 | 0 | 0 | 0 | 0 | 41.2 | 61.8 | 123.6 | 144.2 | 185.4 | 206 | 267.8 | 412 | 412 | 206 | 0 | 0 | 0 | 0 | 0 | 0 | 0 | 0 | 0 | 0 | 41.2 | 61.8 | 123.6 | 144.2 | 185.4 | 206 | 267.8 | 412 | 412 | 206 | 0 | 0 | 0 | 0 | 0 | 0 | 0 | 0 | 0 | 0 | 105.6 | 158.4 | 316.8 | 369.6 | 475.2 | 528 | 686.4 | 1056 | 1056 | 528 | 0 | 0 | 0 | 0 | 0 | 0 | 0 | 0 | 0 | 0 | 0 | 0 | 0 | 0 | 0 | 0 | 0 | 0 | 0 | 0 | 0 | 0 | 0 | 0 | 0 | 0 | 0 | 0 | 0 | 0 | 0 | 0 | 0 | 0
[19 empty] | Variable capex | Input | £000s | 0 | 0 | 0 | 0 | 0 | 0 | 0 | 0 | 0 | 0 | 0 | 0 | 0 | 0 | 0 | 0 | 0 | 0 | 0 | 0 | 0 | 0 | 0 | 0 | 0 | 0 | 0 | 0 | 0 | 0 | 0 | 0 | 0 | 0 | 0 | 0 | 0 | 0 | 0 | 0 | 0 | 0 | 0 | 0 | 0 | 0 | 0 | 0 | 0 | 0 | 0 | 0 | 0 | 0 | 0 | 0 | 0 | 0 | 0 | 0 | 0 | 0 | 0 | 0 | 0 | 0 | 0 | 0 | 0 | 0 | 0 | 0 | 0 | 0 | 0 | 0 | 0 | 0 | 0 | 0 | 0 | 0 | 0 | 0 | 0 | 0 | 0 | 0 | 0 | 0 | 0 | 0 | 0 | 0 | 0 | 0 | 0 | 0 | 0 | 0 | 0 | 0 | 0 | 0
[19 empty] | Financing costs | Input | £000s | 0 | 0 | 0 | 0 | 0 | 0 | 0 | 0 | 0 | 0 | 0 | 0 | 0 | 0 | 0 | 0 | 0 | 0 | 0 | 0 | 0 | 0 | 0 | 0 | 0 | 0 | 0 | 0 | 0 | 0 | 0 | 0 | 0 | 0 | 0 | 0 | 0 | 0 | 0 | 0 | 0 | 0 | 0 | 0 | 0 | 0 | 0 | 0 | 0 | 0 | 0 | 0 | 0 | 0 | 0 | 0 | 0 | 0 | 0 | 0 | 0 | 0 | 0 | 0 | 0 | 0 | 0 | 0 | 0 | 0 | 0 | 0 | 0 | 0 | 0 | 0 | 0 | 0 | 0 | 0 | 0 | 0 | 0 | 0 | 0 | 0 | 0 | 0 | 0 | 0 | 0 | 0 | 0 | 0 | 0 | 0 | 0 | 0 | 0 | 0 | 0 | 0 | 0 | 0
[19 empty] | Fixed opex | Input | £000s | 0 | 0 | 0 | 0 | 0 | 0 | 0 | 0 | 0 | 0 | 25 | 25 | 25 | 25 | 25 | 25 | 25 | 25 | 25 | 25 | 25 | 25 | 25 | 25 | 25 | 25 | 25 | 25 | 25 | 25 | 25 | 25 | 25 | 25 | 25 | 25 | 25 | 25 | 25 | 25 | 25 | 25 | 25 | 25 | 25 | 25 | 25 | 25 | 25 | 25 | 25 | 25 | 25 | 25 | 25 | 25 | 25 | 25 | 25 | 25 | 25 | 25 | 25 | 25 | 25 | 25 | 25 | 25 | 25 | 25 | 25 | 25 | 25 | 25 | 25 | 25 | 25 | 25 | 25 | 25 | 0 | 0 | 0 | 0 | 0 | 0 | 0 | 0 | 0 | 0 | 0 | 0 | 0 | 0 | 0 | 0 | 0 | 0 | 0 | 0 | 0 | 0 | 0 | 0
[19 empty] | Variable opex | Input | £000s | 0 | 0 | 0 | 0 | 0 | 0 | 0 | 0 | 0 | 0 | 148 | 148 | 148 | 148 | 148 | 148 | 148 | 148 | 148 | 148 | 148 | 148 | 148 | 148 | 148 | 148 | 148 | 148 | 148 | 148 | 148 | 148 | 148 | 148 | 148 | 148 | 148 | 148 | 148 | 148 | 148 | 148 | 148 | 148 | 148 | 148 | 148 | 148 | 148 | 148 | 148 | 148 | 148 | 148 | 148 | 148 | 148 | 148 | 148 | 148 | 148 | 148 | 148 | 148 | 148 | 148 | 148 | 148 | 148 | 148 | 148 | 148 | 148 | 148 | 148 | 148 | 148 | 148 | 148 | 148 | 0 | 0 | 0 | 0 | 0 | 0 | 0 | 0 | 0 | 0 | 0 | 0 | 0 | 0 | 0 | 0 | 0 | 0 | 0 | 0 | 0 | 0 | 0 | 0
[19 empty] | Opex savings | Input | £000s | 0 | 0 | 0 | 0 | 0 | 0 | 0 | 0 | 0 | 0 | 0 | 0 | 0 | 0 | 0 | 0 | 0 | 0 | 0 | 0 | 0 | 0 | 0 | 0 | 0 | 0 | 0 | 0 | 0 | 0 | 0 | 0 | 0 | 0 | 0 | 0 | 0 | 0 | 0 | 0 | 0 | 0 | 0 | 0 | 0 | 0 | 0 | 0 | 0 | 0 | 0 | 0 | 0 | 0 | 0 | 0 | 0 | 0 | 0 | 0 | 0 | 0 | 0 | 0 | 0 | 0 | 0 | 0 | 0 | 0 | 0 | 0 | 0 | 0 | 0 | 0 | 0 | 0 | 0 | 0 | 0 | 0 | 0 | 0 | 0 | 0 | 0 | 0 | 0 | 0 | 0 | 0 | 0 | 0 | 0 | 0 | 0 | 0 | 0 | 0 | 0 | 0 | 0 | 0
[19 empty] | Fixed env & social | Input | £000s | 0.2346 | 0.3519 | 0.7038 | 0.8211 | 1.0557 | 1.173 | 1.5249 | 2.346 | 2.346 | 1.173 | 0 | 0 | 0 | 0 | 0 | 0 | 0 | 0 | 0 | 0 | 0.053997 | 0.080996 | 0.16199 | 0.18899 | 0.24299 | 0.26999 | 0.35098 | 0.53997 | 0.53997 | 0.26999 | 0 | 0 | 0 | 0 | 0 | 0 | 0 | 0 | 0 | 0 | 0.053997 | 0.080996 | 0.16199 | 0.18899 | 0.24299 | 0.26999 | 0.35098 | 0.53997 | 0.53997 | 0.26999 | 0 | 0 | 0 | 0 | 0 | 0 | 0 | 0 | 0 | 0 | 0.1384 | 0.2076 | 0.4152 | 0.4844 | 0.6228 | 0.692 | 0.89961 | 1.384 | 1.384 | 0.692 | 0 | 0 | 0 | 0 | 0 | 0 | 0 | 0 | 0 | 0 | 0 | 0 | 0 | 0 | 0 | 0 | 0 | 0 | 0 | 0 | 0 | 0 | 0 | 0 | 0 | 0 | 0 | 0 | 0 | 0 | 0 | 0 | 0 | 0
[19 empty] | Variable env & social | Input | £000s | 0 | 0 | 0 | 0 | 0 | 0 | 0 | 0 | 0 | 0 | 1.8 | 1.8 | 1.8 | 1.8 | 1.8 | 1.8 | 1.8 | 1.8 | 1.8 | 1.8 | 1.8 | 1.8 | 1.8 | 1.8 | 1.8 | 1.8 | 1.8 | 1.8 | 1.8 | 1.8 | 1.8 | 1.8 | 1.8 | 1.8 | 1.8 | 1.8 | 1.8 | 1.8 | 1.8 | 1.8 | 1.8 | 1.8 | 1.8 | 1.8 | 1.8 | 1.8 | 1.8 | 1.8 | 1.8 | 1.8 | 1.8 | 1.8 | 1.8 | 1.8 | 1.8 | 1.8 | 1.8 | 1.8 | 1.8 | 1.8 | 1.8 | 1.8 | 1.8 | 1.8 | 1.8 | 1.8 | 1.8 | 1.8 | 1.8 | 1.8 | 1.8 | 1.8 | 1.8 | 1.8 | 1.8 | 1.8 | 1.8 | 1.8 | 1.8 | 1.8 | 0 | 0 | 0 | 0 | 0 | 0 | 0 | 0 | 0 | 0 | 0 | 0 | 0 | 0 | 0 | 0 | 0 | 0 | 0 | 0 | 0 | 0 | 0 | 0
[19 empty] | Fixed carbon costs | Input | £000s | 1.3263 | 1.9894 | 3.9788 | 4.642 | 5.9682 | 6.6314 | 8.6208 | 13.2627 | 13.2627 | 6.6314 | 0 | 0 | 0 | 0 | 0 | 0 | 0 | 0 | 0 | 0 | 0.30526 | 0.4579 | 0.91579 | 1.0684 | 1.3737 | 1.5263 | 1.9842 | 3.0526 | 3.0526 | 1.5263 | 0 | 0 | 0 | 0 | 0 | 0 | 0 | 0 | 0 | 0 | 0.30526 | 0.4579 | 0.91579 | 1.0684 | 1.3737 | 1.5263 | 1.9842 | 3.0526 | 3.0526 | 1.5263 | 0 | 0 | 0 | 0 | 0 | 0 | 0 | 0 | 0 | 0 | 0.78243 | 1.1736 | 2.3473 | 2.7385 | 3.5209 | 3.9121 | 5.0858 | 7.8243 | 7.8243 | 3.9121 | 0 | 0 | 0 | 0 | 0 | 0 | 0 | 0 | 0 | 0 | 0 | 0 | 0 | 0 | 0 | 0 | 0 | 0 | 0 | 0 | 0 | 0 | 0 | 0 | 0 | 0 | 0 | 0 | 0 | 0 | 0 | 0 | 0 | 0
[19 empty] | Variable carbon costs | Input | £000s | 0 | 0 | 0 | 0 | 0 | 0 | 0 | 0 | 0 | 0 | 3.7253 | 3.5043 | 3.2832 | 3.0622 | 2.8412 | 2.6202 | 2.3991 | 2.1781 | 1.9571 | 1.7361 | 1.5151 | 1.294 | 1.073 | 0.852 | 0.63098 | 0.63098 | 0.63098 | 0.63098 | 0.63098 | 0.63098 | 0.63098 | 0.63098 | 0.63098 | 0.63098 | 0.63098 | 0.63098 | 0.63098 | 0.63098 | 0.63098 | 0.63098 | 0.63098 | 0.63098 | 0.63098 | 0.63098 | 0.63098 | 0.63098 | 0.63098 | 0.63098 | 0.63098 | 0.63098 | 0.63098 | 0.63098 | 0.63098 | 0.63098 | 0.63098 | 0.63098 | 0.63098 | 0.63098 | 0.63098 | 0.63098 | 0.63098 | 0.63098 | 0.63098 | 0.63098 | 0.63098 | 0.63098 | 0.63098 | 0.63098 | 0.63098 | 0.63098 | 0.63098 | 0.63098 | 0.63098 | 0.63098 | 0.63098 | 0.63098 | 0.63098 | 0.63098 | 0.63098 | 0.63098 | 0 | 0 | 0 | 0 | 0 | 0 | 0 | 0 | 0 | 0 | 0 | 0 | 0 | 0 | 0 | 0 | 0 | 0 | 0 | 0 | 0 | 0 | 0 | 0
[19 empty] | Customer willingness to pay | Input | £000s | 0 | 0 | 0 | 0 | 0 | 0 | 0 | 0 | 0 | 0 | 0 | 0 | 0 | 0 | 0 | 0 | 0 | 0 | 0 | 0 | 0 | 0 | 0 | 0 | 0 | 0 | 0 | 0 | 0 | 0 | 0 | 0 | 0 | 0 | 0 | 0 | 0 | 0 | 0 | 0 | 0 | 0 | 0 | 0 | 0 | 0 | 0 | 0 | 0 | 0 | 0 | 0 | 0 | 0 | 0 | 0 | 0 | 0 | 0 | 0 | 0 | 0 | 0 | 0 | 0 | 0 | 0 | 0 | 0 | 0 | 0 | 0 | 0 | 0 | 0 | 0 | 0 | 0 | 0 | 0 | 0 | 0 | 0 | 0 | 0 | 0 | 0 | 0 | 0 | 0 | 0 | 0 | 0 | 0 | 0 | 0 | 0 | 0 | 0 | 0 | 0 | 0 | 0 | 0
[19 empty] | Total | Sum of above (excl WAFU) | £000s | 180.5609 | 270.8413 | 541.6826 | 631.9631 | 812.5239 | 902.8044 | 1173.6457 | 1805.6087 | 1805.6087 | 902.8044 | 178.5253 | 178.3043 | 178.0832 | 177.8622 | 177.6412 | 177.4202 | 177.1991 | 176.9781 | 176.7571 | 176.5361 | 217.8743 | 238.4329 | 300.5508 | 321.1094 | 362.4477 | 383.2273 | 445.5662 | 591.0236 | 591.0236 | 383.2273 | 175.431 | 175.431 | 175.431 | 175.431 | 175.431 | 175.431 | 175.431 | 175.431 | 175.431 | 175.431 | 216.9902 | 237.7699 | 300.1088 | 320.8884 | 362.4477 | 383.2273 | 445.5662 | 591.0236 | 591.0236 | 383.2273 | 175.431 | 175.431 | 175.431 | 175.431 | 175.431 | 175.431 | 175.431 | 175.431 | 175.431 | 175.431 | 281.9518 | 335.2122 | 494.9935 | 548.2539 | 654.7747 | 708.0351 | 867.8164 | 1240.6392 | 1240.6392 | 708.0351 | 175.431 | 175.431 | 175.431 | 175.431 | 175.431 | 175.431 | 175.431 | 175.431 | 175.431 | 175.431 | 0 | 0 | 0 | 0 | 0 | 0 | 0 | 0 | 0 | 0 | 0 | 0 | 0 | 0 | 0 | 0 | 0 | 0 | 0 | 0 | 0 | 0 | 0 | 0
58.2a | Options to increase raw imports | [20 empty] | 0 | 0 | 0 | 0 | 0 | 0 | 0 | 0 | 0 | 0 | 0 | 0 | 0 | 0 | 0 | 0 | 0 | 0 | 0 | 0 | 0 | 0 | 0 | 0 | 0 | 0 | 0 | 0 | 0 | 0 | 0 | 0 | 0 | 0 | 0 | 0 | 0 | 0 | 0 | 0 | 0 | 0 | 0 | 0 | 0 | 0 | 0 | 0 | 0 | 0 | 0 | 0 | 0 | 0 | 0 | 0 | 0 | 0 | 0 | 0 | 0 | 0 | 0 | 0 | 0 | 0 | 0 | 0 | 0 | 0 | 0 | 0 | 0 | 0 | 0 | 0 | 0 | 0 | 0 | 0 | 0 | 0 | 0 | 0 | 0 | 0 | 0 | 0 | 0 | 0 | 0 | 0 | 0 | 0 | 0 | 0 | 0 | 0 | 0 | 0 | 0 | 0 | 0 | 0
58.3a | Options to increase potable imports | [20 empty] | 0 | 0 | 0 | 0 | 0 | 0 | 0 | 0 | 0 | 0 | 0 | 0 | 0 | 0 | 0 | 0 | 0 | 0 | 0 | 0 | 0 | 0 | 0 | 0 | 0 | 0 | 0 | 0 | 0 | 0 | 0 | 0 | 0 | 0 | 0 | 0 | 0 | 0 | 0 | 0 | 0 | 0 | 0 | 0 | 0 | 0 | 0 | 0 | 0 | 0 | 0 | 0 | 0 | 0 | 0 | 0 | 0 | 0 | 0 | 0 | 0 | 0 | 0 | 0 | 0 | 0 | 0 | 0 | 0 | 0 | 0 | 0 | 0 | 0 | 0 | 0 | 0 | 0 | 0 | 0 | 0 | 0 | 0 | 0 | 0 | 0 | 0 | 0 | 0 | 0 | 0 | 0 | 0 | 0 | 0 | 0 | 0 | 0 | 0 | 0 | 0 | 0 | 0 | 0
58.1x | Maximise outputs from Site N | UNK06 | Bulk supply | N | 2025-26 | Capacity | 30 | 261233.4751 | 135621.4895 | 33018.0027 | 0 | 1642.1699 | 224.6423 | 170506.3044 | 64.5551 | 65.2697 | 3 | 3 | Gains in WAFU / Savings in demand | Input | Ml/d | 0 | 0 | 0 | 0 | 0 | 30 | 30 | 30 | 30 | 30 | 30 | 30 | 30 | 30 | 30 | 30 | 30 | 30 | 30 | 30 | 30 | 30 | 30 | 30 | 30 | 30 | 30 | 30 | 30 | 30 | 30 | 30 | 30 | 30 | 30 | 30 | 30 | 30 | 30 | 30 | 30 | 30 | 30 | 30 | 30 | 30 | 30 | 30 | 30 | 30 | 30 | 30 | 30 | 30 | 30 | 30 | 30 | 30 | 30 | 30 | 30 | 30 | 30 | 30 | 30 | 30 | 30 | 30 | 30 | 30 | 30 | 30 | 30 | 30 | 30 | 30 | 30 | 30 | 30 | 30 | 0 | 0 | 0 | 0 | 0 | 0 | 0 | 0 | 0 | 0 | 0 | 0 | 0 | 0 | 0 | 0 | 0 | 0 | 0 | 0 | 0 | 0 | 0 | 0
[19 empty] | Fixed capex | Input | £000s | 8106 | 9264 | 11580 | 46320 | 40530 | 0 | 0 | 0 | 0 | 0 | 0 | 0 | 0 | 0 | 0 | 0 | 0 | 0 | 0 | 0 | 2109.8 | 2411.2 | 3014 | 12056 | 10549 | 0 | 0 | 0 | 0 | 0 | 0 | 0 | 0 | 0 | 0 | 0 | 0 | 0 | 0 | 0 | 2109.8 | 2411.2 | 3014 | 12056 | 10549 | 0 | 0 | 0 | 0 | 0 | 0 | 0 | 0 | 0 | 0 | 0 | 0 | 0 | 0 | 0 | 4931.5 | 5636 | 7045 | 28180 | 24657.5 | 0 | 0 | 0 | 0 | 0 | 0 | 0 | 0 | 0 | 0 | 0 | 0 | 0 | 0 | 0 | 0 | 0 | 0 | 0 | 0 | 0 | 0 | 0 | 0 | 0 | 0 | 0 | 0 | 0 | 0 | 0 | 0 | 0 | 0 | 0 | 0 | 0 | 0 | 0
[19 empty] | Variable capex | Input | £000s | 0 | 0 | 0 | 0 | 0 | 0 | 0 | 0 | 0 | 0 | 0 | 0 | 0 | 0 | 0 | 0 | 0 | 0 | 0 | 0 | 0 | 0 | 0 | 0 | 0 | 0 | 0 | 0 | 0 | 0 | 0 | 0 | 0 | 0 | 0 | 0 | 0 | 0 | 0 | 0 | 0 | 0 | 0 | 0 | 0 | 0 | 0 | 0 | 0 | 0 | 0 | 0 | 0 | 0 | 0 | 0 | 0 | 0 | 0 | 0 | 0 | 0 | 0 | 0 | 0 | 0 | 0 | 0 | 0 | 0 | 0 | 0 | 0 | 0 | 0 | 0 | 0 | 0 | 0 | 0 | 0 | 0 | 0 | 0 | 0 | 0 | 0 | 0 | 0 | 0 | 0 | 0 | 0 | 0 | 0 | 0 | 0 | 0 | 0 | 0 | 0 | 0 | 0 | 0
[19 empty] | Financing costs | Input | £000s | 0 | 0 | 0 | 0 | 0 | 0 | 0 | 0 | 0 | 0 | 0 | 0 | 0 | 0 | 0 | 0 | 0 | 0 | 0 | 0 | 0 | 0 | 0 | 0 | 0 | 0 | 0 | 0 | 0 | 0 | 0 | 0 | 0 | 0 | 0 | 0 | 0 | 0 | 0 | 0 | 0 | 0 | 0 | 0 | 0 | 0 | 0 | 0 | 0 | 0 | 0 | 0 | 0 | 0 | 0 | 0 | 0 | 0 | 0 | 0 | 0 | 0 | 0 | 0 | 0 | 0 | 0 | 0 | 0 | 0 | 0 | 0 | 0 | 0 | 0 | 0 | 0 | 0 | 0 | 0 | 0 | 0 | 0 | 0 | 0 | 0 | 0 | 0 | 0 | 0 | 0 | 0 | 0 | 0 | 0 | 0 | 0 | 0 | 0 | 0 | 0 | 0 | 0 | 0
[19 empty] | Fixed opex | Input | £000s | 0 | 0 | 0 | 0 | 0 | 435 | 435 | 435 | 435 | 435 | 435 | 435 | 435 | 435 | 435 | 435 | 435 | 435 | 435 | 435 | 435 | 435 | 435 | 435 | 435 | 435 | 435 | 435 | 435 | 435 | 435 | 435 | 435 | 435 | 435 | 435 | 435 | 435 | 435 | 435 | 435 | 435 | 435 | 435 | 435 | 435 | 435 | 435 | 435 | 435 | 435 | 435 | 435 | 435 | 435 | 435 | 435 | 435 | 435 | 435 | 435 | 435 | 435 | 435 | 435 | 435 | 435 | 435 | 435 | 435 | 435 | 435 | 435 | 435 | 435 | 435 | 435 | 435 | 435 | 435 | 0 | 0 | 0 | 0 | 0 | 0 | 0 | 0 | 0 | 0 | 0 | 0 | 0 | 0 | 0 | 0 | 0 | 0 | 0 | 0 | 0 | 0 | 0 | 0
[19 empty] | Variable opex | Input | £000s | 0 | 0 | 0 | 0 | 0 | 949 | 949 | 949 | 949 | 949 | 949 | 949 | 949 | 949 | 949 | 949 | 949 | 949 | 949 | 949 | 949 | 949 | 949 | 949 | 949 | 949 | 949 | 949 | 949 | 949 | 949 | 949 | 949 | 949 | 949 | 949 | 949 | 949 | 949 | 949 | 949 | 949 | 949 | 949 | 949 | 949 | 949 | 949 | 949 | 949 | 949 | 949 | 949 | 949 | 949 | 949 | 949 | 949 | 949 | 949 | 949 | 949 | 949 | 949 | 949 | 949 | 949 | 949 | 949 | 949 | 949 | 949 | 949 | 949 | 949 | 949 | 949 | 949 | 949 | 949 | 0 | 0 | 0 | 0 | 0 | 0 | 0 | 0 | 0 | 0 | 0 | 0 | 0 | 0 | 0 | 0 | 0 | 0 | 0 | 0 | 0 | 0 | 0 | 0
[19 empty] | Opex savings | Input | £000s | 0 | 0 | 0 | 0 | 0 | 0 | 0 | 0 | 0 | 0 | 0 | 0 | 0 | 0 | 0 | 0 | 0 | 0 | 0 | 0 | 0 | 0 | 0 | 0 | 0 | 0 | 0 | 0 | 0 | 0 | 0 | 0 | 0 | 0 | 0 | 0 | 0 | 0 | 0 | 0 | 0 | 0 | 0 | 0 | 0 | 0 | 0 | 0 | 0 | 0 | 0 | 0 | 0 | 0 | 0 | 0 | 0 | 0 | 0 | 0 | 0 | 0 | 0 | 0 | 0 | 0 | 0 | 0 | 0 | 0 | 0 | 0 | 0 | 0 | 0 | 0 | 0 | 0 | 0 | 0 | 0 | 0 | 0 | 0 | 0 | 0 | 0 | 0 | 0 | 0 | 0 | 0 | 0 | 0 | 0 | 0 | 0 | 0 | 0 | 0 | 0 | 0 | 0 | 0
[19 empty] | Fixed env & social | Input | £000s | 0.9072 | 1.0368 | 1.296 | 5.184 | 4.536 | 0 | 0 | 0 | 0 | 0 | 0 | 0 | 0 | 0 | 0 | 0 | 0 | 0 | 0 | 0 | 0.23612 | 0.26985 | 0.33732 | 1.3493 | 1.1806 | 0 | 0 | 0 | 0 | 0 | 0 | 0 | 0 | 0 | 0 | 0 | 0 | 0 | 0 | 0 | 0.23612 | 0.26985 | 0.33732 | 1.3493 | 1.1806 | 0 | 0 | 0 | 0 | 0 | 0 | 0 | 0 | 0 | 0 | 0 | 0 | 0 | 0 | 0 | 0.55192 | 0.63076 | 0.78846 | 3.1538 | 2.7596 | 0 | 0 | 0 | 0 | 0 | 0 | 0 | 0 | 0 | 0 | 0 | 0 | 0 | 0 | 0 | 0 | 0 | 0 | 0 | 0 | 0 | 0 | 0 | 0 | 0 | 0 | 0 | 0 | 0 | 0 | 0 | 0 | 0 | 0 | 0 | 0 | 0 | 0 | 0
[19 empty] | Variable env & social | Input | £000s | 0 | 0 | 0 | 0 | 0 | 8.78 | 8.78 | 8.78 | 8.78 | 8.78 | 8.78 | 8.78 | 8.78 | 8.78 | 8.78 | 8.78 | 8.78 | 8.78 | 8.78 | 8.78 | 8.78 | 8.78 | 8.78 | 8.78 | 8.78 | 8.78 | 8.78 | 8.78 | 8.78 | 8.78 | 8.78 | 8.78 | 8.78 | 8.78 | 8.78 | 8.78 | 8.78 | 8.78 | 8.78 | 8.78 | 8.78 | 8.78 | 8.78 | 8.78 | 8.78 | 8.78 | 8.78 | 8.78 | 8.78 | 8.78 | 8.78 | 8.78 | 8.78 | 8.78 | 8.78 | 8.78 | 8.78 | 8.78 | 8.78 | 8.78 | 8.78 | 8.78 | 8.78 | 8.78 | 8.78 | 8.78 | 8.78 | 8.78 | 8.78 | 8.78 | 8.78 | 8.78 | 8.78 | 8.78 | 8.78 | 8.78 | 8.78 | 8.78 | 8.78 | 8.78 | 0 | 0 | 0 | 0 | 0 | 0 | 0 | 0 | 0 | 0 | 0 | 0 | 0 | 0 | 0 | 0 | 0 | 0 | 0 | 0 | 0 | 0 | 0 | 0
[19 empty] | Fixed carbon costs | Input | £000s | 21.0936 | 24.1069 | 30.1337 | 120.5347 | 105.4679 | 0 | 0 | 0 | 0 | 0 | 0 | 0 | 0 | 0 | 0 | 0 | 0 | 0 | 0 | 0 | 5.4902 | 6.2745 | 7.8431 | 31.3723 | 27.4508 | 0 | 0 | 0 | 0 | 0 | 0 | 0 | 0 | 0 | 0 | 0 | 0 | 0 | 0 | 0 | 5.4902 | 6.2745 | 7.8431 | 31.3723 | 27.4508 | 0 | 0 | 0 | 0 | 0 | 0 | 0 | 0 | 0 | 0 | 0 | 0 | 0 | 0 | 0 | 12.8328 | 14.6661 | 18.3326 | 73.3305 | 64.1642 | 0 | 0 | 0 | 0 | 0 | 0 | 0 | 0 | 0 | 0 | 0 | 0 | 0 | 0 | 0 | 0 | 0 | 0 | 0 | 0 | 0 | 0 | 0 | 0 | 0 | 0 | 0 | 0 | 0 | 0 | 0 | 0 | 0 | 0 | 0 | 0 | 0 | 0 | 0
[19 empty] | Variable carbon costs | Input | £000s | 0 | 0 | 0 | 0 | 0 | 142.9851 | 132.4568 | 125.8948 | 123.659 | 115.2318 | 108.778 | 102.3241 | 95.8703 | 89.4165 | 82.9627 | 76.5089 | 70.055 | 63.6012 | 57.1474 | 50.6936 | 44.2398 | 37.7859 | 31.3321 | 24.8783 | 18.4245 | 18.4245 | 18.4245 | 18.4245 | 18.4245 | 18.4245 | 18.4245 | 18.4245 | 18.4245 | 18.4245 | 18.4245 | 18.4245 | 18.4245 | 18.4245 | 18.4245 | 18.4245 | 18.4245 | 18.4245 | 18.4245 | 18.4245 | 18.4245 | 18.4245 | 18.4245 | 18.4245 | 18.4245 | 18.4245 | 18.4245 | 18.4245 | 18.4245 | 18.4245 | 18.4245 | 18.4245 | 18.4245 | 18.4245 | 18.4245 | 18.4245 | 18.4245 | 18.4245 | 18.4245 | 18.4245 | 18.4245 | 18.4245 | 18.4245 | 18.4245 | 18.4245 | 18.4245 | 18.4245 | 18.4245 | 18.4245 | 18.4245 | 18.4245 | 18.4245 | 18.4245 | 18.4245 | 18.4245 | 18.4245 | 0 | 0 | 0 | 0 | 0 | 0 | 0 | 0 | 0 | 0 | 0 | 0 | 0 | 0 | 0 | 0 | 0 | 0 | 0 | 0 | 0 | 0 | 0 | 0
[19 empty] | Customer willingness to pay | Input | £000s | 0 | 0 | 0 | 0 | 0 | 0 | 0 | 0 | 0 | 0 | 0 | 0 | 0 | 0 | 0 | 0 | 0 | 0 | 0 | 0 | 0 | 0 | 0 | 0 | 0 | 0 | 0 | 0 | 0 | 0 | 0 | 0 | 0 | 0 | 0 | 0 | 0 | 0 | 0 | 0 | 0 | 0 | 0 | 0 | 0 | 0 | 0 | 0 | 0 | 0 | 0 | 0 | 0 | 0 | 0 | 0 | 0 | 0 | 0 | 0 | 0 | 0 | 0 | 0 | 0 | 0 | 0 | 0 | 0 | 0 | 0 | 0 | 0 | 0 | 0 | 0 | 0 | 0 | 0 | 0 | 0 | 0 | 0 | 0 | 0 | 0 | 0 | 0 | 0 | 0 | 0 | 0 | 0 | 0 | 0 | 0 | 0 | 0 | 0 | 0 | 0 | 0 | 0 | 0
[19 empty] | Total | Sum of above (excl WAFU) | £000s | 8128.0008 | 9289.1437 | 11611.4297 | 46445.7187 | 40640.0039 | 1535.7651 | 1525.2368 | 1518.6748 | 1516.439 | 1508.0118 | 1501.558 | 1495.1041 | 1488.6503 | 1482.1965 | 1475.7427 | 1469.2889 | 1462.835 | 1456.3812 | 1449.9274 | 1443.4736 | 3552.546 | 3848.3103 | 4446.2925 | 13506.3799 | 11988.8359 | 1411.2045 | 1411.2045 | 1411.2045 | 1411.2045 | 1411.2045 | 1411.2045 | 1411.2045 | 1411.2045 | 1411.2045 | 1411.2045 | 1411.2045 | 1411.2045 | 1411.2045 | 1411.2045 | 1411.2045 | 3526.7308 | 3828.9488 | 4433.3849 | 13499.9261 | 11988.8359 | 1411.2045 | 1411.2045 | 1411.2045 | 1411.2045 | 1411.2045 | 1411.2045 | 1411.2045 | 1411.2045 | 1411.2045 | 1411.2045 | 1411.2045 | 1411.2045 | 1411.2045 | 1411.2045 | 1411.2045 | 6356.0892 | 7062.5013 | 8475.3256 | 29667.6888 | 26135.6283 | 1411.2045 | 1411.2045 | 1411.2045 | 1411.2045 | 1411.2045 | 1411.2045 | 1411.2045 | 1411.2045 | 1411.2045 | 1411.2045 | 1411.2045 | 1411.2045 | 1411.2045 | 1411.2045 | 1411.2045 | 0 | 0 | 0 | 0 | 0 | 0 | 0 | 0 | 0 | 0 | 0 | 0 | 0 | 0 | 0 | 0 | 0 | 0 | 0 | 0 | 0 | 0 | 0 | 0
58.4a | Options to reduce raw water losses and operational use | [20 empty] | 0 | 0 | 0 | 0 | 0 | 0 | 0 | 0 | 0 | 0 | 0 | 0 | 0 | 0 | 0 | 0 | 0 | 0 | 0 | 0 | 0 | 0 | 0 | 0 | 0 | 0 | 0 | 0 | 0 | 0 | 0 | 0 | 0 | 0 | 0 | 0 | 0 | 0 | 0 | 0 | 0 | 0 | 0 | 0 | 0 | 0 | 0 | 0 | 0 | 0 | 0 | 0 | 0 | 0 | 0 | 0 | 0 | 0 | 0 | 0 | 0 | 0 | 0 | 0 | 0 | 0 | 0 | 0 | 0 | 0 | 0 | 0 | 0 | 0 | 0 | 0 | 0 | 0 | 0 | 0 | 0 | 0 | 0 | 0 | 0 | 0 | 0 | 0 | 0 | 0 | 0 | 0 | 0 | 0 | 0 | 0 | 0 | 0 | 0 | 0 | 0 | 0 | 0 | 0
58.5a | Options to reduce raw water exports | [20 empty] | 0 | 0 | 0 | 0 | 0 | 0 | 0 | 0 | 0 | 0 | 0 | 0 | 0 | 0 | 0 | 0 | 0 | 0 | 0 | 0 | 0 | 0 | 0 | 0 | 0 | 0 | 0 | 0 | 0 | 0 | 0 | 0 | 0 | 0 | 0 | 0 | 0 | 0 | 0 | 0 | 0 | 0 | 0 | 0 | 0 | 0 | 0 | 0 | 0 | 0 | 0 | 0 | 0 | 0 | 0 | 0 | 0 | 0 | 0 | 0 | 0 | 0 | 0 | 0 | 0 | 0 | 0 | 0 | 0 | 0 | 0 | 0 | 0 | 0 | 0 | 0 | 0 | 0 | 0 | 0 | 0 | 0 | 0 | 0 | 0 | 0 | 0 | 0 | 0 | 0 | 0 | 0 | 0 | 0 | 0 | 0 | 0 | 0 | 0 | 0 | 0 | 0 | 0 | 0
58.6a | Options to reduce potable water exports | [20 empty] | 0 | 0 | 0 | 0 | 0 | 0 | 0 | 0 | 0 | 0 | 0 | 0 | 0 | 0 | 0 | 0 | 0 | 0 | 0 | 0 | 0 | 0 | 0 | 0 | 0 | 0 | 0 | 0 | 0 | 0 | 0 | 0 | 0 | 0 | 0 | 0 | 0 | 0 | 0 | 0 | 0 | 0 | 0 | 0 | 0 | 0 | 0 | 0 | 0 | 0 | 0 | 0 | 0 | 0 | 0 | 0 | 0 | 0 | 0 | 0 | 0 | 0 | 0 | 0 | 0 | 0 | 0 | 0 | 0 | 0 | 0 | 0 | 0 | 0 | 0 | 0 | 0 | 0 | 0 | 0 | 0 | 0 | 0 | 0 | 0 | 0 | 0 | 0 | 0 | 0 | 0 | 0 | 0 | 0 | 0 | 0 | 0 | 0 | 0 | 0 | 0 | 0 | 0 | 0
58.7a | Other options to increase Deployable Output | [20 empty] | 0 | 0 | 0 | 0 | 0 | 0 | 0 | 0 | 0 | 0 | 0 | 0 | 0 | 0 | 0 | 0 | 0 | 0 | 0 | 0 | 0 | 0 | 0 | 0 | 0 | 0 | 0 | 0 | 0 | 0 | 0 | 0 | 0 | 0 | 0 | 0 | 0 | 0 | 0 | 0 | 0 | 0 | 0 | 0 | 0 | 0 | 0 | 0 | 0 | 0 | 0 | 0 | 0 | 0 | 0 | 0 | 0 | 0 | 0 | 0 | 0 | 0 | 0 | 0 | 0 | 0 | 0 | 0 | 0 | 0 | 0 | 0 | 0 | 0 | 0 | 0 | 0 | 0 | 0 | 0 | 0 | 0 | 0 | 0 | 0 | 0 | 0 | 0 | 0 | 0 | 0 | 0 | 0 | 0 | 0 | 0 | 0 | 0 | 0 | 0 | 0 | 0 | 0 | 0
59a | DISTRIBUTION SIDE | bar: 1 Year 1 to 80 Year 80
59.1a | Options to reduce Distribution Losses | [20 empty] | 0 | 0 | 0 | 0 | 0 | 0 | 0 | 0 | 0 | 0 | 0 | 0 | 0 | 0 | 0 | 0 | 0 | 0 | 0 | 0 | 0 | 0 | 0 | 0 | 0 | 0 | 0 | 0 | 0 | 0 | 0 | 0 | 0 | 0 | 0 | 0 | 0 | 0 | 0 | 0 | 0 | 0 | 0 | 0 | 0 | 0 | 0 | 0 | 0 | 0 | 0 | 0 | 0 | 0 | 0 | 0 | 0 | 0 | 0 | 0 | 0 | 0 | 0 | 0 | 0 | 0 | 0 | 0 | 0 | 0 | 0 | 0 | 0 | 0 | 0 | 0 | 0 | 0 | 0 | 0 | 0 | 0 | 0 | 0 | 0 | 0 | 0 | 0 | 0 | 0 | 0 | 0 | 0 | 0 | 0 | 0 | 0 | 0 | 0 | 0 | 0 | 0 | 0 | 0
58.1x | Active Leakage Control - Supply demand balance scenario | ALC1 | Active leakage management | N | 2020/21 | Capacity | 2.6914 | 16859.8413 | 17703.2193 | 1294.158 | -6548.5227 | 7.1353 | 3165.9003 | 15621.8902 | 73.8373 | 92.6574 | 3 | 3 | Gains in WAFU / Savings in demand | Input | Ml/d | 0.0022064 | 0.007433 | 0.023083 | 0.049107 | 0.085454 | 0.13208 | 0.18882 | 0.25548 | 0.33203 | 0.41839 | 0.51455 | 0.61848 | 0.72851 | 0.84449 | 0.96629 | 1.0938 | 1.2297 | 1.3765 | 1.5341 | 1.7025 | 1.8816 | 2.0706 | 2.2686 | 2.4755 | 2.6914 | 2.9161 | 2.9161 | 2.9161 | 2.9161 | 2.9161 | 2.9161 | 2.9161 | 2.9161 | 2.9161 | 2.9161 | 2.9161 | 2.9161 | 2.9161 | 2.9161 | 2.9161 | 2.9161 | 2.9161 | 2.9161 | 2.9161 | 2.9161 | 2.9161 | 2.9161 | 2.9161 | 2.9161 | 2.9161 | 2.9161 | 2.9161 | 2.9161 | 2.9161 | 2.9161 | 2.9161 | 2.9161 | 2.9161 | 2.9161 | 2.9161 | 2.9161 | 2.9161 | 2.9161 | 2.9161 | 2.9161 | 2.9161 | 2.9161 | 2.9161 | 2.9161 | 2.9161 | 2.9161 | 2.9161 | 2.9161 | 2.9161 | 2.9161 | 2.9161 | 2.9161 | 2.9161 | 2.9161 | 2.9161 | 0 | 0 | 0 | 0 | 0 | 0 | 0 | 0 | 0 | 0 | 0 | 0 | 0 | 0 | 0 | 0 | 0 | 0 | 0 | 0 | 0 | 0 | 0 | 0
[19 empty] | Fixed capex | Input | £000s | 16.9475 | 17.0275 | 17.1205 | 17.2184 | 17.3215 | 17.4291 | 17.5409 | 17.6579 | 17.7807 | 17.9095 | 18.0312 | 18.144 | 18.2581 | 18.3761 | 18.4981 | 18.6451 | 18.8206 | 19.0097 | 19.2096 | 19.4212 | 19.6397 | 19.8632 | 20.0987 | 20.3491 | 20.616 | 20.616 | 20.616 | 20.616 | 20.616 | 20.616 | 20.616 | 20.616 | 20.616 | 20.616 | 20.616 | 20.616 | 20.616 | 20.616 | 20.616 | 20.616 | 20.616 | 20.616 | 20.616 | 20.616 | 20.616 | 20.616 | 20.616 | 20.616 | 20.616 | 20.616 | 20.616 | 20.616 | 20.616 | 20.616 | 20.616 | 20.616 | 20.616 | 20.616 | 20.616 | 20.616 | 20.616 | 20.616 | 20.616 | 20.616 | 20.616 | 20.616 | 20.616 | 20.616 | 20.616 | 20.616 | 20.616 | 20.616 | 20.616 | 20.616 | 20.616 | 20.616 | 20.616 | 20.616 | 20.616 | 20.616 | 0 | 0 | 0 | 0 | 0 | 0 | 0 | 0 | 0 | 0 | 0 | 0 | 0 | 0 | 0 | 0 | 0 | 0 | 0 | 0 | 0 | 0 | 0 | 0
[19 empty] | Variable capex | Input | £000s | 361.8654 | 365.1973 | 369.8885 | 375.7692 | 382.8444 | 391.0972 | 400.5115 | 411.1194 | 422.9431 | 436.0032 | 449.8291 | 464.2179 | 479.3902 | 495.4045 | 512.2693 | 530.7807 | 551.3114 | 573.5978 | 597.6358 | 623.511 | 651.0991 | 680.3224 | 711.4191 | 744.5536 | 779.8791 | 779.8791 | 779.8791 | 779.8791 | 779.8791 | 779.8791 | 779.8791 | 779.8791 | 779.8791 | 779.8791 | 779.8791 | 779.8791 | 779.8791 | 779.8791 | 779.8791 | 779.8791 | 779.8791 | 779.8791 | 779.8791 | 779.8791 | 779.8791 | 779.8791 | 779.8791 | 779.8791 | 779.8791 | 779.8791 | 779.8791 | 779.8791 | 779.8791 | 779.8791 | 779.8791 | 779.8791 | 779.8791 | 779.8791 | 779.8791 | 779.8791 | 779.8791 | 779.8791 | 779.8791 | 779.8791 | 779.8791 | 779.8791 | 779.8791 | 779.8791 | 779.8791 | 779.8791 | 779.8791 | 779.8791 | 779.8791 | 779.8791 | 779.8791 | 779.8791 | 779.8791 | 779.8791 | 779.8791 | 779.8791 | 0 | 0 | 0 | 0 | 0 | 0 | 0 | 0 | 0 | 0 | 0 | 0 | 0 | 0 | 0 | 0 | 0 | 0 | 0 | 0 | 0 | 0 | 0 | 0
[19 empty] | Financing costs | Input | £000s | 81 Year 81: 0; 82 Year 82: 0; 83 Year 83: 0; 84 Year 84: 0; 85 Year 85: 0; 86 Year 86: 0; 87 Year 87: 0; 88 Year 88: 0; 89 Year 89: 0; 90 Year 90: 0; 91 Year 91: 0; 92 Year 92: 0; 93 Year 93: 0; 94 Year 94: 0; 95 Year 95: 0; 96 Year 96: 0; 97 Year 97: 0; 98 Year 98: 0; 99 Year 99: 0; 100 Year 100: 0; 101 Year 101: 0; 102 Year 102: 0; 103 Year 103: 0; 104 Year 104: 0
[19 empty] | Fixed opex | Input | £000s | 81 Year 81: 0; 82 Year 82: 0; 83 Year 83: 0; 84 Year 84: 0; 85 Year 85: 0; 86 Year 86: 0; 87 Year 87: 0; 88 Year 88: 0; 89 Year 89: 0; 90 Year 90: 0; 91 Year 91: 0; 92 Year 92: 0; 93 Year 93: 0; 94 Year 94: 0; 95 Year 95: 0; 96 Year 96: 0; 97 Year 97: 0; 98 Year 98: 0; 99 Year 99: 0; 100 Year 100: 0; 101 Year 101: 0; 102 Year 102: 0; 103 Year 103: 0; 104 Year 104: 0
[19 empty] | Variable opex | Input | £000s | 40.1214 | 40.3108 | 40.5308 | 40.7627 | 41.0067 | 41.2614 | 41.5261 | 41.8033 | 42.0939 | 42.3987 | 42.6868 | 42.9539 | 43.2241 | 43.5034 | 43.7922 | 44.1403 | 44.5557 | 45.0034 | 45.4767 | 45.9776 | 46.4949 | 47.0239 | 47.5814 | 48.1742 | 48.8062 | 48.8062 | 48.8062 | 48.8062 | 48.8062 | 48.8062 | 48.8062 | 48.8062 | 48.8062 | 48.8062 | 48.8062 | 48.8062 | 48.8062 | 48.8062 | 48.8062 | 48.8062 | 48.8062 | 48.8062 | 48.8062 | 48.8062 | 48.8062 | 48.8062 | 48.8062 | 48.8062 | 48.8062 | 48.8062 | 48.8062 | 48.8062 | 48.8062 | 48.8062 | 48.8062 | 48.8062 | 48.8062 | 48.8062 | 48.8062 | 48.8062 | 48.8062 | 48.8062 | 48.8062 | 48.8062 | 48.8062 | 48.8062 | 48.8062 | 48.8062 | 48.8062 | 48.8062 | 48.8062 | 48.8062 | 48.8062 | 48.8062 | 48.8062 | 48.8062 | 48.8062 | 48.8062 | 48.8062 | 48.8062 | 0 | 0 | 0 | 0 | 0 | 0 | 0 | 0 | 0 | 0 | 0 | 0 | 0 | 0 | 0 | 0 | 0 | 0 | 0 | 0 | 0 | 0 | 0 | 0
[19 empty] | Opex savings | Input | £000s | 0.3128 | 1.0538 | 3.2724 | 6.9618 | 12.1148 | 18.7242 | 26.7687 | 36.2198 | 47.071 | 59.3156 | 72.9468 | 87.6812 | 103.2799 | 119.723 | 136.9902 | 155.0606 | 174.3386 | 195.149 | 217.4891 | 241.3562 | 266.7477 | 293.5465 | 321.6155 | 350.9521 | 381.5538 | 413.4182 | 413.4182 | 413.4182 | 413.4182 | 413.4182 | 413.4182 | 413.4182 | 413.4182 | 413.4182 | 413.4182 | 413.4182 | 413.4182 | 413.4182 | 413.4182 | 413.4182 | 413.4182 | 413.4182 | 413.4182 | 413.4182 | 413.4182 | 413.4182 | 413.4182 | 413.4182 | 413.4182 | 413.4182 | 413.4182 | 413.4182 | 413.4182 | 413.4182 | 413.4182 | 413.4182 | 413.4182 | 413.4182 | 413.4182 | 413.4182 | 413.4182 | 413.4182 | 413.4182 | 413.4182 | 413.4182 | 413.4182 | 413.4182 | 413.4182 | 413.4182 | 413.4182 | 413.4182 | 413.4182 | 413.4182 | 413.4182 | 413.4182 | 413.4182 | 413.4182 | 413.4182 | 413.4182 | 413.4182 | 0 | 0 | 0 | 0 | 0 | 0 | 0 | 0 | 0 | 0 | 0 | 0 | 0 | 0 | 0 | 0 | 0 | 0 | 0 | 0 | 0 | 0 | 0 | 0
[19 empty] | Fixed env & social | Input | £000s | 81 Year 81: 0; 82 Year 82: 0; 83 Year 83: 0; 84 Year 84: 0; 85 Year 85: 0; 86 Year 86: 0; 87 Year 87: 0; 88 Year 88: 0; 89 Year 89: 0; 90 Year 90: 0; 91 Year 91: 0; 92 Year 92: 0; 93 Year 93: 0; 94 Year 94: 0; 95 Year 95: 0; 96 Year 96: 0; 97 Year 97: 0; 98 Year 98: 0; 99 Year 99: 0; 100 Year 100: 0; 101 Year 101: 0; 102 Year 102: 0; 103 Year 103: 0; 104 Year 104: 0
[19 empty] | Variable env & social | Input | £000s | 0.44395 | 1.3794 | 2.9371 | 5.1172 | 7.9214 | 11.3464 | 15.3874 | 20.05 | 25.3414 | 31.2703 | 37.7254 | 44.6128 | 51.9344 | 59.6927 | 67.8905 | 76.7278 | 86.3777 | 96.8692 | 108.2353 | 120.5139 | 133.6925 | 147.75 | 162.7371 | 178.7123 | 195.7438 | 195.7438 | 195.7438 | 195.7438 | 195.7438 | 195.7438 | 195.7438 | 195.7438 | 195.7438 | 195.7438 | 195.7438 | 195.7438 | 195.7438 | 195.7438 | 195.7438 | 195.7438 | 195.7438 | 195.7438 | 195.7438 | 195.7438 | 195.7438 | 195.7438 | 195.7438 | 195.7438 | 195.7438 | 195.7438 | 195.7438 | 195.7438 | 195.7438 | 195.7438 | 195.7438 | 195.7438 | 195.7438 | 195.7438 | 195.7438 | 195.7438 | 195.7438 | 195.7438 | 195.7438 | 195.7438 | 195.7438 | 195.7438 | 195.7438 | 195.7438 | 195.7438 | 195.7438 | 195.7438 | 195.7438 | 195.7438 | 195.7438 | 195.7438 | 195.7438 | 195.7438 | 195.7438 | 195.7438 | 195.7438 | 0 | 0 | 0 | 0 | 0 | 0 | 0 | 0 | 0 | 0 | 0 | 0 | 0 | 0 | 0 | 0 | 0 | 0 | 0 | 0 | 0 | 0 | 0 | 0
[19 empty] | Fixed carbon costs | Input | £000s | 81 Year 81: 0; 82 Year 82: 0; 83 Year 83: 0; 84 Year 84: 0; 85 Year 85: 0; 86 Year 86: 0; 87 Year 87: 0; 88 Year 88: 0; 89 Year 89: 0; 90 Year 90: 0; 91 Year 91: 0; 92 Year 92: 0; 93 Year 93: 0; 94 Year 94: 0; 95 Year 95: 0; 96 Year 96: 0; 97 Year 97: 0; 98 Year 98: 0; 99 Year 99: 0; 100 Year 100: 0; 101 Year 101: 0; 102 Year 102: 0; 103 Year 103: 0; 104 Year 104: 0
[19 empty] | Variable carbon costs | Input | £000s | 0.41917 | 0.40691 | 0.39529 | 0.38411 | 0.37334 | 0.36296 | 0.35293 | 0.34327 | 0.33397 | 0.32501 | 0.31616 | 0.30738 | 0.29885 | 0.29061 | 0.28265 | 0.27526 | 0.26845 | 0.26198 | 0.25579 | 0.24986 | 0.24412 | 0.23855 | 0.23322 | 0.22814 | 0.22332 | 0.21576 | 0.20847 | 0.20142 | 0.19461 | 0.18803 | 0.21007 | 0.20395 | 0.19801 | 0.19225 | 0.18665 | 0.18121 | 0.17593 | 0.17081 | 0.16583 | 0.161 | 0.15631 | 0.15176 | 0.14734 | 0.14305 | 0.13888 | 0.13484 | 0.13091 | 0.1271 | 0.1234 | 0.1198 | 0.11631 | 0.11292 | 0.10964 | 0.10644 | 0.10334 | 0.10033 | 0.09741 | 0.094573 | 0.091818 | 0.089144 | 0.086547 | 0.084027 | 0.081579 | 0.079203 | 0.076896 | 0.074657 | 0.072482 | 0.070371 | 0.068321 | 0.066331 | 0.064399 | 0.062524 | 0.060703 | 0.058935 | 0.057218 | 0.08002 | 0.078068 | 0.076164 | 0.074306 | 0.072494 | 0 | 0 | 0 | 0 | 0 | 0 | 0 | 0 | 0 | 0 | 0 | 0 | 0 | 0 | 0 | 0 | 0 | 0 | 0 | 0 | 0 | 0 | 0 | 0
[19 empty] | Customer willingness to pay | Input | £000s | 81 Year 81: 0; 82 Year 82: 0; 83 Year 83: 0; 84 Year 84: 0; 85 Year 85: 0; 86 Year 86: 0; 87 Year 87: 0; 88 Year 88: 0; 89 Year 89: 0; 90 Year 90: 0; 91 Year 91: 0; 92 Year 92: 0; 93 Year 93: 0; 94 Year 94: 0; 95 Year 95: 0; 96 Year 96: 0; 97 Year 97: 0; 98 Year 98: 0; 99 Year 99: 0; 100 Year 100: 0; 101 Year 101: 0; 102 Year 102: 0; 103 Year 103: 0; 104 Year 104: 0
[19 empty] | Total | Sum of above (excl WAFU) | £000s | 420.1103 | 425.3757 | 434.1446 | 446.2134 | 461.5821 | 480.2214 | 502.0875 | 527.1937 | 555.5642 | 587.2222 | 621.5355 | 657.9172 | 696.3855 | 736.9902 | 779.7229 | 825.6297 | 875.6724 | 929.8912 | 988.3023 | 1051.0298 | 1117.918 | 1188.7447 | 1263.6849 | 1342.9694 | 1426.8222 | 1458.6791 | 1458.6718 | 1458.6647 | 1458.6579 | 1458.6513 | 1458.6734 | 1458.6673 | 1458.6613 | 1458.6556 | 1458.65 | 1458.6445 | 1458.6393 | 1458.6341 | 1458.6292 | 1458.6243 | 1458.6196 | 1458.6151 | 1458.6107 | 1458.6064 | 1458.6022 | 1458.5982 | 1458.5942 | 1458.5904 | 1458.5867 | 1458.5831 | 1458.5796 | 1458.5762 | 1458.573 | 1458.5698 | 1458.5667 | 1458.5637 | 1458.5607 | 1458.5579 | 1458.5551 | 1458.5525 | 1458.5499 | 1458.5473 | 1458.5449 | 1458.5425 | 1458.5402 | 1458.538 | 1458.5358 | 1458.5337 | 1458.5316 | 1458.5297 | 1458.5277 | 1458.5258 | 1458.524 | 1458.5223 | 1458.5205 | 1458.5433 | 1458.5414 | 1458.5395 | 1458.5376 | 1458.5358 | 0 | 0 | 0 | 0 | 0 | 0 | 0 | 0 | 0 | 0 | 0 | 0 | 0 | 0 | 0 | 0 | 0 | 0 | 0 | 0 | 0 | 0 | 0 | 0
58.1x | Active Leakage Control - National Infrustructure commision scenario | ALC2 | Active leakage management | Y | 2020/21 | Capacity | 8.4688 | 55587.0675 | 50822.3862 | 2006.4297 | -21590.5455 | 9.871 | 18341.5301 | 49589.6717 | 56.197 | 89.2108 | 3 | 3 | Gains in WAFU / Savings in demand | Input | Ml/d | 0.0022064 | 0.007433 | 0.023083 | 0.049107 | 0.085454 | 0.13208 | 0.62022 | 1.1183 | 1.6262 | 2.144 | 2.6715 | 3.1422 | 3.6189 | 4.1016 | 4.59 | 5.0842 | 5.428 | 5.7826 | 6.1479 | 6.5241 | 6.911 | 7.287 | 7.672 | 8.066 | 8.4688 | 8.8806 | 8.8806 | 8.8806 | 8.8806 | 8.8806 | 8.8806 | 8.8806 | 8.8806 | 8.8806 | 8.8806 | 8.8806 | 8.8806 | 8.8806 | 8.8806 | 8.8806 | 8.8806 | 8.8806 | 8.8806 | 8.8806 | 8.8806 | 8.8806 | 8.8806 | 8.8806 | 8.8806 | 8.8806 | 8.8806 | 8.8806 | 8.8806 | 8.8806 | 8.8806 | 8.8806 | 8.8806 | 8.8806 | 8.8806 | 8.8806 | 8.8806 | 8.8806 | 8.8806 | 8.8806 | 8.8806 | 8.8806 | 8.8806 | 8.8806 | 8.8806 | 8.8806 | 8.8806 | 8.8806 | 8.8806 | 8.8806 | 8.8806 | 8.8806 | 8.8806 | 8.8806 | 8.8806 | 8.8806
[19 empty] | Fixed capex | Input | £000s | 16.9475 | 17.0275 | 17.1205 | 17.2184 | 17.3215 | 20.3376 | 20.7383 | 21.1742 | 21.652 | 22.18 | 22.2602 | 22.804 | 23.4109 | 24.1005 | 24.8973 | 24.4048 | 25.1801 | 26.0989 | 27.2148 | 28.6343 | 30.3024 | 33.357 | 37.3281 | 38.2184 | 39.2158 | 39.2158 | 39.2158 | 39.2158 | 39.2158 | 39.2158 | 39.2158 | 39.2158 | 39.2158 | 39.2158 | 39.2158 | 39.2158 | 39.2158 | 39.2158 | 39.2158 | 39.2158 | 39.2158 | 39.2158 | 39.2158 | 39.2158 | 39.2158 | 39.2158 | 39.2158 | 39.2158 | 39.2158 | 39.2158 | 39.2158 | 39.2158 | 39.2158 | 39.2158 | 39.2158 | 39.2158 | 39.2158 | 39.2158 | 39.2158 | 39.2158 | 39.2158 | 39.2158 | 39.2158 | 39.2158 | 39.2158 | 39.2158 | 39.2158 | 39.2158 | 39.2158 | 39.2158 | 39.2158 | 39.2158 | 39.2158 | 39.2158 | 39.2158 | 39.2158 | 39.2158 | 39.2158 | 39.2158 | 39.2158
[19 empty] | Variable capex | Input | £000s | 361.8654 | 365.1973 | 369.8885 | 375.7692 | 382.8444 | 499.1587 | 562.7533 | 630.4744 | 702.9259 | 780.8729 | 845.3111 | 924.0881 | 1009.5083 | 1103.1321 | 1207.1004 | 1262.4701 | 1352.7568 | 1456.2818 | 1577.8285 | 1726.2512 | 1905.4017 | 2188.2865 | 2505.9781 | 2667.7047 | 2847.5316 | 2847.5316 | 2847.5316 | 2847.5316 | 2847.5316 | 2847.5316 | 2847.5316 | 2847.5316 | 2847.5316 | 2847.5316 | 2847.5316 | 2847.5316 | 2847.5316 | 2847.5316 | 2847.5316 | 2847.5316 | 2847.5316 | 2847.5316 | 2847.5316 | 2847.5316 | 2847.5316 | 2847.5316 | 2847.5316 | 2847.5316 | 2847.5316 | 2847.5316 | 2847.5316 | 2847.5316 | 2847.5316 | 2847.5316 | 2847.5316 | 2847.5316 | 2847.5316 | 2847.5316 | 2847.5316 | 2847.5316 | 2847.5316 | 2847.5316 | 2847.5316 | 2847.5316 | 2847.5316 | 2847.5316 | 2847.5316 | 2847.5316 | 2847.5316 | 2847.5316 | 2847.5316 | 2847.5316 | 2847.5316 | 2847.5316 | 2847.5316 | 2847.5316 | 2847.5316 | 2847.5316 | 2847.5316 | 2847.5316
[19 empty] | Financing costs | Input | £000s
[19 empty] | Fixed opex | Input | £000s
[19 empty] | Variable opex | Input | £000s | 40.1214 | 40.3108 | 40.5308 | 40.7627 | 41.0067 | 48.1471 | 49.0957 | 50.1277 | 51.2587 | 52.5087 | 52.6987 | 53.986 | 55.4227 | 57.0553 | 58.9417 | 57.7758 | 59.6111 | 61.7862 | 64.4281 | 67.7886 | 71.7376 | 78.9691 | 88.3703 | 90.4778 | 92.8391 | 92.8391 | 92.8391 | 92.8391 | 92.8391 | 92.8391 | 92.8391 | 92.8391 | 92.8391 | 92.8391 | 92.8391 | 92.8391 | 92.8391 | 92.8391 | 92.8391 | 92.8391 | 92.8391 | 92.8391 | 92.8391 | 92.8391 | 92.8391 | 92.8391 | 92.8391 | 92.8391 | 92.8391 | 92.8391 | 92.8391 | 92.8391 | 92.8391 | 92.8391 | 92.8391 | 92.8391 | 92.8391 | 92.8391 | 92.8391 | 92.8391 | 92.8391 | 92.8391 | 92.8391 | 92.8391 | 92.8391 | 92.8391 | 92.8391 | 92.8391 | 92.8391 | 92.8391 | 92.8391 | 92.8391 | 92.8391 | 92.8391 | 92.8391 | 92.8391 | 92.8391 | 92.8391 | 92.8391 | 92.8391
[19 empty] | Opex savings | Input | £000s | 0.3128 | 1.0538 | 3.2724 | 6.9618 | 12.1148 | 18.7242 | 87.928 | 158.5385 | 230.5491 | 303.953 | 378.7436 | 445.4634 | 513.0475 | 581.4761 | 650.7287 | 720.7846 | 769.521 | 819.7898 | 871.5883 | 924.9139 | 979.7638 | 1033.0752 | 1087.6567 | 1143.5059 | 1200.6201 | 1258.9972 | 1258.9972 | 1258.9972 | 1258.9972 | 1258.9972 | 1258.9972 | 1258.9972 | 1258.9972 | 1258.9972 | 1258.9972 | 1258.9972 | 1258.9972 | 1258.9972 | 1258.9972 | 1258.9972 | 1258.9972 | 1258.9972 | 1258.9972 | 1258.9972 | 1258.9972 | 1258.9972 | 1258.9972 | 1258.9972 | 1258.9972 | 1258.9972 | 1258.9972 | 1258.9972 | 1258.9972 | 1258.9972 | 1258.9972 | 1258.9972 | 1258.9972 | 1258.9972 | 1258.9972 | 1258.9972 | 1258.9972 | 1258.9972 | 1258.9972 | 1258.9972 | 1258.9972 | 1258.9972 | 1258.9972 | 1258.9972 | 1258.9972 | 1258.9972 | 1258.9972 | 1258.9972 | 1258.9972 | 1258.9972 | 1258.9972 | 1258.9972 | 1258.9972 | 1258.9972 | 1258.9972 | 1258.9972
[19 empty] | Fixed env & social | Input | £000s
[19 empty] | Variable env & social | Input | £000s | 0.44395 | 1.3794 | 2.9371 | 5.1172 | 7.9214 | 37.8326 | 69.472 | 103.0518 | 138.8372 | 177.1657 | 213.2133 | 251.8258 | 293.483 | 338.8415 | 388.8315 | 426.6806 | 469.073 | 517.3153 | 573.5004 | 641.4127 | 723.9399 | 849.1023 | 983.0453 | 1065.0839 | 1156.2116 | 1156.2116 | 1156.2116 | 1156.2116 | 1156.2116 | 1156.2116 | 1156.2116 | 1156.2116 | 1156.2116 | 1156.2116 | 1156.2116 | 1156.2116 | 1156.2116 | 1156.2116 | 1156.2116 | 1156.2116 | 1156.2116 | 1156.2116 | 1156.2116 | 1156.2116 | 1156.2116 | 1156.2116 | 1156.2116 | 1156.2116 | 1156.2116 | 1156.2116 | 1156.2116 | 1156.2116 | 1156.2116 | 1156.2116 | 1156.2116 | 1156.2116 | 1156.2116 | 1156.2116 | 1156.2116 | 1156.2116 | 1156.2116 | 1156.2116 | 1156.2116 | 1156.2116 | 1156.2116 | 1156.2116 | 1156.2116 | 1156.2116 | 1156.2116 | 1156.2116 | 1156.2116 | 1156.2116 | 1156.2116 | 1156.2116 | 1156.2116 | 1156.2116 | 1156.2116 | 1156.2116 | 1156.2116 | 1156.2116
[19 empty] | Fixed carbon costs | Input | £000s
[19 empty] | Variable carbon costs | Input | £000s | 0.41917 | 0.40691 | 0.39529 | 0.38411 | 0.37334 | 0.42353 | 0.41727 | 0.41163 | 0.40668 | 0.40251 | 0.39031 | 0.38632 | 0.38319 | 0.38114 | 0.38043 | 0.36029 | 0.35917 | 0.35968 | 0.36238 | 0.36839 | 0.37666 | 0.40061 | 0.43314 | 0.42848 | 0.42479 | 0.41043 | 0.39655 | 0.38314 | 0.37018 | 0.35766 | 0.3996 | 0.38796 | 0.37666 | 0.36569 | 0.35504 | 0.3447 | 0.33466 | 0.32491 | 0.31545 | 0.30626 | 0.29734 | 0.28868 | 0.28027 | 0.27211 | 0.26418 | 0.25649 | 0.24902 | 0.24177 | 0.23472 | 0.22789 | 0.22125 | 0.21481 | 0.20855 | 0.20247 | 0.19658 | 0.19085 | 0.18529 | 0.1799 | 0.17466 | 0.16957 | 0.16463 | 0.15984 | 0.15518 | 0.15066 | 0.14627 | 0.14201 | 0.13788 | 0.13386 | 0.12996 | 0.12618 | 0.1225 | 0.11893 | 0.11547 | 0.11211 | 0.10884 | 0.15221 | 0.1485 | 0.14488 | 0.14135 | 0.1379
[19 empty] | Customer willingness to pay | Input | £000s
[19 empty] | Total | Sum of above (excl WAFU) | £000s | 420.1103 | 425.3757 | 434.1446 | 446.2134 | 461.5821 | 624.6239 | 790.4046 | 963.7782 | 1145.6296 | 1337.0828 | 1512.6172 | 1698.5535 | 1895.2556 | 2104.9867 | 2330.8801 | 2492.4762 | 2676.5011 | 2881.6317 | 3114.9225 | 3389.3691 | 3711.5221 | 4183.1908 | 4702.8118 | 5005.4191 | 5336.8429 | 5395.2056 | 5395.1918 | 5395.1784 | 5395.1654 | 5395.1529 | 5395.1948 | 5395.1832 | 5395.1719 | 5395.1609 | 5395.1503 | 5395.1399 | 5395.1299 | 5395.1201 | 5395.1107 | 5395.1015 | 5395.0926 | 5395.0839 | 5395.0755 | 5395.0673 | 5395.0594 | 5395.0517 | 5395.0442 | 5395.037 | 5395.0299 | 5395.0231 | 5395.0165 | 5395.01 | 5395.0038 | 5394.9977 | 5394.9918 | 5394.9861 | 5394.9805 | 5394.9751 | 5394.9699 | 5394.9648 | 5394.9598 | 5394.955 | 5394.9504 | 5394.9459 | 5394.9415 | 5394.9372 | 5394.9331 | 5394.9291 | 5394.9252 | 5394.9214 | 5394.9177 | 5394.9141 | 5394.9107 | 5394.9073 | 5394.9041 | 5394.9474 | 5394.9437 | 5394.9401 | 5394.9366 | 5394.9331 | 0 | 0 | 0 | 0 | 0 | 0 | 0 | 0 | 0 | 0 | 0 | 0 | 0 | 0 | 0 | 0 | 0 | 0 | 0 | 0 | 0 | 0 | 0 | 0
59.2a | Options to reduce Distribution System Operating Use (DSOU) losses | [20 empty] | 0 | 0 | 0 | 0 | 0 | 0 | 0 | 0 | 0 | 0 | 0 | 0 | 0 | 0 | 0 | 0 | 0 | 0 | 0 | 0 | 0 | 0 | 0 | 0 | 0 | 0 | 0 | 0 | 0 | 0 | 0 | 0 | 0 | 0 | 0 | 0 | 0 | 0 | 0 | 0 | 0 | 0 | 0 | 0 | 0 | 0 | 0 | 0 | 0 | 0 | 0 | 0 | 0 | 0 | 0 | 0 | 0 | 0 | 0 | 0 | 0 | 0 | 0 | 0 | 0 | 0 | 0 | 0 | 0 | 0 | 0 | 0 | 0 | 0 | 0 | 0 | 0 | 0 | 0 | 0 | 0 | 0 | 0 | 0 | 0 | 0 | 0 | 0 | 0 | 0 | 0 | 0 | 0 | 0 | 0 | 0 | 0 | 0 | 0 | 0 | 0 | 0 | 0 | 0
60a | PRODUCTION SIDE | bar: 1 Year 1 to 80 Year 80
60.1a | Options to reduce treatment works losses | [20 empty] | 0 | 0 | 0 | 0 | 0 | 0 | 0 | 0 | 0 | 0 | 0 | 0 | 0 | 0 | 0 | 0 | 0 | 0 | 0 | 0 | 0 | 0 | 0 | 0 | 0 | 0 | 0 | 0 | 0 | 0 | 0 | 0 | 0 | 0 | 0 | 0 | 0 | 0 | 0 | 0 | 0 | 0 | 0 | 0 | 0 | 0 | 0 | 0 | 0 | 0 | 0 | 0 | 0 | 0 | 0 | 0 | 0 | 0 | 0 | 0 | 0 | 0 | 0 | 0 | 0 | 0 | 0 | 0 | 0 | 0 | 0 | 0 | 0 | 0 | 0 | 0 | 0 | 0 | 0 | 0 | 0 | 0 | 0 | 0 | 0 | 0 | 0 | 0 | 0 | 0 | 0 | 0 | 0 | 0 | 0 | 0 | 0 | 0 | 0 | 0 | 0 | 0 | 0 | 0
60.2a | Options to reduce outage | [20 empty] | 0 | 0 | 0 | 0 | 0 | 0 | 0 | 0 | 0 | 0 | 0 | 0 | 0 | 0 | 0 | 0 | 0 | 0 | 0 | 0 | 0 | 0 | 0 | 0 | 0 | 0 | 0 | 0 | 0 | 0 | 0 | 0 | 0 | 0 | 0 | 0 | 0 | 0 | 0 | 0 | 0 | 0 | 0 | 0 | 0 | 0 | 0 | 0 | 0 | 0 | 0 | 0 | 0 | 0 | 0 | 0 | 0 | 0 | 0 | 0 | 0 | 0 | 0 | 0 | 0 | 0 | 0 | 0 | 0 | 0 | 0 | 0 | 0 | 0 | 0 | 0 | 0 | 0 | 0 | 0 | 0 | 0 | 0 | 0 | 0 | 0 | 0 | 0 | 0 | 0 | 0 | 0 | 0 | 0 | 0 | 0 | 0 | 0 | 0 | 0 | 0 | 0 | 0 | 0
61a | CUSTOMER SIDE | bar: 1 Year 1 to 80 Year 80
61.1a | Options to change volume delivered to measured non households | [20 empty] | 0 | 0 | 0 | 0 | 0 | 0 | 0 | 0 | 0 | 0 | 0 | 0 | 0 | 0 | 0 | 0 | 0 | 0 | 0 | 0 | 0 | 0 | 0 | 0 | 0 | 0 | 0 | 0 | 0 | 0 | 0 | 0 | 0 | 0 | 0 | 0 | 0 | 0 | 0 | 0 | 0 | 0 | 0 | 0 | 0 | 0 | 0 | 0 | 0 | 0 | 0 | 0 | 0 | 0 | 0 | 0 | 0 | 0 | 0 | 0 | 0 | 0 | 0 | 0 | 0 | 0 | 0 | 0 | 0 | 0 | 0 | 0 | 0 | 0 | 0 | 0 | 0 | 0 | 0 | 0 | 0 | 0 | 0 | 0 | 0 | 0 | 0 | 0 | 0 | 0 | 0 | 0 | 0 | 0 | 0 | 0 | 0 | 0 | 0 | 0 | 0 | 0 | 0 | 0
61.2a | Options to change volume delivered to unmeasured non households | [20 empty] | 0 | 0 | 0 | 0 | 0 | 0 | 0 | 0 | 0 | 0 | 0 | 0 | 0 | 0 | 0 | 0 | 0 | 0 | 0 | 0 | 0 | 0 | 0 | 0 | 0 | 0 | 0 | 0 | 0 | 0 | 0 | 0 | 0 | 0 | 0 | 0 | 0 | 0 | 0 | 0 | 0 | 0 | 0 | 0 | 0 | 0 | 0 | 0 | 0 | 0 | 0 | 0 | 0 | 0 | 0 | 0 | 0 | 0 | 0 | 0 | 0 | 0 | 0 | 0 | 0 | 0 | 0 | 0 | 0 | 0 | 0 | 0 | 0 | 0 | 0 | 0 | 0 | 0 | 0 | 0 | 0 | 0 | 0 | 0 | 0 | 0 | 0 | 0 | 0 | 0 | 0 | 0 | 0 | 0 | 0 | 0 | 0 | 0 | 0 | 0 | 0 | 0 | 0 | 0
61.3a | Options to change volume delivered to measured households | [20 empty] | 0 | 0 | 0 | 0 | 0 | 0 | 0 | 0 | 0 | 0 | 0 | 0 | 0 | 0 | 0 | 0 | 0 | 0 | 0 | 0 | 0 | 0 | 0 | 0 | 0 | 0 | 0 | 0 | 0 | 0 | 0 | 0 | 0 | 0 | 0 | 0 | 0 | 0 | 0 | 0 | 0 | 0 | 0 | 0 | 0 | 0 | 0 | 0 | 0 | 0 | 0 | 0 | 0 | 0 | 0 | 0 | 0 | 0 | 0 | 0 | 0 | 0 | 0 | 0 | 0 | 0 | 0 | 0 | 0 | 0 | 0 | 0 | 0 | 0 | 0 | 0 | 0 | 0 | 0 | 0 | 0 | 0 | 0 | 0 | 0 | 0 | 0 | 0 | 0 | 0 | 0 | 0 | 0 | 0 | 0 | 0 | 0 | 0 | 0 | 0 | 0 | 0 | 0 | 0
58.1x | Home water efficiency audits | WE001 | Retrofitting indoor water efficiency devices | N | 2020-21 | Capacity | 9.5178 | 21686.0142 | 9412.4049 | 0 | -2844.1287 | 3741.2665 | 0 | 10309.5426 | 30.2881 | 47.5401 | 3 | 3 | Gains in WAFU / Savings in demand | Input | Ml/d | 0.50606 | 1.0401 | 1.639 | 2.0421 | 2.6219 | 3.3073 | 4.1775 | 4.9969 | 5.7684 | 6.4948 | 7.1789 | 7.8188 | 8.2431 | 8.8334 | 9.3245 | 9.5178 | 0 | 0 | 0 | 0 | 0 | 0 | 0 | 0 | 0 | 0 | 0 | 0 | 0 | 0 | 0 | 0 | 0 | 0 | 0 | 0 | 0 | 0 | 0 | 0 | 0 | 0 | 0 | 0 | 0 | 0 | 0 | 0 | 0 | 0 | 0 | 0 | 0 | 0 | 0 | 0 | 0 | 0 | 0 | 0 | 0 | 0 | 0 | 0 | 0 | 0 | 0 | 0 | 0 | 0 | 0 | 0 | 0 | 0 | 0 | 0 | 0 | 0 | 0 | 0 | 0 | 0 | 0 | 0 | 0 | 0 | 0 | 0 | 0 | 0 | 0 | 0 | 0 | 0 | 0 | 0 | 0 | 0 | 0 | 0 | 0 | 0 | 0 | 0
| This is a company wide decision, and the AIC reflects the company wide costs and demand benefits for measured and unmeasured water efficiency programmes | [17 empty] | Fixed capex | Input | £000s | 879.7305 | 906.12 | 775.5 | 852.4787 | 775.5 | 775.5 | 775.5 | 775.5 | 775.5 | 775.5 | 775.5 | 765.7906 | 503.6798 | 772.1474 | 630.403 | 245.432 | 0 | 0 | 0 | 0 | 0 | 0 | 0 | 0 | 0 | 0 | 0 | 0 | 0 | 0 | 0 | 0 | 0 | 0 | 0 | 0 | 0 | 0 | 0 | 0 | 0 | 0 | 0 | 0 | 0 | 0 | 0 | 0 | 0 | 0 | 0 | 0 | 0 | 0 | 0 | 0 | 0 | 0 | 0 | 0 | 0 | 0 | 0 | 0 | 0 | 0 | 0 | 0 | 0 | 0 | 0 | 0 | 0 | 0 | 0 | 0 | 0 | 0 | 0 | 0 | 0 | 0 | 0 | 0 | 0 | 0 | 0 | 0 | 0 | 0 | 0 | 0 | 0 | 0 | 0 | 0 | 0 | 0 | 0 | 0 | 0 | 0 | 0 | 0
[19 empty] | Variable capex | Input | £000s | 81 Year 81: 0; 82 Year 82: 0; 83 Year 83: 0; 84 Year 84: 0; 85 Year 85: 0; 86 Year 86: 0; 87 Year 87: 0; 88 Year 88: 0; 89 Year 89: 0; 90 Year 90: 0; 91 Year 91: 0; 92 Year 92: 0; 93 Year 93: 0; 94 Year 94: 0; 95 Year 95: 0; 96 Year 96: 0; 97 Year 97: 0; 98 Year 98: 0; 99 Year 99: 0; 100 Year 100: 0; 101 Year 101: 0; 102 Year 102: 0; 103 Year 103: 0; 104 Year 104: 0
[19 empty] | Financing costs | Input | £000s
[12 empty] | 0 | [6 empty] | Fixed opex | Input | £000s | 81 Year 81: 0; 82 Year 82: 0; 83 Year 83: 0; 84 Year 84: 0; 85 Year 85: 0; 86 Year 86: 0; 87 Year 87: 0; 88 Year 88: 0; 89 Year 89: 0; 90 Year 90: 0; 91 Year 91: 0; 92 Year 92: 0; 93 Year 93: 0; 94 Year 94: 0; 95 Year 95: 0; 96 Year 96: 0; 97 Year 97: 0; 98 Year 98: 0; 99 Year 99: 0; 100 Year 100: 0; 101 Year 101: 0; 102 Year 102: 0; 103 Year 103: 0; 104 Year 104: 0
[19 empty] | Variable opex | Input | £000s | 81 Year 81: 0; 82 Year 82: 0; 83 Year 83: 0; 84 Year 84: 0; 85 Year 85: 0; 86 Year 86: 0; 87 Year 87: 0; 88 Year 88: 0; 89 Year 89: 0; 90 Year 90: 0; 91 Year 91: 0; 92 Year 92: 0; 93 Year 93: 0; 94 Year 94: 0; 95 Year 95: 0; 96 Year 96: 0; 97 Year 97: 0; 98 Year 98: 0; 99 Year 99: 0; 100 Year 100: 0; 101 Year 101: 0; 102 Year 102: 0; 103 Year 103: 0; 104 Year 104: 0
[19 empty] | Opex savings | Input | £000s | 24.2249 | 49.7889 | 78.4583 | 97.7572 | 125.5097 | 158.3215 | 199.9744 | 239.1996 | 276.133 | 310.9031 | 343.6511 | 374.2849 | 394.5956 | 422.8543 | 446.3606 | 455.6147 | 0 | 0 | 0 | 0 | 0 | 0 | 0 | 0 | 0 | 0 | 0 | 0 | 0 | 0 | 0 | 0 | 0 | 0 | 0 | 0 | 0 | 0 | 0 | 0 | 0 | 0 | 0 | 0 | 0 | 0 | 0 | 0 | 0 | 0 | 0 | 0 | 0 | 0 | 0 | 0 | 0 | 0 | 0 | 0 | 0 | 0 | 0 | 0 | 0 | 0 | 0 | 0 | 0 | 0 | 0 | 0 | 0 | 0 | 0 | 0 | 0 | 0 | 0 | 0 | 0 | 0 | 0 | 0 | 0 | 0 | 0 | 0 | 0 | 0 | 0 | 0 | 0 | 0 | 0 | 0 | 0 | 0 | 0 | 0 | 0 | 0 | 0 | 0
[19 empty] | Fixed env & social | Input | £000s | 81 Year 81: 0; 82 Year 82: 0; 83 Year 83: 0; 84 Year 84: 0; 85 Year 85: 0; 86 Year 86: 0; 87 Year 87: 0; 88 Year 88: 0; 89 Year 89: 0; 90 Year 90: 0; 91 Year 91: 0; 92 Year 92: 0; 93 Year 93: 0; 94 Year 94: 0; 95 Year 95: 0; 96 Year 96: 0; 97 Year 97: 0; 98 Year 98: 0; 99 Year 99: 0; 100 Year 100: 0; 101 Year 101: 0; 102 Year 102: 0; 103 Year 103: 0; 104 Year 104: 0
[19 empty] | Variable env & social | Input | £000s | 81 Year 81: 0; 82 Year 82: 0; 83 Year 83: 0; 84 Year 84: 0; 85 Year 85: 0; 86 Year 86: 0; 87 Year 87: 0; 88 Year 88: 0; 89 Year 89: 0; 90 Year 90: 0; 91 Year 91: 0; 92 Year 92: 0; 93 Year 93: 0; 94 Year 94: 0; 95 Year 95: 0; 96 Year 96: 0; 97 Year 97: 0; 98 Year 98: 0; 99 Year 99: 0; 100 Year 100: 0; 101 Year 101: 0; 102 Year 102: 0; 103 Year 103: 0; 104 Year 104: 0
[19 empty] | Fixed carbon costs | Input | £000s | 1.454 | 1.454 | 1.454 | 1.454 | 1.454 | 1.3078 | 1.3078 | 1.3078 | 1.3078 | 1.3078 | 0.4195 | 0.4195 | 0.4195 | 0.4195 | 0.4195 | 0 | 0 | 0 | 0 | 0 | 0 | 0 | 0 | 0 | 0 | 0 | 0 | 0 | 0 | 0 | 0 | 0 | 0 | 0 | 0 | 0 | 0 | 0 | 0 | 0 | 0 | 0 | 0 | 0 | 0 | 0 | 0 | 0 | 0 | 0 | 0 | 0 | 0 | 0 | 0 | 0 | 0 | 0 | 0 | 0 | 0 | 0 | 0 | 0 | 0 | 0 | 0 | 0 | 0 | 0 | 0 | 0 | 0 | 0 | 0 | 0 | 0 | 0 | 0 | 0 | 0 | 0 | 0 | 0 | 0 | 0 | 0 | 0 | 0 | 0 | 0 | 0 | 0 | 0 | 0 | 0 | 0 | 0 | 0 | 0 | 0 | 0 | 0 | 0
[19 empty] | Variable carbon costs | Input | £000s | 406.6361 | 406.6361 | 406.6361 | 406.6361 | 406.6361 | 365.737 | 365.737 | 365.737 | 365.737 | 365.737 | 117.3202 | 117.3202 | 117.3202 | 117.3202 | 117.3202 | 0 | 0 | 0 | 0 | 0 | 0 | 0 | 0 | 0 | 0 | 0 | 0 | 0 | 0 | 0 | 0 | 0 | 0 | 0 | 0 | 0 | 0 | 0 | 0 | 0 | 0 | 0 | 0 | 0 | 0 | 0 | 0 | 0 | 0 | 0 | 0 | 0 | 0 | 0 | 0 | 0 | 0 | 0 | 0 | 0 | 0 | 0 | 0 | 0 | 0 | 0 | 0 | 0 | 0 | 0 | 0 | 0 | 0 | 0 | 0 | 0 | 0 | 0 | 0 | 0 | 0 | 0 | 0 | 0 | 0 | 0 | 0 | 0 | 0 | 0 | 0 | 0 | 0 | 0 | 0 | 0 | 0 | 0 | 0 | 0 | 0 | 0 | 0 | 0
[19 empty] | Customer willingness to pay | Input | £000s | 81 Year 81: 0; 82 Year 82: 0; 83 Year 83: 0; 84 Year 84: 0; 85 Year 85: 0; 86 Year 86: 0; 87 Year 87: 0; 88 Year 88: 0; 89 Year 89: 0; 90 Year 90: 0; 91 Year 91: 0; 92 Year 92: 0; 93 Year 93: 0; 94 Year 94: 0; 95 Year 95: 0; 96 Year 96: 0; 97 Year 97: 0; 98 Year 98: 0; 99 Year 99: 0; 100 Year 100: 0; 101 Year 101: 0; 102 Year 102: 0; 103 Year 103: 0; 104 Year 104: 0
[19 empty] | Total | Sum of above (excl WAFU) | £000s | 1312.0456 | 1363.999 | 1262.0484 | 1358.326 | 1309.0999 | 1300.8662 | 1342.5191 | 1381.7443 | 1418.6778 | 1453.4478 | 1236.8908 | 1257.8152 | 1016.0152 | 1312.7414 | 1194.5033 | 701.0467 | 0 | 0 | 0 | 0 | 0 | 0 | 0 | 0 | 0 | 0 | 0 | 0 | 0 | 0 | 0 | 0 | 0 | 0 | 0 | 0 | 0 | 0 | 0 | 0 | 0 | 0 | 0 | 0 | 0 | 0 | 0 | 0 | 0 | 0 | 0 | 0 | 0 | 0 | 0 | 0 | 0 | 0 | 0 | 0 | 0 | 0 | 0 | 0 | 0 | 0 | 0 | 0 | 0 | 0 | 0 | 0 | 0 | 0 | 0 | 0 | 0 | 0 | 0 | 0 | 0 | 0 | 0 | 0 | 0 | 0 | 0 | 0 | 0 | 0 | 0 | 0 | 0 | 0 | 0 | 0 | 0 | 0 | 0 | 0 | 0 | 0 | 0 | 0
61.4a | Options to change volume delivered to unmeasured households | [20 empty] | 0 | 0 | 0 | 0 | 0 | 0 | 0 | 0 | 0 | 0 | 0 | 0 | 0 | 0 | 0 | 0 | 0 | 0 | 0 | 0 | 0 | 0 | 0 | 0 | 0 | 0 | 0 | 0 | 0 | 0 | 0 | 0 | 0 | 0 | 0 | 0 | 0 | 0 | 0 | 0 | 0 | 0 | 0 | 0 | 0 | 0 | 0 | 0 | 0 | 0 | 0 | 0 | 0 | 0 | 0 | 0 | 0 | 0 | 0 | 0 | 0 | 0 | 0 | 0 | 0 | 0 | 0 | 0 | 0 | 0 | 0 | 0 | 0 | 0 | 0 | 0 | 0 | 0 | 0 | 0 | 0 | 0 | 0 | 0 | 0 | 0 | 0 | 0 | 0 | 0 | 0 | 0 | 0 | 0 | 0 | 0 | 0 | 0 | 0 | 0 | 0 | 0 | 0 | 0
58.1x | Enhanced metering | EM001 | Metering other selective | Y | 2020-21 | Capacity | 41.54 | 260373.7353 | 439070.7084 | 328248.2635 | -30851.6277 | 11101.6008 | 185038.0241 | 932606.9691 | 282.8501 | 358.1801 | 3 | 3 | Gains in WAFU / Savings in demand | Input | Ml/d | 1.51 | 3.54 | 5.74 | 8.29 | 11.37 | 15.38 | 19.56 | 23.95 | 28.2 | 32.15 | 36.75 | 39.71 | 41.54 | 41.39 | 40.01 | 38.4 | 36.85 | 35.36 | 33.88 | 32.42 | 30.98 | 29.61 | 28.26 | 26.93 | 25.75 | 25.75 | 25.75 | 25.75 | 25.75 | 25.75 | 25.75 | 25.75 | 25.75 | 25.75 | 25.75 | 25.75 | 25.75 | 25.75 | 25.75 | 25.75 | 25.75 | 25.75 | 25.75 | 25.75 | 25.75 | 25.75 | 25.75 | 25.75 | 25.75 | 25.75 | 25.75 | 25.75 | 25.75 | 25.75 | 25.75 | 25.75 | 25.75 | 25.75 | 25.75 | 25.75 | 25.75 | 25.75 | 25.75 | 25.75 | 25.75 | 25.75 | 25.75 | 25.75 | 25.75 | 25.75 | 25.75 | 25.75 | 25.75 | 25.75 | 25.75 | 25.75 | 25.75 | 25.75 | 25.75 | 25.75 | 0 | 0 | 0 | 0 | 0 | 0 | 0 | 0 | 0 | 0 | 0 | 0 | 0 | 0 | 0 | 0 | 0 | 0 | 0 | 0 | 0 | 0 | 0 | 0
| This is a company wide decision, and the AIC reflects the company wide costs and demand benefits | [17 empty] | Fixed capex | Input | £000s | 9026.9182 | 12461.6058 | 14080.5498 | 16727.1383 | 21293.654 | 25773.6826 | 26309.1372 | 28939.3516 | 29699.7874 | 30103.8717 | 36925.224 | 27676.4247 | 19952.7624 | 15944.2652 | 5189.7767 | 6281.6677 | 6412.1709 | 7053.2176 | 7238.5541 | 7337.0392 | 13391.5289 | 12808.4884 | 11713.7277 | 12024.4329 | 11625.0999 | 14070.9357 | 14363.2628 | 15799.2073 | 16214.3611 | 16434.9677 | 21157.9932 | 16488.7846 | 12451.2733 | 10555.7507 | 5189.7767 | 6281.6677 | 6412.1709 | 7053.2176 | 7238.5541 | 7337.0392 | 13391.5289 | 12808.4884 | 11713.7277 | 12024.4329 | 11625.0999 | 14070.9357 | 14363.2628 | 15799.2073 | 16214.3611 | 16434.9677 | 21157.9932 | 16488.7846 | 12451.2733 | 10555.7507 | 5189.7767 | 6281.6677 | 6412.1709 | 7053.2176 | 7238.5541 | 7337.0392 | 13391.5289 | 12808.4884 | 11713.7277 | 12024.4329 | 11625.0999 | 14070.9357 | 14363.2628 | 15799.2073 | 16214.3611 | 16434.9677 | 21157.9932 | 16488.7846 | 12451.2733 | 10555.7507 | 5189.7767 | 6281.6677 | 6412.1709 | 7053.2176 | 7238.5541 | 7337.0392 | 0 | 0 | 0 | 0 | 0 | 0 | 0 | 0 | 0 | 0 | 0 | 0 | 0 | 0 | 0 | 0 | 0 | 0 | 0 | 0 | 0 | 0 | 0 | 0
[19 empty] | Variable capex | Input | £000s | 0 | 0 | 0 | 0 | 0 | 0 | 0 | 0 | 0 | 0 | 0 | 0 | 0 | 0 | 0 | 0 | 0 | 0 | 0 | 0 | 0 | 0 | 0 | 0 | 0 | 0 | 0 | 0 | 0 | 0 | 0 | 0 | 0 | 0 | 0 | 0 | 0 | 0 | 0 | 0 | 0 | 0 | 0 | 0 | 0 | 0 | 0 | 0 | 0 | 0 | 0 | 0 | 0 | 0 | 0 | 0 | 0 | 0 | 0 | 0 | 0 | 0 | 0 | 0 | 0 | 0 | 0 | 0 | 0 | 0 | 0 | 0 | 0 | 0 | 0 | 0 | 0 | 0 | 0 | 0 | 0 | 0 | 0 | 0 | 0 | 0 | 0 | 0 | 0 | 0 | 0 | 0 | 0 | 0 | 0 | 0 | 0 | 0 | 0 | 0 | 0 | 0 | 0 | 0
[19 empty] | Financing costs | Input | £000s | 0 | 0 | 0 | 0 | 0 | 0 | 0 | 0 | 0 | 0 | 0 | 0 | 0 | 0 | 0 | 0 | 0 | 0 | 0 | 0 | 0 | 0 | 0 | 0 | 0 | 0 | 0 | 0 | 0 | 0 | 0 | 0 | 0 | 0 | 0 | 0 | 0 | 0 | 0 | 0 | 0 | 0 | 0 | 0 | 0 | 0 | 0 | 0 | 0 | 0 | 0 | 0 | 0 | 0 | 0 | 0 | 0 | 0 | 0 | 0 | 0 | 0 | 0 | 0 | 0 | 0 | 0 | 0 | 0 | 0 | 0 | 0 | 0 | 0 | 0 | 0 | 0 | 0 | 0 | 0 | 0 | 0 | 0 | 0 | 0 | 0 | 0 | 0 | 0 | 0 | 0 | 0 | 0 | 0 | 0 | 0 | 0 | 0 | 0 | 0 | 0 | 0 | 0 | 0
[19 empty] | Fixed opex | Input | £000s | 440.0155 | 1047.4543 | 1733.8081 | 2549.1695 | 3587.1248 | 4843.4584 | 6125.8926 | 7536.5361 | 8984.2469 | 10451.6547 | 12144.3258 | 13345.3607 | 14150.6735 | 14729.1506 | 14729.1506 | 14729.1506 | 14729.1506 | 14729.1506 | 14729.1506 | 14729.1506 | 14729.1506 | 14729.1506 | 14729.1506 | 14729.1506 | 14729.1506 | 14729.1506 | 14729.1506 | 14729.1506 | 14729.1506 | 14729.1506 | 14729.1506 | 14729.1506 | 14729.1506 | 14729.1506 | 14729.1506 | 14729.1506 | 14729.1506 | 14729.1506 | 14729.1506 | 14729.1506 | 14729.1506 | 14729.1506 | 14729.1506 | 14729.1506 | 14729.1506 | 14729.1506 | 14729.1506 | 14729.1506 | 14729.1506 | 14729.1506 | 14729.1506 | 14729.1506 | 14729.1506 | 14729.1506 | 14729.1506 | 14729.1506 | 14729.1506 | 14729.1506 | 14729.1506 | 14729.1506 | 14729.1506 | 14729.1506 | 14729.1506 | 14729.1506 | 14729.1506 | 14729.1506 | 14729.1506 | 14729.1506 | 14729.1506 | 14729.1506 | 14729.1506 | 14729.1506 | 14729.1506 | 14729.1506 | 14729.1506 | 14729.1506 | 14729.1506 | 14729.1506 | 14729.1506 | 14729.1506 | 0 | 0 | 0 | 0 | 0 | 0 | 0 | 0 | 0 | 0 | 0 | 0 | 0 | 0 | 0 | 0 | 0 | 0 | 0 | 0 | 0 | 0 | 0 | 0
[19 empty] | Variable opex | Input | £000s | 0 | 0 | 0 | 0 | 0 | 0 | 0 | 0 | 0 | 0 | 0 | 0 | 0 | 0 | 0 | 0 | 0 | 0 | 0 | 0 | 0 | 0 | 0 | 0 | 0 | 0 | 0 | 0 | 0 | 0 | 0 | 0 | 0 | 0 | 0 | 0 | 0 | 0 | 0 | 0 | 0 | 0 | 0 | 0 | 0 | 0 | 0 | 0 | 0 | 0 | 0 | 0 | 0 | 0 | 0 | 0 | 0 | 0 | 0 | 0 | 0 | 0 | 0 | 0 | 0 | 0 | 0 | 0 | 0 | 0 | 0 | 0 | 0 | 0 | 0 | 0 | 0 | 0 | 0 | 0 | 0 | 0 | 0 | 0 | 0 | 0 | 0 | 0 | 0 | 0 | 0 | 0 | 0 | 0 | 0 | 0 | 0 | 0 | 0 | 0 | 0 | 0 | 0 | 0
[19 empty] | Opex savings | Input | £000s | 41.2634 | 96.7366 | 156.7524 | 226.1633 | 329.6961 | 506.5882 | 756.9333 | 1036.2784 | 1289.7335 | 1486.8235 | 1666.9931 | 1774.5092 | 1835.9327 | 1818.4685 | 1757.8706 | 1687.0088 | 1619.3199 | 1553.9397 | 1489.4924 | 1424.4339 | 1361.9009 | 1302.561 | 1242.4513 | 1184.9365 | 1133.9368 | 1133.9368 | 1133.9368 | 1133.9368 | 1133.9368 | 1133.9368 | 1133.9368 | 1133.9368 | 1133.9368 | 1133.9368 | 1133.9368 | 1133.9368 | 1133.9368 | 1133.9368 | 1133.9368 | 1133.9368 | 1133.9368 | 1133.9368 | 1133.9368 | 1133.9368 | 1133.9368 | 1133.9368 | 1133.9368 | 1133.9368 | 1133.9368 | 1133.9368 | 1133.9368 | 1133.9368 | 1133.9368 | 1133.9368 | 1133.9368 | 1133.9368 | 1133.9368 | 1133.9368 | 1133.9368 | 1133.9368 | 1133.9368 | 1133.9368 | 1133.9368 | 1133.9368 | 1133.9368 | 1133.9368 | 1133.9368 | 1133.9368 | 1133.9368 | 1133.9368 | 1133.9368 | 1133.9368 | 1133.9368 | 1133.9368 | 1133.9368 | 1133.9368 | 1133.9368 | 1133.9368 | 1133.9368 | 1133.9368 | 0 | 0 | 0 | 0 | 0 | 0 | 0 | 0 | 0 | 0 | 0 | 0 | 0 | 0 | 0 | 0 | 0 | 0 | 0 | 0 | 0 | 0 | 0 | 0
[19 empty] | Fixed env & social | Input | £000s | 4360.9937 | 6020.3254 | 6802.4533 | 8081.0465 | 10287.1755 | 12451.5217 | 12710.2051 | 13980.8878 | 14348.2619 | 14543.479 | 16776.0627 | 11903.4569 | 7981.4556 | 5733.2869 | 0 | 0 | 0 | 0 | 0 | 0 | 2813.4592 | 3883.9633 | 4388.5467 | 5213.4205 | 6636.6865 | 8032.9967 | 8199.8841 | 9019.6546 | 9256.663 | 9382.6057 | 10822.9386 | 7679.4172 | 5149.1703 | 3698.7828 | 0 | 0 | 0 | 0 | 0 | 0 | 2813.4592 | 3883.9633 | 4388.5467 | 5213.4205 | 6636.6865 | 8032.9967 | 8199.8841 | 9019.6546 | 9256.663 | 9382.6057 | 10822.9386 | 7679.4172 | 5149.1703 | 3698.7828 | 0 | 0 | 0 | 0 | 0 | 0 | 2813.4592 | 3883.9633 | 4388.5467 | 5213.4205 | 6636.6865 | 8032.9967 | 8199.8841 | 9019.6546 | 9256.663 | 9382.6057 | 10822.9386 | 7679.4172 | 5149.1703 | 3698.7828 | 0 | 0 | 0 | 0 | 0 | 0 | 0 | 0 | 0 | 0 | 0 | 0 | 0 | 0 | 0 | 0 | 0 | 0 | 0 | 0 | 0 | 0 | 0 | 0 | 0 | 0 | 0 | 0 | 0 | 0
[19 empty] | Variable env & social | Input | £000s | 0 | 1 | 2 | 3 | 4 | 5 | 6 | 7 | 8 | 9 | 10 | 11 | 12 | 13 | 14 | 15 | 16 | 17 | 18 | 19 | 20 | 21 | 22 | 23 | 24 | 25 | 26 | 27 | 28 | 29 | 30 | 31 | 32 | 33 | 34 | 35 | 36 | 37 | 38 | 39 | 40 | 41 | 42 | 43 | 44 | 45 | 46 | 47 | 48 | 49 | 50 | 51 | 52 | 53 | 54 | 55 | 56 | 57 | 58 | 59 | 60 | 61 | 62 | 63 | 64 | 65 | 66 | 67 | 68 | 69 | 70 | 71 | 72 | 73 | 74 | 75 | 76 | 77 | 78 | 79 | 0 | 0 | 0 | 0 | 0 | 0 | 0 | 0 | 0 | 0 | 0 | 0 | 0 | 0 | 0 | 0 | 0 | 0 | 0 | 0 | 0 | 0 | 0 | 0
[19 empty] | Fixed carbon costs | Input | £000s | 264.7566 | 365.4949 | 412.978 | 490.6016 | 624.5361 | 755.9339 | 771.6386 | 848.7819 | 871.0853 | 882.9369 | 1018.4775 | 722.6608 | 484.5555 | 348.0688 | 0 | 0 | 0 | 0 | 0 | 0 | 167.1357 | 230.7298 | 260.7049 | 309.7072 | 394.2574 | 477.2062 | 487.1203 | 535.8194 | 549.8991 | 557.3808 | 642.9448 | 456.2016 | 305.8904 | 219.729 | 0 | 0 | 0 | 0 | 0 | 0 | 167.1357 | 230.7298 | 260.7049 | 309.7072 | 394.2574 | 477.2062 | 487.1203 | 535.8194 | 549.8991 | 557.3808 | 642.9448 | 456.2016 | 305.8904 | 219.729 | 0 | 0 | 0 | 0 | 0 | 0 | 167.1357 | 230.7298 | 260.7049 | 309.7072 | 394.2574 | 477.2062 | 487.1203 | 535.8194 | 549.8991 | 557.3808 | 642.9448 | 456.2016 | 305.8904 | 219.729 | 0 | 0 | 0 | 0 | 0 | 0 | 0 | 0 | 0 | 0 | 0 | 0 | 0 | 0 | 0 | 0 | 0 | 0 | 0 | 0 | 0 | 0 | 0 | 0 | 0 | 0 | 0 | 0 | 0 | 0
[19 empty] | Variable carbon costs | Input | £000s | 0 | 0 | 0 | 0 | 0 | 0 | 0 | 0 | 0 | 0 | 0 | 0 | 0 | 0 | 0 | 0 | 0 | 0 | 0 | 0 | 0 | 0 | 0 | 0 | 0 | 0 | 0 | 0 | 0 | 0 | 0 | 0 | 0 | 0 | 0 | 0 | 0 | 0 | 0 | 0 | 0 | 0 | 0 | 0 | 0 | 0 | 0 | 0 | 0 | 0 | 0 | 0 | 0 | 0 | 0 | 0 | 0 | 0 | 0 | 0 | 0 | 0 | 0 | 0 | 0 | 0 | 0 | 0 | 0 | 0 | 0 | 0 | 0 | 0 | 0 | 0 | 0 | 0 | 0 | 0 | 0 | 0 | 0 | 0 | 0 | 0 | 0 | 0 | 0 | 0 | 0 | 0 | 0 | 0 | 0 | 0 | 0 | 0 | 0 | 0 | 0 | 0 | 0 | 0
[19 empty] | Customer willingness to pay | Input | £000s | 0 | 0 | 0 | 0 | 0 | 0 | 0 | 0 | 0 | 0 | 0 | 0 | 0 | 0 | 0 | 0 | 0 | 0 | 0 | 0 | 0 | 0 | 0 | 0 | 0 | 0 | 0 | 0 | 0 | 0 | 0 | 0 | 0 | 0 | 0 | 0 | 0 | 0 | 0 | 0 | 0 | 0 | 0 | 0 | 0 | 0 | 0 | 0 | 0 | 0 | 0 | 0 | 0 | 0 | 0 | 0 | 0 | 0 | 0 | 0 | 0 | 0 | 0 | 0 | 0 | 0 | 0 | 0 | 0 | 0 | 0 | 0 | 0 | 0 | 0 | 0 | 0 | 0 | 0 | 0 | 0 | 0 | 0 | 0 | 0 | 0 | 0 | 0 | 0 | 0 | 0 | 0 | 0 | 0 | 0 | 0 | 0 | 0 | 0 | 0 | 0 | 0 | 0 | 0
[19 empty] | Total | Sum of above (excl WAFU) | £000s | 14133.9474 | 19992.617 | 23188.5417 | 28077.1192 | 36126.1865 | 44336.1848 | 46679.8067 | 52348.8359 | 55201.115 | 57477.7659 | 68541.083 | 55433.4123 | 44417.3798 | 38586.24 | 21690.798 | 22712.8271 | 22776.6415 | 23353.3079 | 23475.1972 | 23509.6237 | 32483.1753 | 32975.8931 | 32356.5813 | 33484.6478 | 34543.1312 | 38469.226 | 38939.3547 | 41244.7688 | 41912.0106 | 42267.0416 | 48516.9641 | 40518.4908 | 33801.4214 | 30370.3499 | 21086.8642 | 22179.7551 | 22311.2583 | 22953.305 | 23139.6415 | 23239.1266 | 32275.2112 | 32827.269 | 32268.0668 | 33453.6481 | 34563.1312 | 38489.226 | 38959.3547 | 41264.7688 | 41932.0106 | 42287.0416 | 48536.9641 | 40538.4908 | 33821.4214 | 30390.3499 | 21106.8642 | 22199.7551 | 22331.2583 | 22973.305 | 23159.6415 | 23259.1266 | 32295.2112 | 32847.269 | 32288.0668 | 33473.6481 | 34583.1312 | 38509.226 | 38979.3547 | 41284.7688 | 41952.0106 | 42307.0416 | 48556.9641 | 40558.4908 | 33841.4214 | 30410.3499 | 21126.8642 | 22219.7551 | 22351.2583 | 22993.305 | 23179.6415 | 23279.1266
61.5a | Options to reduce water taken unbilled | [20 empty] | 0 | 0 | 0 | 0 | 0 | 0 | 0 | 0 | 0 | 0 | 0 | 0 | 0 | 0 | 0 | 0 | 0 | 0 | 0 | 0 | 0 | 0 | 0 | 0 | 0 | 0 | 0 | 0 | 0 | 0 | 0 | 0 | 0 | 0 | 0 | 0 | 0 | 0 | 0 | 0 | 0 | 0 | 0 | 0 | 0 | 0 | 0 | 0 | 0 | 0 | 0 | 0 | 0 | 0 | 0 | 0 | 0 | 0 | 0 | 0 | 0 | 0 | 0 | 0 | 0 | 0 | 0 | 0 | 0 | 0 | 0 | 0 | 0 | 0 | 0 | 0 | 0 | 0 | 0 | 0 | 0 | 0 | 0 | 0 | 0 | 0 | 0 | 0 | 0 | 0 | 0 | 0 | 0 | 0 | 0 | 0 | 0 | 0 | 0 | 0 | 0 | 0 | 0 | 0
61.6a | Options impacting on measured Non Household - USPL | [20 empty] | 0 | 0 | 0 | 0 | 0 | 0 | 0 | 0 | 0 | 0 | 0 | 0 | 0 | 0 | 0 | 0 | 0 | 0 | 0 | 0 | 0 | 0 | 0 | 0 | 0 | 0 | 0 | 0 | 0 | 0 | 0 | 0 | 0 | 0 | 0 | 0 | 0 | 0 | 0 | 0 | 0 | 0 | 0 | 0 | 0 | 0 | 0 | 0 | 0 | 0 | 0 | 0 | 0 | 0 | 0 | 0 | 0 | 0 | 0 | 0 | 0 | 0 | 0 | 0 | 0 | 0 | 0 | 0 | 0 | 0 | 0 | 0 | 0 | 0 | 0 | 0 | 0 | 0 | 0 | 0 | 0 | 0 | 0 | 0 | 0 | 0 | 0 | 0 | 0 | 0 | 0 | 0 | 0 | 0 | 0 | 0 | 0 | 0 | 0 | 0 | 0 | 0 | 0 | 0
61.7a | Options impacting on unmeasured Non Household - USPL | [20 empty] | 0 | 0 | 0 | 0 | 0 | 0 | 0 | 0 | 0 | 0 | 0 | 0 | 0 | 0 | 0 | 0 | 0 | 0 | 0 | 0 | 0 | 0 | 0 | 0 | 0 | 0 | 0 | 0 | 0 | 0 | 0 | 0 | 0 | 0 | 0 | 0 | 0 | 0 | 0 | 0 | 0 | 0 | 0 | 0 | 0 | 0 | 0 | 0 | 0 | 0 | 0 | 0 | 0 | 0 | 0 | 0 | 0 | 0 | 0 | 0 | 0 | 0 | 0 | 0 | 0 | 0 | 0 | 0 | 0 | 0 | 0 | 0 | 0 | 0 | 0 | 0 | 0 | 0 | 0 | 0 | 0 | 0 | 0 | 0 | 0 | 0 | 0 | 0 | 0 | 0 | 0 | 0 | 0 | 0 | 0 | 0 | 0 | 0 | 0 | 0 | 0 | 0 | 0 | 0
61.8a | Options impacting on measured Household - USPL | [20 empty] | 0 | 0 | 0 | 0 | 0 | 0 | 0 | 0 | 0 | 0 | 0 | 0 | 0 | 0 | 0 | 0 | 0 | 0 | 0 | 0 | 0 | 0 | 0 | 0 | 0 | 0 | 0 | 0 | 0 | 0 | 0 | 0 | 0 | 0 | 0 | 0 | 0 | 0 | 0 | 0 | 0 | 0 | 0 | 0 | 0 | 0 | 0 | 0 | 0 | 0 | 0 | 0 | 0 | 0 | 0 | 0 | 0 | 0 | 0 | 0 | 0 | 0 | 0 | 0 | 0 | 0 | 0 | 0 | 0 | 0 | 0 | 0 | 0 | 0 | 0 | 0 | 0 | 0 | 0 | 0 | 0 | 0 | 0 | 0 | 0 | 0 | 0 | 0 | 0 | 0 | 0 | 0 | 0 | 0 | 0 | 0 | 0 | 0 | 0 | 0 | 0 | 0 | 0 | 0
61.9a | Options impacting on unmeasured Household - USPL | [20 empty] | 0 | 0 | 0 | 0 | 0 | 0 | 0 | 0 | 0 | 0 | 0 | 0 | 0 | 0 | 0 | 0 | 0 | 0 | 0 | 0 | 0 | 0 | 0 | 0 | 0 | 0 | 0 | 0 | 0 | 0 | 0 | 0 | 0 | 0 | 0 | 0 | 0 | 0 | 0 | 0 | 0 | 0 | 0 | 0 | 0 | 0 | 0 | 0 | 0 | 0 | 0 | 0 | 0 | 0 | 0 | 0 | 0 | 0 | 0 | 0 | 0 | 0 | 0 | 0 | 0 | 0 | 0 | 0 | 0 | 0 | 0 | 0 | 0 | 0 | 0 | 0 | 0 | 0 | 0 | 0 | 0 | 0 | 0 | 0 | 0 | 0 | 0 | 0 | 0 | 0 | 0 | 0 | 0 | 0 | 0 | 0 | 0 | 0 | 0 | 0 | 0 | 0 | 0 | 0
58.1x | Enhanced metering | EM001 | Metering other selective | Y | 2020-21 | Capacity | 3.1036 | 24424.3228 | 32540.7368 | 27932.6092 | -3181.6271 | 441.8786 | 19235.4332 | 76969.0307 | 234.5683 | 315.1327 | 3 | 3 | Gains in WAFU / Savings in demand | Input | Ml/d | 0.11209 | 0.26496 | 0.43539 | 0.63586 | 0.87186 | 0.74608 | 1.0158 | 1.3619 | 1.676 | 1.9984 | 2.619 | 2.8846 | 3.0446 | 3.1036 | 3.0862 | 3.0745 | 3.0631 | 3.0521 | 3.0414 | 3.0311 | 3.0212 | 3.0115 | 3.0022 | 2.9932 | 2.9844 | 2.9844 | 2.9844 | 2.9844 | 2.9844 | 2.9844 | 2.9844 | 2.9844 | 2.9844 | 2.9844 | 2.9844 | 2.9844 | 2.9844 | 2.9844 | 2.9844 | 2.9844 | 2.9844 | 2.9844 | 2.9844 | 2.9844 | 2.9844 | 2.9844 | 2.9844 | 2.9844 | 2.9844 | 2.9844 | 2.9844 | 2.9844 | 2.9844 | 2.9844 | 2.9844 | 2.9844 | 2.9844 | 2.9844 | 2.9844 | 2.9844 | 2.9844 | 2.9844 | 2.9844 | 2.9844 | 2.9844 | 2.9844 | 2.9844 | 2.9844 | 2.9844 | 2.9844 | 2.9844 | 2.9844 | 2.9844 | 2.9844 | 2.9844 | 2.9844 | 2.9844 | 2.9844 | 2.9844 | 2.9844 | 0 | 0 | 0 | 0 | 0 | 0 | 0 | 0 | 0 | 0 | 0 | 0 | 0 | 0 | 0 | 0 | 0 | 0 | 0 | 0 | 0 | 0 | 0 | 0
| This is a company wide decision, and the AIC reflects the company wide costs and demand benefits | [17 empty] | Fixed capex | Input | £000s | 456.0506 | 629.5752 | 636.6518 | 646.0003 | 1008.2386 | 2426.7119 | 1954.7485 | 2216.6715 | 2370.8476 | 2622.496 | 3396.6618 | 1972.9778 | 1322.9127 | 950.2826 | 0 | 118.9238 | 164.1735 | 166.0189 | 168.4567 | 262.9172 | 879.4674 | 850.2455 | 922.3743 | 967.6347 | 1229.1747 | 2198.2397 | 1571.7241 | 1543.8695 | 1530.0859 | 1418.3869 | 1956.0212 | 1231.266 | 881.5212 | 682.4206 | 262.9172 | 632.8107 | 509.7374 | 578.0387 | 618.2431 | 683.8651 | 1132.4001 | 854.9991 | 689.3099 | 597.1957 | 545.3096 | 1431.4201 | 1221.4066 | 1364.9141 | 1450.7386 | 1681.304 | 2469.9081 | 1576.8299 | 1293.5411 | 1132.207 | 683.8651 | 885.7434 | 514.491 | 344.9743 | 247.804 | 0 | 365.5805 | 504.6816 | 510.3544 | 517.8484 | 808.2268 | 1945.307 | 1566.9705 | 1776.9339 | 1900.525 | 2102.2519 | 2722.8408 | 1581.5835 | 1060.4767 | 761.7679 | 0 | 118.9238 | 164.1735 | 166.0189 | 168.4567 | 262.9172 | 0 | 0 | 0 | 0 | 0 | 0 | 0 | 0 | 0 | 0 | 0 | 0 | 0 | 0 | 0 | 0 | 0 | 0 | 0 | 0 | 0 | 0 | 0 | 0
[19 empty] | Variable capex | Input | £000s | 0 | 0 | 0 | 0 | 0 | 0 | 0 | 0 | 0 | 0 | 0 | 0 | 0 | 0 | 0 | 0 | 0 | 0 | 0 | 0 | 0 | 0 | 0 | 0 | 0 | 0 | 0 | 0 | 0 | 0 | 0 | 0 | 0 | 0 | 0 | 0 | 0 | 0 | 0 | 0 | 0 | 0 | 0 | 0 | 0 | 0 | 0 | 0 | 0 | 0 | 0 | 0 | 0 | 0 | 0 | 0 | 0 | 0 | 0 | 0 | 0 | 0 | 0 | 0 | 0 | 0 | 0 | 0 | 0 | 0 | 0 | 0 | 0 | 0 | 0 | 0 | 0 | 0 | 0 | 0 | 0 | 0 | 0 | 0 | 0 | 0 | 0 | 0 | 0 | 0 | 0 | 0 | 0 | 0 | 0 | 0 | 0 | 0 | 0 | 0 | 0 | 0 | 0 | 0
[19 empty] | Financing costs | Input | £000s | 0 | 0 | 0 | 0 | 0 | 0 | 0 | 0 | 0 | 0 | 0 | 0 | 0 | 0 | 0 | 0 | 0 | 0 | 0 | 0 | 0 | 0 | 0 | 0 | 0 | 0 | 0 | 0 | 0 | 0 | 0 | 0 | 0 | 0 | 0 | 0 | 0 | 0 | 0 | 0 | 0 | 0 | 0 | 0 | 0 | 0 | 0 | 0 | 0 | 0 | 0 | 0 | 0 | 0 | 0 | 0 | 0 | 0 | 0 | 0 | 0 | 0 | 0 | 0 | 0 | 0 | 0 | 0 | 0 | 0 | 0 | 0 | 0 | 0 | 0 | 0 | 0 | 0 | 0 | 0 | 0 | 0 | 0 | 0 | 0 | 0 | 0 | 0 | 0 | 0 | 0 | 0 | 0 | 0 | 0 | 0 | 0 | 0 | 0 | 0 | 0 | 0 | 0 | 0
[19 empty] | Fixed opex | Input | £000s | 10.6424 | 45.8585 | 90.6175 | 138.5505 | 190.2813 | 224.1065 | 359.8673 | 481.4673 | 611.9054 | 750.1349 | 928.1011 | 1107.5069 | 1212.2583 | 1277.9096 | 1319.3941 | 1318.2778 | 1317.1973 | 1316.1514 | 1315.139 | 1314.1622 | 1313.2167 | 1312.3015 | 1311.4156 | 1310.5581 | 1309.7313 | 1309.7313 | 1309.7313 | 1309.7313 | 1309.7313 | 1309.7313 | 1309.7313 | 1309.7313 | 1309.7313 | 1309.7313 | 1309.7313 | 1309.7313 | 1309.7313 | 1309.7313 | 1309.7313 | 1309.7313 | 1309.7313 | 1309.7313 | 1309.7313 | 1309.7313 | 1309.7313 | 1309.7313 | 1309.7313 | 1309.7313 | 1309.7313 | 1309.7313 | 1309.7313 | 1309.7313 | 1309.7313 | 1309.7313 | 1309.7313 | 1309.7313 | 1309.7313 | 1309.7313 | 1309.7313 | 1309.7313 | 1309.7313 | 1309.7313 | 1309.7313 | 1309.7313 | 1309.7313 | 1309.7313 | 1309.7313 | 1309.7313 | 1309.7313 | 1309.7313 | 1309.7313 | 1309.7313 | 1309.7313 | 1309.7313 | 1309.7313 | 1309.7313 | 1309.7313 | 1309.7313 | 1309.7313 | 1309.7313 | 0 | 0 | 0 | 0 | 0 | 0 | 0 | 0 | 0 | 0 | 0 | 0 | 0 | 0 | 0 | 0 | 0 | 0 | 0 | 0 | 0 | 0 | 0 | 0
[19 empty] | Variable opex | Input | £000s | 0 | 0 | 0 | 0 | 0 | 0 | 0 | 0 | 0 | 0 | 0 | 0 | 0 | 0 | 0 | 0 | 0 | 0 | 0 | 0 | 0 | 0 | 0 | 0 | 0 | 0 | 0 | 0 | 0 | 0 | 0 | 0 | 0 | 0 | 0 | 0 | 0 | 0 | 0 | 0 | 0 | 0 | 0 | 0 | 0 | 0 | 0 | 0 | 0 | 0 | 0 | 0 | 0 | 0 | 0 | 0 | 0 | 0 | 0 | 0 | 0 | 0 | 0 | 0 | 0 | 0 | 0 | 0 | 0 | 0 | 0 | 0 | 0 | 0 | 0 | 0 | 0 | 0 | 0 | 0 | 0 | 0 | 0 | 0 | 0 | 0 | 0 | 0 | 0 | 0 | 0 | 0 | 0 | 0 | 0 | 0 | 0 | 0 | 0 | 0 | 0 | 0 | 0 | 0
[19 empty] | Opex savings | Input | £000s | 3.0631 | 7.2406 | 14.1561 | 25.6154 | 38.1358 | 28.179 | 45.6541 | 66.4173 | 84.469 | 98.7841 | 135.3593 | 144.8853 | 150.3589 | 151.957 | 150.6298 | 149.5429 | 148.4909 | 147.4726 | 146.4869 | 145.5358 | 144.6153 | 143.7243 | 142.8617 | 142.0269 | 141.2219 | 141.2219 | 141.2219 | 141.2219 | 141.2219 | 141.2219 | 141.2219 | 141.2219 | 141.2219 | 141.2219 | 141.2219 | 141.2219 | 141.2219 | 141.2219 | 141.2219 | 141.2219 | 141.2219 | 141.2219 | 141.2219 | 141.2219 | 141.2219 | 141.2219 | 141.2219 | 141.2219 | 141.2219 | 141.2219 | 141.2219 | 141.2219 | 141.2219 | 141.2219 | 141.2219 | 141.2219 | 141.2219 | 141.2219 | 141.2219 | 141.2219 | 141.2219 | 141.2219 | 141.2219 | 141.2219 | 141.2219 | 141.2219 | 141.2219 | 141.2219 | 141.2219 | 141.2219 | 141.2219 | 141.2219 | 141.2219 | 141.2219 | 141.2219 | 141.2219 | 141.2219 | 141.2219 | 141.2219 | 141.2219 | 0 | 0 | 0 | 0 | 0 | 0 | 0 | 0 | 0 | 0 | 0 | 0 | 0 | 0 | 0 | 0 | 0 | 0 | 0 | 0 | 0 | 0 | 0 | 0
[19 empty] | Fixed env & social | Input | £000s | 0 | 0 | 0 | 0 | 0 | 0 | 0 | 0 | 0 | 0 | 0 | 0 | 0 | 0 | 0 | 0 | 0 | 0 | 0 | 0 | 0 | 0 | 0 | 0 | 0 | 0 | 0 | 0 | 0 | 0 | 0 | 0 | 0 | 0 | 0 | 0 | 0 | 0 | 0 | 0 | 0 | 0 | 0 | 0 | 0 | 0 | 0 | 0 | 0 | 0 | 0 | 0 | 0 | 0 | 0 | 0 | 0 | 0 | 0 | 0 | 0 | 0 | 0 | 0 | 0 | 0 | 0 | 0 | 0 | 0 | 0 | 0 | 0 | 0 | 0 | 0 | 0 | 0 | 0 | 0 | 0 | 0 | 0 | 0 | 0 | 0 | 0 | 0 | 0 | 0 | 0 | 0 | 0 | 0 | 0 | 0 | 0 | 0 | 0 | 0 | 0 | 0 | 0 | 0
[19 empty] | Variable env & social | Input | £000s | 365.3709 | 505.8322 | 501.2014 | 490.4115 | 766.0016 | 1837.1893 | 1521.124 | 1730.4865 | 1851.3685 | 2070.9453 | 2663.621 | 1550.85 | 1054.367 | 769.3464 | 40.3001 | 40.1465 | 39.9979 | 39.854 | 39.7147 | 39.5803 | 182.1588 | 236.3326 | 233.5458 | 228.2316 | 335.0335 | 755.6185 | 630.2829 | 710.5896 | 756.3815 | 840.838 | 1070.081 | 632.3503 | 436.8411 | 324.7713 | 38.9707 | 38.9707 | 38.9707 | 38.9707 | 38.9707 | 38.9707 | 181.6792 | 235.979 | 233.314 | 228.1178 | 335.0335 | 755.6185 | 630.2829 | 710.5896 | 756.3815 | 840.838 | 1070.081 | 632.3503 | 436.8411 | 324.7713 | 38.9707 | 38.9707 | 38.9707 | 38.9707 | 38.9707 | 38.9707 | 181.6792 | 235.979 | 233.314 | 228.1178 | 335.0335 | 755.6185 | 630.2829 | 710.5896 | 756.3815 | 840.838 | 1070.081 | 632.3503 | 436.8411 | 324.7713 | 38.9707 | 38.9707 | 38.9707 | 38.9707 | 38.9707 | 38.9707 | 0 | 0 | 0 | 0 | 0 | 0 | 0 | 0 | 0 | 0 | 0 | 0 | 0 | 0 | 0 | 0 | 0 | 0 | 0 | 0 | 0 | 0 | 0 | 0
[19 empty] | Fixed carbon costs | Input | £000s | 8.6436 | 11.5792 | 11.8285 | 12.3844 | 20.8836 | 67.8135 | 46.4416 | 51.2174 | 52.4355 | 66.7498 | 63.7598 | 39.2088 | 25.7823 | 18.198 | 0.98936 | 0.95259 | 0.91728 | 0.88336 | 0.85078 | 0.81949 | 1.8688 | 2.2002 | 2.2497 | 2.3692 | 3.7555 | 12.3679 | 8.4346 | 9.2197 | 9.3391 | 12.5096 | 12.2971 | 8.0542 | 5.4419 | 3.9602 | 0.56863 | 0.55206 | 0.53599 | 0.52037 | 0.50522 | 0.4905 | 1.1346 | 1.3448 | 1.3832 | 1.4652 | 2.3356 | 7.7291 | 5.2966 | 5.8178 | 5.9217 | 7.9706 | 6.8086 | 4.4594 | 3.0131 | 2.1927 | 0.31483 | 0.30566 | 0.29676 | 0.28812 | 0.27973 | 0.27158 | 0.6282 | 0.74457 | 0.76586 | 0.81124 | 1.2932 | 4.2794 | 2.9326 | 3.2212 | 3.2787 | 4.4131 | 3.7698 | 2.4691 | 1.6683 | 1.214 | 0.17432 | 0.24378 | 0.23784 | 0.23204 | 0.22638 | 0.22086 | 0 | 0 | 0 | 0 | 0 | 0 | 0 | 0 | 0 | 0 | 0 | 0 | 0 | 0 | 0 | 0 | 0 | 0 | 0 | 0 | 0 | 0 | 0 | 0
[19 empty] | Variable carbon costs | Input | £000s | 0 | 0 | 0 | 0 | 0 | 0 | 0 | 0 | 0 | 0 | 0 | 0 | 0 | 0 | 0 | 0 | 0 | 0 | 0 | 0 | 0 | 0 | 0 | 0 | 0 | 0 | 0 | 0 | 0 | 0 | 0 | 0 | 0 | 0 | 0 | 0 | 0 | 0 | 0 | 0 | 0 | 0 | 0 | 0 | 0 | 0 | 0 | 0 | 0 | 0 | 0 | 0 | 0 | 0 | 0 | 0 | 0 | 0 | 0 | 0 | 0 | 0 | 0 | 0 | 0 | 0 | 0 | 0 | 0 | 0 | 0 | 0 | 0 | 0 | 0 | 0 | 0 | 0 | 0 | 0 | 0 | 0 | 0 | 0 | 0 | 0 | 0 | 0 | 0 | 0 | 0 | 0 | 0 | 0 | 0 | 0 | 0 | 0 | 0 | 0 | 0 | 0 | 0 | 0
[19 empty] | Customer willingness to pay | Input | £000s | 0 | 0 | 0 | 0 | 0 | 0 | 0 | 0 | 0 | 0 | 0 | 0 | 0 | 0 | 0 | 0 | 0 | 0 | 0 | 0 | 0 | 0 | 0 | 0 | 0 | 0 | 0 | 0 | 0 | 0 | 0 | 0 | 0 | 0 | 0 | 0 | 0 | 0 | 0 | 0 | 0 | 0 | 0 | 0 | 0 | 0 | 0 | 0 | 0 | 0 | 0 | 0 | 0 | 0 | 0 | 0 | 0 | 0 | 0 | 0 | 0 | 0 | 0 | 0 | 0 | 0 | 0 | 0 | 0 | 0 | 0 | 0 | 0 | 0 | 0 | 0 | 0 | 0 | 0 | 0 | 0 | 0 | 0 | 0 | 0 | 0 | 0 | 0 | 0 | 0 | 0 | 0 | 0 | 0 | 0 | 0 | 0 | 0 | 0 | 0 | 0 | 0 | 0 | 0
[19 empty] | Total | Sum of above (excl WAFU) | £000s | 843.7707 | 1200.0856 | 1254.4553 | 1312.962 | 2023.5408 | 4584.0003 | 3927.8355 | 4546.26 | 4971.026 | 5609.1101 | 7187.5031 | 4815.4288 | 3765.6792 | 3167.6935 | 1511.3134 | 1627.8437 | 1670.7769 | 1670.3802 | 1670.648 | 1763.015 | 2521.327 | 2544.804 | 2612.4471 | 2650.8205 | 3018.917 | 4417.1792 | 3661.3948 | 3714.632 | 3746.7597 | 3722.6876 | 4489.3525 | 3322.6237 | 2774.7575 | 2462.1053 | 1753.4097 | 2123.2867 | 2000.1973 | 2068.483 | 2108.6722 | 2174.2795 | 2766.1671 | 2543.276 | 2374.9603 | 2277.7319 | 2333.632 | 3645.7208 | 3307.9394 | 3532.2746 | 3663.995 | 3981.0658 | 4997.7509 | 3664.5928 | 3184.3484 | 2910.1242 | 2174.1038 | 2375.9729 | 2004.7117 | 1835.1864 | 1738.0077 | 1490.1955 | 1998.8411 | 2192.3584 | 2195.3875 | 2197.7306 | 2595.5067 | 4156.1581 | 3651.1392 | 3941.6978 | 4111.1383 | 4398.4562 | 5247.6447 | 3667.3561 | 2949.9392 | 2538.7065 | 1490.0982 | 1609.0915 | 1654.3353 | 1656.1748 | 1658.607 | 1753.0619
61.10a | Options impacting on Void properties - USPL | [20 empty] | 0 | 0 | 0 | 0 | 0 | 0 | 0 | 0 | 0 | 0 | 0 | 0 | 0 | 0 | 0 | 0 | 0 | 0 | 0 | 0 | 0 | 0 | 0 | 0 | 0 | 0 | 0 | 0 | 0 | 0 | 0 | 0 | 0 | 0 | 0 | 0 | 0 | 0 | 0 | 0 | 0 | 0 | 0 | 0 | 0 | 0 | 0 | 0 | 0 | 0 | 0 | 0 | 0 | 0 | 0 | 0 | 0 | 0 | 0 | 0 | 0 | 0 | 0 | 0 | 0 | 0 | 0 | 0 | 0 | 0 | 0 | 0 | 0 | 0 | 0 | 0 | 0 | 0 | 0 | 0 | 0 | 0 | 0 | 0 | 0 | 0 | 0 | 0 | 0 | 0 | 0 | 0 | 0 | 0 | 0 | 0 | 0 | 0 | 0 | 0 | 0 | 0 | 0 | 0
RZCOSTSHERE
| Company: | Severn Trent Water
| Resource Zone Name: | Wolverhampton
| Resource Zone Number: | 15
| Planning Scenario Name: | Dry Year Annual Average
| Chosen Level of Service: | No more than 3 in 100 Temporary Use Bans
Start dates | Option Categories
2020-21 | Aquifer recharge
2021-22 | Bulk supply
2022-23 | Conjunctive use
2023-24 | Desalination
2024-25 | Effluent reuse
2025-26 | GW enhancement
2026-27 | GW new
2027-28 | Reservoir enlargement
2028-29 | New reservoir
2029-30 | SW enhancement
2030-31 | SW new
2031-32
2032-33
2033-34 | Active leakage management
2034-35 | Mains repair
2035-36 | Mains replacement (not trunk mains)
2036-37 | Pressure management
2037-38 | Other leakage control
2038-39 | Trunk mains renewal
2039-40 | Pumps
2040-41 | Service reservoir
2041-42
2042-43
2043-44 | Water treatment works loss recovery
2044-45 | Water treatment works capacity increase
Cistern displacement device
Household water audit
Commercial water audit
Customer education / awareness
Other water efficiency
Metering optants
Metering change of occupancy
Metering compulsory
Metering other selective
Supply pipe repairs / replacement
Outdoor water efficiency devices
Retrofitting indoor water efficiency devices
Alternative tariffs
Collaborative R&D
Note on DW1: Author: At year 126 this drops to 2%
Note on V2: The original formulae assumed 80 whatever number was put here. The formulae in this sheet will take account of the number.
Note on X2: Cells X2:CY2 contain a factor to calculate NPV based on variable discount rate - please do not adjust
Note on CY2: Formula can be copied across to the right if appraisal period extends beyond 80 years

## 6. Preferred (Scenario Yr)
Table 6: Preferred list of water management options
DRY YEAR PLANNED GAINS IN WAFU OR SAVINGS IN DEMAND (Ml/d) - TO BE COMPLETED FOR ALL PREFERRED OPTIONS (WAFU gains for each year are individual year gains and not cumulative gains)
Row Ref | Option Name [Insert / delete non-numbered lines to suit] | Option Reference No. | Unit | Decimal places | 2016-17 | For info 2017-18 | For info 2018-19 | For info 2019-20 | 2020-21 | 2021-22 | 2022-23 | 2023-24 | 2024-25 | 2025-26 | 2026-27 | 2027-28 | 2028-29 | 2029-30 | 2030-31 | 2031-32 | 2032-33 | 2033-34 | 2034-35 | 2035-36 | 2036-37 | 2037-38 | 2038-39 | 2039-40 | 2040-41 | 2041-42 | 2042-43 | 2043-44 | 2044-45
58 | Resource Management | - | Ml/d | 2 | 0 | 0 | 0 | 0 | 0 | 0 | 0 | 0 | 0 | 0 | 0 | 0 | 0 | 0 | 0 | 0 | 0 | 0 | 0 | 0 | 0 | 0 | 0 | 0 | 0 | 0 | 0 | 0 | 0
58.1 | Increase raw water abstractions | - | Ml/d | 2 | 0 | 0 | 0 | 0 | 0 | 0 | 0 | 0 | 0 | 0 | 0 | 0 | 0 | 0 | 0 | 0 | 0 | 0 | 0 | 0 | 0 | 0 | 0 | 0 | 0 | 0 | 0 | 0 | 0
- |  |  | Ml/d | 2
- | (insert row above) | - | - |  | - | - | - | - | bar: 2020-21 to 2044-45
58.2 | Raw water imports | - | Ml/d | 2 | 0 | 0 | 0 | 0 | 0 | 0 | 0 | 0 | 0 | 0 | 0 | 0 | 0 | 0 | 0 | 0 | 0 | 0 | 0 | 0 | 0 | 0 | 0 | 0 | 0 | 0 | 0 | 0 | 0
- |  |  | Ml/d | 2
- | (insert row above) | - | - |  | - | - | - | - | bar: 2020-21 to 2044-45
58.3 | Potable water Imports (input reductions as -ve) | - | Ml/d | 2 | 0 | 0 | 0 | 0 | 0 | 0 | 0 | 0 | 0 | 0 | 0 | 0 | 0 | 0 | 0 | 0 | 0 | 0 | 0 | 0 | 0 | 0 | 0 | 0 | 0 | 0 | 0 | 0 | 0
- |  |  | Ml/d | 2
- | (insert row above) | - | - |  | - | - | - | - | bar: 2020-21 to 2044-45
58.4 | Reduce raw water losses and operational use (input as -ve) | - | Ml/d | 2 | 0 | 0 | 0 | 0 | 0 | 0 | 0 | 0 | 0 | 0 | 0 | 0 | 0 | 0 | 0 | 0 | 0 | 0 | 0 | 0 | 0 | 0 | 0 | 0 | 0 | 0 | 0 | 0 | 0
- |  |  | Ml/d | 2
- | (insert row above) | - | - |  | - | - | - | - | bar: 2020-21 to 2044-45
58.5 | Reduced raw water export (including non potable supplies) |  | Ml/d | 2 | 0 | 0 | 0 | 0 | 0 | 0 | 0 | 0 | 0 | 0 | 0 | 0 | 0 | 0 | 0 | 0 | 0 | 0 | 0 | 0 | 0 | 0 | 0 | 0 | 0 | 0 | 0 | 0 | 0
58.51 | Reduce raw water exports (input as -ve) | - | Ml/d | 2 | 0 | 0 | 0 | 0 | 0 | 0 | 0 | 0 | 0 | 0 | 0 | 0 | 0 | 0 | 0 | 0 | 0 | 0 | 0 | 0 | 0 | 0 | 0 | 0 | 0 | 0 | 0 | 0 | 0
- |  |  | Ml/d | 2
- | (insert row above) | - | - |  | - | - | - | - | bar: 2020-21 to 2044-45
58.52 | Reduce non potable supplies (input as -ve) | - | Ml/d | 2 | 0 | 0 | 0 | 0 | 0 | 0 | 0 | 0 | 0 | 0 | 0 | 0 | 0 | 0 | 0 | 0 | 0 | 0 | 0 | 0 | 0 | 0 | 0 | 0 | 0 | 0 | 0 | 0 | 0
- |  |  | Ml/d | 2
- | (insert row above) | - | - |  | - | - | - | - | bar: 2020-21 to 2044-45
58.6 | Reduce potable water exports (input as -ve) | - | Ml/d |  | 0 | 0 | 0 | 0 | 0 | 0 | 0 | 0 | 0 | 0 | 0 | 0 | 0 | 0 | 0 | 0 | 0 | 0 | 0 | 0 | 0 | 0 | 0 | 0 | 0 | 0 | 0 | 0 | 0
- |  |  | Ml/d | 2
- | (insert row above) | - | - |  | - | - | - | - | bar: 2020-21 to 2044-45
58.7 | Other options to increase deployable output | - | Ml/d |  | 0 | 0 | 0 | 0 | 0 | 0 | 0 | 0 | 0 | 0 | 0 | 0 | 0 | 0 | 0 | 0 | 0 | 0 | 0 | 0 | 0 | 0 | 0 | 0 | 0 | 0 | 0 | 0 | 0
- |  |  | Ml/d | 2
- | (insert row above) | - | - |  | - | - | - | - | bar: 2020-21 to 2044-45
59 | Distribution Side Management | - |  |  | 0 | 0 | 0 | 0 | 0 | 0 | 0 | 0 | 0 | -0.4314 | -0.81506 | -1.1987 | -1.6102 | -2.067 | -2.4337 | -2.8004 | -3.1671 | -3.5338 | -3.9004 | -4.1082 | -4.316 | -4.5238 | -4.7316 | -4.9394 | -5.1264 | -5.3134 | -5.5004 | -5.6875 | -5.8745
59.1 | Reduce distribution losses (input as -ve) | - | Ml/d | 2 | 0 | 0 | 0 | 0 | 0 | 0 | 0 | 0 | 0 | -0.4314 | -0.81506 | -1.1987 | -1.6102 | -2.067 | -2.4337 | -2.8004 | -3.1671 | -3.5338 | -3.9004 | -4.1082 | -4.316 | -4.5238 | -4.7316 | -4.9394 | -5.1264 | -5.3134 | -5.5004 | -5.6875 | -5.8745
| Leakage Reduction | ALC2 | Ml/d | 2 |  |  |  |  | 0 | 0 | 0 | 0 | 0 | -0.4314 | -0.81506 | -1.1987 | -1.6102 | -2.067 | -2.4337 | -2.8004 | -3.1671 | -3.5338 | -3.9004 | -4.1082 | -4.316 | -4.5238 | -4.7316 | -4.9394 | -5.1264 | -5.3134 | -5.5004 | -5.6875 | -5.8745
- | (insert row above) | - | - |  | - | - | - | - | bar: 2020-21 to 2044-45
59.2 | Reduce distribution system operational use (DSOU) (input as -ve) | - | Ml/d | 2 | 0 | 0 | 0 | 0 | 0 | 0 | 0 | 0 | 0 | 0 | 0 | 0 | 0 | 0 | 0 | 0 | 0 | 0 | 0 | 0 | 0 | 0 | 0 | 0 | 0 | 0 | 0 | 0 | 0
- |  |  | Ml/d | 2
- | (insert row above) | - | - |  | - | - | - | - | bar: 2020-21 to 2044-45
60 | Production Side Management, Specify Below.... | - |  | 2 | 0 | 0 | 0 | 0 | 0 | 0 | 0 | 0 | 0 | 0 | 0 | 0 | 0 | 0 | 0 | 0 | 0 | 0 | 0 | 0 | 0 | 0 | 0 | 0 | 0 | 0 | 0 | 0 | 0
60.1 | Reduce treatment works losses (input as -ve) | - | Ml/d | 2 | 0 | 0 | 0 | 0 | 0 | 0 | 0 | 0 | 0 | 0 | 0 | 0 | 0 | 0 | 0 | 0 | 0 | 0 | 0 | 0 | 0 | 0 | 0 | 0 | 0 | 0 | 0 | 0 | 0
- |  |  | Ml/d | 2
- | (insert row above) | - | - |  | - | - | - | - | bar: 2020-21 to 2044-45
60.2 | Reduce outages (input as -ve) | - | Ml/d | 2 | 0 | 0 | 0 | 0 | 0 | 0 | 0 | 0 | 0 | 0 | 0 | 0 | 0 | 0 | 0 | 0 | 0 | 0 | 0 | 0 | 0 | 0 | 0 | 0 | 0 | 0 | 0 | 0 | 0
- |  |  | Ml/d | 2
- | (insert row above) | - | - |  | - | - | - | - | bar: 2020-21 to 2044-45
61 | Customer Side Management | - |  | 2 | 0 | 0 | 0 | 0 | 0 | 0 | 0 | 0 | 0 | 0 | -0.79774 | -1.5855 | -1.934 | -1.8392 | -1.7692 | -1.7188 | -1.6591 | -1.5991 | -1.5585 | -1.4985 | -1.4483 | -1.3984 | -1.3488 | -1.2988 | -1.2582 | -1.2081 | -1.1584 | -1.1181 | -1.0877
61.1 | Change volume delivered to measured non households (input reductions as -ve) | - | Ml/d | 2 | 0 | 0 | 0 | 0 | 0 | 0 | 0 | 0 | 0 | 0 | 0 | 0 | 0 | 0 | 0 | 0 | 0 | 0 | 0 | 0 | 0 | 0 | 0 | 0 | 0 | 0 | 0 | 0 | 0
- |  |  | Ml/d | 2
- | (insert row above) | - | - |  | - | - | - | - | bar: 2020-21 to 2044-45
61.2 | Change volume delivered to unmeasured non households (input reductions as -ve) | - | Ml/d | 2 | 0 | 0 | 0 | 0 | 0 | 0 | 0 | 0 | 0 | 0 | 0 | 0 | 0 | 0 | 0 | 0 | 0 | 0 | 0 | 0 | 0 | 0 | 0 | 0 | 0 | 0 | 0 | 0 | 0
- |  |  | Ml/d | 2
- | (insert row above) | - | - |  | - | - | - | - | bar: 2020-21 to 2044-45
61.3 | Change volume delivered to measured households (input reductions as -ve) | - | Ml/d | 2 | 0 | 0 | 0 | 0 | 0 | 0 | 0 | 0 | 0 | 0 | 5.97 | 11.95 | 14.7867 | 14.5524 | 14.3131 | 14.0688 | 13.8417 | 13.6218 | 13.3862 | 13.1864 | 12.9844 | 12.7853 | 12.589 | 12.3988 | 12.2039 | 12.0226 | 11.8455 | 11.6629 | 11.4495
|  |  | Ml/d | 2
| Enhanced metering | EM001 | Ml/d | 2 |  |  |  |  | 0 | 0 | 0 | 0 | 0 | 0 | 5.97 | 11.95 | 14.7867 | 14.5524 | 14.3131 | 14.0688 | 13.8417 | 13.6218 | 13.3862 | 13.1864 | 12.9844 | 12.7853 | 12.589 | 12.3988 | 12.2039 | 12.0226 | 11.8455 | 11.6629 | 11.4495
- | (insert row above) | - | - |  | - | - | - | - | bar: 2020-21 to 2044-45
61.4 | Change volume delivered to unmeasured households (input reductions as -ve) | - | Ml/d | 2 | 0 | 0 | 0 | 0 | 0 | 0 | 0 | 0 | 0 | 0 | -6.72 | -13.44 | -16.6053 | -16.3016 | -15.9924 | -15.6976 | -15.4108 | -15.1309 | -14.8547 | -14.5949 | -14.3427 | -14.0936 | -13.8478 | -13.6075 | -13.3721 | -13.1406 | -12.9139 | -12.691 | -12.4472
| Enhanced metering | EM001 | Ml/d | 2 |  |  |  |  | 0 | 0 | 0 | 0 | 0 | 0 | -6.72 | -13.44 | -16.6053 | -16.3016 | -15.9924 | -15.6976 | -15.4108 | -15.1309 | -14.8547 | -14.5949 | -14.3427 | -14.0936 | -13.8478 | -13.6075 | -13.3721 | -13.1406 | -12.9139 | -12.691 | -12.4472
- | (insert row above) | - | - |  | - | - | - | - | bar: 2020-21 to 2044-45
61.5 | Options to reduce water taken unbilled (input as -ve) | - | Ml/d | 2 | 0 | 0 | 0 | 0 | 0 | 0 | 0 | 0 | 0 | 0 | 0 | 0 | 0 | 0 | 0 | 0 | 0 | 0 | 0 | 0 | 0 | 0 | 0 | 0 | 0 | 0 | 0 | 0 | 0
- |  |  | Ml/d | 2
- | (insert row above) | - | - |  | - | - | - | - | bar: 2020-21 to 2044-45
61.6 | Options impacting on measured Non Household - USPL (input reductions as -ve) |  | l/pr | 2 | 0 | 0 | 0 | 0 | 0 | 0 | 0 | 0 | 0 | 0 | 0 | 0 | 0 | 0 | 0 | 0 | 0 | 0 | 0 | 0 | 0 | 0 | 0 | 0 | 0 | 0 | 0 | 0 | 0
- |  |  | Ml/d | 2
- | (insert row above) | - | - |  | - | - | - | - | bar: 2020-21 to 2044-45
61.7 | Options impacting on unmeasured Non Household - USPL (input reductions as -ve) |  | l/pr | 2 | 0 | 0 | 0 | 0 | 0 | 0 | 0 | 0 | 0 | 0 | 0 | 0 | 0 | 0 | 0 | 0 | 0 | 0 | 0 | 0 | 0 | 0 | 0 | 0 | 0 | 0 | 0 | 0 | 0
- |  |  | Ml/d | 2
- | (insert row above) | - | - |  | - | - | - | - | bar: 2020-21 to 2044-45
61.8 | Options impacting on measured Household - USPL (input reductions as -ve) |  | l/pr | 2 | 0 | 0 | 0 | 0 | 0 | 0 | 0 | 0 | 0 | 0 | 0.45774 | 0.91587 | 1.2028 | 1.2053 | 1.1827 | 1.1605 | 1.1387 | 1.1174 | 1.0964 | 1.0757 | 1.0555 | 1.0356 | 1.0161 | 0.99686 | 0.97803 | 0.95953 | 0.94136 | 0.9235 | 0.90598
- | Enhanced metering | EM001 | Ml/d | 2 |  |  |  |  | 0 | 0 | 0 | 0 | 0 | 0 | 0.45774 | 0.91587 | 1.2028 | 1.2053 | 1.1827 | 1.1605 | 1.1387 | 1.1174 | 1.0964 | 1.0757 | 1.0555 | 1.0356 | 1.0161 | 0.99686 | 0.97803 | 0.95953 | 0.94136 | 0.9235 | 0.90598
- | (insert row above) | - | - |  | - | - | - | - | bar: 2020-21 to 2044-45
61.9 | Options impacting on unmeasured Household - USPL (input reductions as -ve) |  | l/pr | 2 | 0 | 0 | 0 | 0 | 0 | 0 | 0 | 0 | 0 | 0 | -0.50549 | -1.0114 | -1.3182 | -1.2953 | -1.2727 | -1.2505 | -1.2287 | -1.2074 | -1.1864 | -1.1657 | -1.1455 | -1.1256 | -1.1061 | -1.0869 | -1.068 | -1.0495 | -1.0314 | -1.0135 | -0.99598
- | Enhanced metering | EM001 | Ml/d | 2 |  |  |  |  | 0 | 0 | 0 | 0 | 0 | 0 | -0.50549 | -1.0114 | -1.3182 | -1.2953 | -1.2727 | -1.2505 | -1.2287 | -1.2074 | -1.1864 | -1.1657 | -1.1455 | -1.1256 | -1.1061 | -1.0869 | -1.068 | -1.0495 | -1.0314 | -1.0135 | -0.99598
- | (insert row above) | - | - |  | - | - | - | - | bar: 2020-21 to 2044-45
61.1 | Options impacting on Void properties - USPL (input reductions as -ve) |  | l/pr | 2 | 0 | 0 | 0 | 0 | 0 | 0 | 0 | 0 | 0 | 0 | 0 | 0 | 0 | 0 | 0 | 0 | 0 | 0 | 0 | 0 | 0 | 0 | 0 | 0 | 0 | 0 | 0 | 0 | 0
- |  |  | Ml/d | 2
- | (insert row above) | - | - |  | - | - | - | - | bar: 2020-21 to 2044-45
| Company: | Severn Trent Water
| Resource Zone Name: | Wolverhampton
| Resource Zone Number: | 15
| Planning Scenario Name: | Dry Year Annual Average
| Chosen Level of Service: | No more than 3 in 100 Temporary Use Bans

## 7. FP Supply
Table 7: Final planning water supply
| Row Ref | Component | Derivation | Unit | Decimal places | 2016-17 | For info 2017-18 | For info 2018-19 | For info 2019-20 | 2020-21 | 2021-22 | 2022-23 | 2023-24 | 2024-25 | 2025-26 | 2026-27 | 2027-28 | 2028-29 | 2029-30 | 2030-31 | 2031-32 | 2032-33 | 2033-34 | 2034-35 | 2035-36 | 2036-37 | 2037-38 | 2038-39 | 2039-40 | 2040-41 | 2041-42 | 2042-43 | 2043-44 | 2044-45
Resources | 1FP | Raw Water Abstracted | 1BL | Ml/d | 2 | 31.452 | 31.452 | 31.452 | 31.452 | 31.452 | 31.452 | 31.452 | 31.452 | 31.452 | 31.452 | 31.452 | 31.452 | 31.452 | 31.452 | 31.452 | 31.452 | 31.452 | 31.452 | 31.452 | 31.452 | 31.452 | 31.452 | 31.452 | 31.452 | 31.452 | 31.452 | 31.452 | 31.452 | 31.452
| 2FP | Raw Water Imported | 2BL+ (6. Preferred scenario ref 58.2) | Ml/d | 2 | 0 | 0 | 0 | 0 | 0 | 0 | 0 | 0 | 0 | 0 | 0 | 0 | 0 | 0 | 0 | 0 | 0 | 0 | 0 | 0 | 0 | 0 | 0 | 0 | 0 | 0 | 0 | 0 | 0
| - | - | - | - | 2 | - | - | - | - | bar: 2020-21 to 2044-45
| - | - | - | - | 2 | - | - | - | - | bar: 2020-21 to 2044-45
| - | - | - | - | 2 | - | - | - | - | bar: 2020-21 to 2044-45
| 3FP | Potable Water Imported | 3BL+ (6. Preferred scenario ref 58.3) | Ml/d | 2 | 0 | 0 | 0 | 0 | 0 | 0 | 0 | 0 | 0 | 0 | 0 | 0 | 0 | 0 | 0 | 0 | 0 | 0 | 0 | 0 | 0 | 0 | 0 | 0 | 0 | 0 | 0 | 0 | 0
| - | - | - | - | 2 | - | - | - | - | bar: 2020-21 to 2044-45
| - | - | - | - | 2 | - | - | - | - | bar: 2020-21 to 2044-45
| - | - | - | - | 2 | - | - | - | - | bar: 2020-21 to 2044-45
| - | - | - | - | 2 | - | - | - | - | bar: 2020-21 to 2044-45
Resource (and process) losses | 5FP | Raw Water Exported (raw exports and non potable uses) | 5BL+ (6. Preferred scenario ref 58.5) | Ml/d | 2 | 0 | 0 | 0 | 0 | 0 | 0 | 0 | 0 | 0 | 0 | 0 | 0 | 0 | 0 | 0 | 0 | 0 | 0 | 0 | 0 | 0 | 0 | 0 | 0 | 0 | 0 | 0 | 0 | 0
| - | - | - | - | 2 | - | - | - | - | bar: 2020-21 to 2044-45
| - | - | - | - | 2 | - | - | - | - | bar: 2020-21 to 2044-45
| - | - | - | - | 2 | - | - | - | - | bar: 2020-21 to 2044-45
| 6FP | Potable Water Exported | 6BL+ (6. Preferred scenario ref 58.6) | Ml/d | 2 | 0 | 0 | 0 | 0 | 0 | 0 | 0 | 0 | 0 | 0 | 0 | 0 | 0 | 0 | 0 | 0 | 0 | 0 | 0 | 0 | 0 | 0 | 0 | 0 | 0 | 0 | 0 | 0 | 0
| - | - | - | - | 2 | - | - | - | - | bar: 2020-21 to 2044-45
| - | - | - | - | 2 | - | - | - | - | bar: 2020-21 to 2044-45
| - | - | - | - | 2 | - | - | - | - | bar: 2020-21 to 2044-45
| 7FP | Deployable Output | 7BL+ 8BL+ (6. Preferred scenario ref 58.7)+ (6. Preferred scenario ref 58.1) |  | 2 | 66.997 | 66.997 | 66.997 | 66.997 | 66.997 | 66.997 | 66.997 | 66.997 | 66.997 | 66.997 | 66.997 | 66.997 | 66.997 | 66.997 | 66.997 | 66.997 | 66.997 | 66.997 | 66.997 | 66.997 | 66.997 | 66.997 | 66.997 | 66.997 | 66.997 | 66.997 | 66.997 | 66.997 | 66.997
| - | - | - | - | 2 | bar: 2020-21 to 2044-45
| - | - | - | - | 2 | - | - | - | - | bar: 2020-21 to 2044-45
| - | - | - | - | 2 | - | - | - | - | bar: 2020-21 to 2044-45
| - | - | - | - | 2 | - | - | - | - | bar: 2020-21 to 2044-45
| - | - | - | - | 2 | - | - | - | - | bar: 2020-21 to 2044-45
| 9FP | Raw water losses, treatment works losses and operational use | 9BL+ (6. Preferred scenario ref 60.1)+(6. Preferred scenario ref 58.4) | Ml/d | 2 | 0 | 0 | 0 | 0 | 0 | 0 | 0 | 0 | 0 | 0 | 0 | 0 | 0 | 0 | 0 | 0 | 0 | 0 | 0 | 0 | 0 | 0 | 0 | 0 | 0 | 0 | 0 | 0 | 0
| 10FP | Outage allowance | 10BL+ (6. Preferred scenario ref 60.2) | Ml/d | 2 | 0.29 | 0.29 | 0.29 | 0.29 | 0.29 | 0.29 | 0.29 | 0.29 | 0.29 | 0.29 | 0.29 | 0.29 | 0.29 | 0.29 | 0.29 | 0.29 | 0.29 | 0.29 | 0.29 | 0.29 | 0.29 | 0.29 | 0.29 | 0.29 | 0.29 | 0.29 | 0.29 | 0.29 | 0.29
|  | Company: | Severn Trent Water
|  | Resource Zone Name: | Wolverhampton
|  | Resource Zone Number: | 15
|  | Planning Scenario Name: | Dry Year Annual Average
|  | Chosen Level of Service: | No more than 3 in 100 Temporary Use Bans

## 8. FP Demand
Table 8: Final planning water demand
| Row Ref | Component | Derivation / Impact of preferred options | Unit | Decimal places | 2016-17 | For info 2017-18 | For info 2018-19 | For info 2019-20 | 2020-21 | 2021-22 | 2022-23 | 2023-24 | 2024-25 | 2025-26 | 2026-27 | 2027-28 | 2028-29 | 2029-30 | 2030-31 | 2031-32 | 2032-33 | 2033-34 | 2034-35 | 2035-36 | 2036-37 | 2037-38 | 2038-39 | 2039-40 | 2040-41 | 2041-42 | 2042-43 | 2043-44 | 2044-45
Consumption | 19FP | Water Delivered Measured Non Household | Calculated BL+Preferred options | Ml/d | 2 | 9.8432 | 9.8567 | 9.856 | 9.876 | 9.8783 | 9.9405 | 9.983 | 10.0249 | 10.0327 | 10.0834 | 10.1051 | 10.1265 | 10.1202 | 10.1675 | 10.1901 | 10.2134 | 10.2087 | 10.2573 | 10.2778 | 10.2986 | 10.2916 | 10.3409 | 10.3633 | 10.3861 | 10.3815 | 10.4333 | 10.4576 | 10.4823 | 10.4793
| 20FP | Water Delivered Unmeasured Non Household | Calculated BL+Preferred options | Ml/d | 2 | 0.24222 | 0.24222 | 0.24222 | 0.24222 | 0.24222 | 0.24222 | 0.24222 | 0.24222 | 0.24222 | 0.24222 | 0.24222 | 0.24222 | 0.24222 | 0.24222 | 0.24222 | 0.24222 | 0.24222 | 0.24222 | 0.24222 | 0.24222 | 0.24222 | 0.24222 | 0.24222 | 0.24222 | 0.24222 | 0.24222 | 0.24222 | 0.24222 | 0.24222
| 21FP | Water Delivered Measured Household | Calculated BL+Preferred options | Ml/d | 2 | 11.1704 | 11.6081 | 12.0522 | 12.5141 | 12.9331 | 13.3572 | 13.7731 | 14.188 | 14.5989 | 14.9938 | 21.8198 | 28.6561 | 32.1779 | 32.3452 | 32.4236 | 32.4721 | 32.5364 | 32.6059 | 32.6528 | 32.7506 | 32.8483 | 32.9432 | 33.0355 | 33.1326 | 33.223 | 33.3246 | 33.4289 | 33.5245 | 33.6189
| 22FP | Water Delivered Unmeasured Household | Calculated BL+Preferred options | Ml/d | 2 | 22.7041 | 22.2386 | 21.7811 | 21.333 | 20.8919 | 20.4777 | 20.0787 | 19.6916 | 19.3117 | 18.9534 | 11.3763 | 3.8072 | -1.9984e-15 | 0 | 0 | 0 | 0 | 0 | 0 | 0 | 0 | 0 | 0 | 0 | 0 | 0 | 0 | 0 | 0
| 23FP | Measured Non Household - Consumption | 19FP-34FP | Ml/d | 2 | 9.634 | 9.6475 | 9.6469 | 9.6668 | 9.6691 | 9.7313 | 9.7738 | 9.8157 | 9.8235 | 9.8742 | 9.8959 | 9.9173 | 9.911 | 9.9584 | 9.9809 | 10.0042 | 9.9995 | 10.0482 | 10.0686 | 10.0894 | 10.0824 | 10.1317 | 10.1541 | 10.1769 | 10.1723 | 10.2241 | 10.2484 | 10.2731 | 10.2701
| 24FP | Unmeasured Non Household - Consumption | 20FP-35FP | Ml/d | 2 | 0.23436 | 0.23436 | 0.23436 | 0.23436 | 0.23436 | 0.23436 | 0.23436 | 0.23436 | 0.23436 | 0.23436 | 0.23436 | 0.23436 | 0.23436 | 0.23436 | 0.23436 | 0.23436 | 0.23436 | 0.23436 | 0.23436 | 0.23436 | 0.23436 | 0.23436 | 0.23436 | 0.23436 | 0.23436 | 0.23436 | 0.23436 | 0.23436 | 0.23436
| 25FP | Measured Household - Consumption | 21FP-36FP | Ml/d | 2 | 10.1072 | 10.5207 | 10.9407 | 11.3785 | 11.7743 | 12.1758 | 12.5693 | 12.9625 | 13.352 | 13.7258 | 20.0735 | 26.4316 | 29.6466 | 29.792 | 29.8739 | 29.9259 | 29.9937 | 30.0665 | 30.1168 | 30.2181 | 30.319 | 30.4172 | 30.5128 | 30.6131 | 30.7067 | 30.8106 | 30.9172 | 31.0151 | 31.1117
| 26FP | Unmeasured Household - Consumption | 22FP-37FP | Ml/d | 2 | 21.074 | 20.6369 | 20.2076 | 19.7877 | 19.3737 | 18.9861 | 18.6133 | 18.2519 | 17.8971 | 17.5636 | 10.5163 | 3.477 | -1.9984e-15 | 0 | 0 | 0 | 0 | 0 | 0 | 0 | 0 | 0 | 0 | 0 | 0 | 0 | 0 | 0 | 0
| 27 - | Percentage of consumption driven by climate change | n/a in FP | - | 1 | - | - | - | - | bar: 2020-21 to 2044-45
| 28 - | Volume of consumption driven by climate change | n/a in FP | - | 1 | - | - | - | - | bar: 2020-21 to 2044-45
PCC and consumption by component | 29FP | Measured Household - PCC | (25FP*1,000,000)/(51FP*1,000) | l/h/d | 1 | 119.9 | 119.2 | 118.6 | 118.2 | 117.8 | 117.4 | 117.2 | 117 | 116.8 | 116.7 | 118 | 118.5 | 118.7 | 118.7 | 118.5 | 118.2 | 117.9 | 117.7 | 117.4 | 117.2 | 117.1 | 117 | 116.9 | 116.7 | 116.6 | 116.5 | 116.4 | 116.3 | 116.1
| 29.1FP | Measured toilet flushing | Input brief explanation here | l/h/d | 1 | 27.4361 | 26.5634 | 25.7471 | 24.9792 | 24.2663 | 23.5918 | 22.9538 | 22.3428 | 21.7585 | 21.1981 | 20.838 | 20.3176 | 19.7168 | 19.1074 | 19.0763 | 19.0417 | 19.0061 | 18.9703 | 18.9359 | 18.9016 | 18.8665 | 18.8322 | 18.7986 | 18.7641 | 18.7292 | 18.6944 | 18.6598 | 18.6252 | 18.5903
| 29.2FP | Measured personal washing | Input brief explanation here | l/h/d | 1 | 50.215 | 51.0786 | 51.9432 | 52.8159 | 53.6809 | 54.5421 | 55.4038 | 56.2625 | 57.1257 | 57.9787 | 59.8968 | 61.3091 | 62.3249 | 63.1788 | 63.1883 | 63.1848 | 63.1782 | 63.1702 | 63.1674 | 63.1644 | 63.1587 | 63.1557 | 63.1547 | 63.151 | 63.1457 | 63.1404 | 63.1358 | 63.1311 | 63.1254
| 29.3FP | Measured clothes washing | Input brief explanation here | l/h/d | 1 | 14.8956 | 14.7859 | 14.682 | 14.5841 | 14.4909 | 14.4008 | 14.3146 | 14.2305 | 14.1498 | 14.0699 | 14.1736 | 14.1892 | 14.1373 | 14.06 | 13.949 | 13.8352 | 13.7207 | 13.6059 | 13.4924 | 13.3787 | 13.2646 | 13.151 | 13.0379 | 12.9242 | 12.8102 | 12.6963 | 12.5825 | 12.4688 | 12.3548
| 29.4FP | Measured dish washing | Input brief explanation here | l/h/d | 1 | 11.7109 | 11.7003 | 11.6907 | 11.6833 | 11.6754 | 11.6672 | 11.6597 | 11.6519 | 11.6454 | 11.6373 | 11.808 | 11.8978 | 11.9221 | 11.9194 | 11.9116 | 11.9014 | 11.8906 | 11.8795 | 11.8694 | 11.8593 | 11.8487 | 11.8386 | 11.8288 | 11.8186 | 11.808 | 11.7975 | 11.7871 | 11.7767 | 11.7661
| 29.5FP | Measured miscellaneous internal use | Input brief explanation here | l/h/d | 1 | 14.1978 | 14.076 | 13.9646 | 13.8618 | 13.7735 | 13.6931 | 13.6217 | 13.5552 | 13.4948 | 13.4413 | 12.8545 | 12.5427 | 12.4431 | 12.4429 | 12.4385 | 12.4327 | 12.4263 | 12.4197 | 12.4142 | 12.4087 | 12.4027 | 12.3973 | 12.3923 | 12.3868 | 12.3811 | 12.3755 | 12.37 | 12.3646 | 12.359
| 29.6FP | Measured external use | Input brief explanation here | l/h/d | 1 | 1.4215 | 1.46 | 1.4982 | 1.5363 | 1.5743 | 1.6123 | 1.6504 | 1.6884 | 1.7266 | 1.7652 | 1.7702 | 1.791 | 1.8243 | 1.864 | 1.9017 | 1.9392 | 1.9765 | 2.0136 | 2.0506 | 2.0874 | 2.1241 | 2.1607 | 2.197 | 2.2333 | 2.2693 | 2.3052 | 2.341 | 2.3766 | 2.412
| 29.7BL | Measured water efficiency savings | Input brief explanation here | l/h/d | 1 | 0.022956 | -0.46433 | -0.92583 | -1.2606 | -1.6612 | -2.1072 | -2.404 | -2.7314 | -3.1009 | -3.3904 | -3.3411 | -3.5475 | -3.6685 | -3.8725 | -3.9653 | -4.1348 | -4.2984 | -4.3592 | -4.5299 | -4.6002 | -4.5652 | -4.5353 | -4.5094 | -4.578 | -4.5436 | -4.5094 | -4.4762 | -4.4429 | -4.5077
| 30FP | Unmeasured Household - PCC | (26FP*1,000,000)/(52FP*1,000) | l/h/d | 1 | 140 | 139.6 | 139.2 | 138.9 | 138.5 | 138.1 | 137.7 | 137.4 | 137 | 136.6 | 136.3 | 136.1 | - | - | - | - | - | - | - | - | - | - | - | - | - | - | - | - | -
| 30.1FP | Unmeasured toilet flushing | Input brief explanation here | l/h/d | 1 | 31.2526 | 30.4418 | 29.6302 | 28.8267 | 28.0123 | 27.1928 | 26.3725 | 25.5494 | 24.7308 | 23.9012 | 23.0757 | 22.2712 | - | - | - | - | - | - | - | - | - | - | - | - | - | - | - | - | -
| 30.2FP | Unmeasured personal washing | Input brief explanation here | l/h/d | 1 | 59.0303 | 59.8831 | 60.7335 | 61.6003 | 62.4433 | 63.2729 | 64.0976 | 64.912 | 65.734 | 66.5221 | 67.3151 | 68.166 | - | - | - | - | - | - | - | - | - | - | - | - | - | - | - | - | -
| 30.3FP | Unmeasured clothes washing | Input brief explanation here | l/h/d | 1 | 16.8854 | 16.7814 | 16.6768 | 16.5768 | 16.4704 | 16.3607 | 16.2501 | 16.1373 | 16.0268 | 15.9086 | 15.7921 | 15.6896 | - | - | - | - | - | - | - | - | - | - | - | - | - | - | - | - | -
| 30.4FP | Unmeasured dish washing | Input brief explanation here | l/h/d | 1 | 13.3824 | 13.3704 | 13.3581 | 13.3493 | 13.3354 | 13.3188 | 13.3014 | 13.2821 | 13.2646 | 13.2405 | 13.2178 | 13.2066 | - | - | - | - | - | - | - | - | - | - | - | - | - | - | - | - | -
| 30.5FP | Unmeasured miscellaneous internal use | Input brief explanation here | l/h/d | 1 | 18.0004 | 17.9977 | 17.9944 | 17.996 | 17.9907 | 17.9818 | 17.9717 | 17.959 | 17.9487 | 17.9296 | 17.9122 | 17.9105 | - | - | - | - | - | - | - | - | - | - | - | - | - | - | - | - | -
| 30.6FP | Unmeasured external use | Input brief explanation here | l/h/d | 1 | 1.4146 | 1.4596 | 1.5046 | 1.5498 | 1.5946 | 1.639 | 1.6833 | 1.7273 | 1.7716 | 1.8152 | 1.8588 | 1.9036 | - | - | - | - | - | - | - | - | - | - | - | - | - | - | - | - | -
| 30.7BL | Unmeasured water efficiency savings | Input brief explanation here | l/h/d | 1 | 0.034228 | -0.33403 | -0.69749 | -0.99892 | -1.3467 | -1.666 | -1.9766 | -2.1673 | -2.4765 | -2.7171 | -2.8717 | -3.0476 | - | - | - | - | - | - | - | - | - | - | - | - | - | - | - | - | -
| 31FP | Average Household - PCC | ((25FP+26FP)*1,000,000))/(51FP+52FP*1,000) | l/h/d | 1 | 132.7546 | 131.9453 | 131.1889 | 130.583 | 129.8331 | 129.1958 | 128.6327 | 128.0867 | 127.6002 | 127.1379 | 123.6895 | 120.3501 | 118.7321 | 118.7449 | 118.5123 | 118.1938 | 117.9218 | 117.663 | 117.3512 | 117.2388 | 117.1077 | 116.9845 | 116.8661 | 116.7494 | 116.5986 | 116.4888 | 116.3941 | 116.2674 | 116.1315
| 32FP | Water Taken Unbilled | Calculated BL+Preferred options | Ml/d | 1 | 1.7112 | 1.7112 | 1.7112 | 1.7112 | 1.7112 | 1.7112 | 1.7112 | 1.7112 | 1.7112 | 1.7112 | 1.7112 | 1.7112 | 1.7112 | 1.7112 | 1.7112 | 1.7112 | 1.7112 | 1.7112 | 1.7112 | 1.7112 | 1.7112 | 1.7112 | 1.7112 | 1.7112 | 1.7112 | 1.7112 | 1.7112 | 1.7112 | 1.7112
| 33FP | Distribution System Operational Use | Calculated BL+Preferred options | Ml/d | 1 | 0.18158 | 0.18158 | 0.18158 | 0.18158 | 0.18158 | 0.18158 | 0.18158 | 0.18158 | 0.18158 | 0.18158 | 0.18158 | 0.18158 | 0.18158 | 0.18158 | 0.18158 | 0.18158 | 0.18158 | 0.18158 | 0.18158 | 0.18158 | 0.18158 | 0.18158 | 0.18158 | 0.18158 | 0.18158 | 0.18158 | 0.18158 | 0.18158 | 0.18158
Leakage | 34FP | Measured Non Household - USPL | Calculated BL+Preferred options | Ml/d | 2 | 0.20917 | 0.20917 | 0.20917 | 0.20917 | 0.20917 | 0.20917 | 0.20917 | 0.20917 | 0.20917 | 0.20917 | 0.20917 | 0.20917 | 0.20917 | 0.20917 | 0.20917 | 0.20917 | 0.20917 | 0.20917 | 0.20917 | 0.20917 | 0.20917 | 0.20917 | 0.20917 | 0.20917 | 0.20917 | 0.20917 | 0.20917 | 0.20917 | 0.20917
| 35FP | Unmeasured Non Household - USPL | Calculated BL+Preferred options | Ml/d | 2 | 0.0078595 | 0.0078595 | 0.0078595 | 0.0078595 | 0.0078595 | 0.0078595 | 0.0078595 | 0.0078595 | 0.0078595 | 0.0078595 | 0.0078595 | 0.0078595 | 0.0078595 | 0.0078595 | 0.0078595 | 0.0078595 | 0.0078595 | 0.0078595 | 0.0078595 | 0.0078595 | 0.0078595 | 0.0078595 | 0.0078595 | 0.0078595 | 0.0078595 | 0.0078595 | 0.0078595 | 0.0078595 | 0.0078595
| 36FP | Measured Household - USPL | Calculated BL+Preferred options | Ml/d | 2 | 1.0631 | 1.0873 | 1.1115 | 1.1356 | 1.1588 | 1.1815 | 1.2037 | 1.2255 | 1.247 | 1.2679 | 1.7463 | 2.2246 | 2.5313 | 2.5532 | 2.5497 | 2.5462 | 2.5427 | 2.5393 | 2.5359 | 2.5326 | 2.5292 | 2.526 | 2.5227 | 2.5195 | 2.5163 | 2.514 | 2.5117 | 2.5094 | 2.5072
| 37FP | Unmeasured Household - USPL | Calculated BL+Preferred options | Ml/d | 2 | 1.63 | 1.6018 | 1.5735 | 1.5453 | 1.5182 | 1.4915 | 1.4654 | 1.4397 | 1.4145 | 1.3898 | 0.86002 | 0.33026 | 0 | 0 | 0 | 0 | 0 | 0 | 0 | 0 | 0 | 0 | 0 | 0 | 0 | 0 | 0 | 0 | 0
| 38FP | Void Properties - USPL | Calculated BL+Preferred options | Ml/d | 2 | 0.20917 | 0.20917 | 0.20917 | 0.20917 | 0.20917 | 0.20917 | 0.20917 | 0.20917 | 0.20917 | 0.20917 | 0.20917 | 0.20917 | 0.20917 | 0.20917 | 0.20917 | 0.20917 | 0.20917 | 0.20917 | 0.20917 | 0.20917 | 0.20917 | 0.20917 | 0.20917 | 0.20917 | 0.20917 | 0.20917 | 0.20917 | 0.20917 | 0.20917
| 39FP | Distribution Losses | Calculated BL+Preferred options | Ml/d | 2 | 11.4506 | 11.3947 | 11.3388 | 11.2729 | 11.2769 | 11.2808 | 11.2847 | 11.2885 | 11.2923 | 10.8646 | 10.4847 | 10.1047 | 9.6969 | 9.2436 | 8.8804 | 8.5172 | 8.154 | 7.7907 | 7.4274 | 7.223 | 7.0185 | 6.814 | 6.6095 | 6.4049 | 6.221 | 6.0364 | 5.8517 | 5.6669 | 5.4821
| 40FP | Total Leakage | Sum(34FP:39FP) | Ml/d | 2 | 14.57 | 14.51 | 14.45 | 14.38 | 14.38 | 14.38 | 14.38 | 14.38 | 14.38 | 13.9486 | 13.5172 | 13.0858 | 12.6544 | 12.223 | 11.8563 | 11.4896 | 11.1229 | 10.7562 | 10.3896 | 10.1818 | 9.974 | 9.7662 | 9.5584 | 9.3506 | 9.1636 | 8.9766 | 8.7896 | 8.6025 | 8.4155
| 41FP | Total Leakage | (40FP*1,000,000)/(48FP*1,000) | l/prop/d | 2 | 132.4548 | 130.8354 | 129.2225 | 127.4871 | 126.5002 | 125.5525 | 124.6653 | 123.795 | 122.9379 | 118.5431 | 114.1779 | 109.8655 | 105.6049 | 101.3723 | 97.7255 | 94.2181 | 90.7467 | 87.3107 | 83.9095 | 81.8195 | 79.7491 | 77.6995 | 75.6703 | 73.6612 | 71.8349 | 70.0265 | 68.2357 | 66.4623 | 64.706
Customer: Properties | 42FP | Measured Non Household - Properties | Input (total, excluding voids) | 000's | 2 | 5.0122 | 5.0328 | 5.0533 | 5.0739 | 5.0945 | 5.115 | 5.1356 | 5.1561 | 5.1767 | 5.1973 | 5.2178 | 5.2384 | 5.259 | 5.2795 | 5.3001 | 5.3207 | 5.3412 | 5.3618 | 5.3824 | 5.403 | 5.4235 | 5.4441 | 5.4647 | 5.4853 | 5.5058 | 5.5264 | 5.547 | 5.5676 | 5.5882
| 43FP | Unmeasured Non Household - Properties | Input (total, excluding voids) | 000's | 2 | 0.2843 | 0.27961 | 0.27492 | 0.27022 | 0.26553 | 0.26084 | 0.25615 | 0.25146 | 0.24676 | 0.24207 | 0.23738 | 0.23269 | 0.228 | 0.2233 | 0.21861 | 0.21392 | 0.20923 | 0.20454 | 0.19984 | 0.19515 | 0.19046 | 0.18577 | 0.18108 | 0.17638 | 0.17169 | 0.167 | 0.16231 | 0.15762 | 0.15292
| 44FP | All void non-households - properties | Input (voids in each year) | 000's | 2 | 1.7009 | 1.7009 | 1.7009 | 1.7009 | 1.7009 | 1.7009 | 1.7009 | 1.7009 | 1.7009 | 1.7009 | 1.7009 | 1.7009 | 1.7009 | 1.7009 | 1.7009 | 1.7009 | 1.7009 | 1.7009 | 1.7009 | 1.7009 | 1.7009 | 1.7009 | 1.7009 | 1.7009 | 1.7009 | 1.7009 | 1.7009 | 1.7009 | 1.7009
| 45FP | Measured Household - Properties (excl voids) | Pre-plan year = input. Forecast years = Previous year 45FP + sum(45.1FP:45.6FP) | 000's | 2 | 39.5962 | 41.5324 | 43.484 | 45.4869 | 47.3544 | 49.1806 | 50.9448 | 52.6863 | 54.4085 | 56.0006 | 76.2841 | 96.5484 | 106.9357 | 107.6674 | 108.3988 | 109.0073 | 109.6155 | 110.2235 | 110.8311 | 111.4384 | 112.0477 | 112.6567 | 113.2653 | 113.8737 | 114.4819 | 115.0897 | 115.6973 | 116.3047 | 116.9117
| 45.1FP | New properties | Input (new builds in each year) | 000's | 2 | 0.83351 | 0.941 | 0.95707 | 1.0091 | 0.91516 | 0.89234 | 0.84863 | 0.84367 | 0.84175 | 0.72902 | 0.75117 | 0.7505 | 0.74985 | 0.74921 | 0.74859 | 0.62586 | 0.62535 | 0.62484 | 0.62435 | 0.62386 | 0.62559 | 0.62511 | 0.62465 | 0.6242 | 0.62375 | 0.62331 | 0.62287 | 0.62245 | 0.62203
| 45.2FP | Meter optants - properties | Input (meter optants in each year) | 000's | 2 | 1.156 | 1.0163 | 1.0151 | 1.0141 | 0.97227 | 0.95338 | 0.93487 | 0.91677 | 0.89906 | 0.88164 | 0.86462 | 0.51537 | 0.16699 | 0 | 0 | 0 | 0 | 0 | 0 | 0 | 0 | 0 | 0 | 0 | 0 | 0 | 0 | 0 | 0
| 45.3FP | Compulsory metering - properties | Input (compulsory meters in each year) | 000's | 2 | 0 | 0 | 0 | 0 | 0 | 0 | 0 | 0 | 0 | 0 | 18.6859 | 19.0164 | 9.4881 | 0 | 0 | 0 | 0 | 0 | 0 | 0 | 0 | 0 | 0 | 0 | 0 | 0 | 0 | 0 | 0
| 45.4FP | Metering on change of occupancy - properties | Input (change of occupancy meters in each year) | 000's | 2 | 0 | 0 | 0 | 0 | 0 | 0 | 0 | 0 | 0 | 0 | 0 | 0 | 0 | 0 | 0 | 0 | 0 | 0 | 0 | 0 | 0 | 0 | 0 | 0 | 0 | 0 | 0 | 0 | 0
| 45.5FP | Selective metering properties | Input (selective meters in each year) | 000's | 2 | 0 | 0 | 0 | 0 | 0 | 0 | 0 | 0 | 0 | 0 | 0 | 0 | 0 | 0 | 0 | 0 | 0 | 0 | 0 | 0 | 0 | 0 | 0 | 0 | 0 | 0 | 0 | 0 | 0
| 45.6FP | Other changes to existing metering - properties | Input (other changes to meters in each year) | 000's | 2 | 0 | -0.021054 | -0.020647 | -0.020219 | -0.01989 | -0.019553 | -0.019263 | -0.018951 | -0.018645 | -0.018533 | -0.018233 | -0.017974 | -0.01772 | -0.017472 | -0.017229 | -0.017307 | -0.017107 | -0.016911 | -0.016718 | -0.016529 | -0.016335 | -0.016152 | -0.015971 | -0.015793 | -0.015619 | -0.015447 | -0.015278 | -0.015112 | -0.014948
| 45.7FP | Measured void households - properties | Input (voids in each year) | 000's | 2 | 2.2081 | 2.2081 | 2.2081 | 2.2081 | 2.2081 | 2.2081 | 2.2081 | 2.2081 | 2.2081 | 2.2081 | 2.2081 | 2.2081 | 5.7042 | 5.7042 | 5.7042 | 5.7042 | 5.7042 | 5.7042 | 5.7042 | 5.7042 | 5.7042 | 5.7042 | 5.7042 | 5.7042 | 5.7042 | 5.7042 | 5.7042 | 5.7042 | 5.7042
| 46FP | Unmeasured households - properties (excl void) | Input (total) | 000's | 2 | 57.702 | 56.6528 | 55.6053 | 54.5596 | 53.5562 | 52.5722 | 51.6072 | 50.6608 | 49.7325 | 48.8219 | 29.2428 | 9.6829 | 0 | 0 | 0 | 0 | 0 | 0 | 0 | 0 | 0 | 0 | 0 | 0 | 0 | 0 | 0 | 0 | 0
| 47FP | Unmeasured void households - properties | Input (voids in each year) | 000's | 2 | 3.4961 | 3.4961 | 3.4961 | 3.4961 | 3.4961 | 3.4961 | 3.4961 | 3.4961 | 3.4961 | 3.4961 | 3.4961 | 3.4961 | 0 | 0 | 0 | 0 | 0 | 0 | 0 | 0 | 0 | 0 | 0 | 0 | 0 | 0 | 0 | 0 | 0
| 48FP | Total Resource Zone Properties (incl voids) | SUM(42FP:45FP)+45.7FP+46FP+47FP | 000's | 2 | 109.9998 | 110.9027 | 111.8227 | 112.7957 | 113.6757 | 114.5338 | 115.3489 | 116.1598 | 116.9696 | 117.6669 | 118.3872 | 119.1075 | 119.8277 | 120.5754 | 121.3226 | 121.947 | 122.5711 | 123.195 | 123.8185 | 124.4417 | 125.0668 | 125.6917 | 126.3162 | 126.9405 | 127.5645 | 128.1883 | 128.8118 | 129.435 | 130.058
Customer: Population | 49FP | Measured Non Household - Population | Input (total) | 000's | 2 | 3.821 | 3.821 | 3.821 | 3.821 | 3.821 | 3.821 | 3.821 | 3.821 | 3.821 | 3.821 | 3.821 | 3.821 | 3.821 | 3.821 | 3.821 | 3.821 | 3.821 | 3.821 | 3.821 | 3.821 | 3.821 | 3.821 | 3.821 | 3.821 | 3.821 | 3.821 | 3.821 | 3.821 | 3.821
| 50FP | Unmeasured Non Household - Population | Input (total) | 000's | 2 | 0 | 0 | 0 | 0 | 0 | 0 | 0 | 0 | 0 | 0 | 0 | 0 | 0 | 0 | 0 | 0 | 0 | 0 | 0 | 0 | 0 | 0 | 0 | 0 | 0 | 0 | 0 | 0 | 0
| 51FP | Measured Household - Population | Input (total) | 000's | 2 | 84.3134 | 88.2631 | 92.2277 | 96.2259 | 99.9917 | 103.6981 | 107.2681 | 110.8164 | 114.2838 | 117.5738 | 170.1561 | 222.9599 | 249.6931 | 250.8911 | 252.0743 | 253.1932 | 254.3524 | 255.531 | 256.6386 | 257.7479 | 258.8989 | 260.0105 | 261.0919 | 262.2123 | 263.3541 | 264.4944 | 265.6251 | 266.7563 | 267.901
| 52FP | Unmeasured Household - Population | Input (total) | 000's | 2 | 150.5656 | 147.8773 | 145.203 | 142.4435 | 139.9168 | 137.501 | 135.1484 | 132.8811 | 130.615 | 128.5322 | 77.1549 | 25.5529 | 0 | 0 | 0 | 0 | 0 | 0 | 0 | 0 | 0 | 0 | 0 | 0 | 0 | 0 | 0 | 0 | 0
| 53FP | Total Resource Zone Population | 49FP+Sum(50FP:52FP) | 000's | 2 | 238.7 | 239.9614 | 241.2517 | 242.4904 | 243.7295 | 245.0201 | 246.2375 | 247.5185 | 248.7198 | 249.927 | 251.1319 | 252.3338 | 253.5141 | 254.7121 | 255.8953 | 257.0142 | 258.1734 | 259.352 | 260.4596 | 261.5689 | 262.7199 | 263.8315 | 264.9129 | 266.0333 | 267.1751 | 268.3154 | 269.4461 | 270.5773 | 271.722
Occupancy | 54FP | Measured Household - Occupancy Rate (average) (excl voids) | 51FP/45FP | h/prop | 1 | 2.1293 | 2.1252 | 2.121 | 2.1155 | 2.1116 | 2.1085 | 2.1056 | 2.1033 | 2.1005 | 2.0995 | 2.2306 | 2.3093 | 2.335 | 2.3302 | 2.3254 | 2.3227 | 2.3204 | 2.3183 | 2.3156 | 2.3129 | 2.3106 | 2.308 | 2.3051 | 2.3027 | 2.3004 | 2.2982 | 2.2959 | 2.2936 | 2.2915
| 55FP | Unmeasured Household - Occupancy Rate | 52BL/46BL | h/prop | 1 | 2.6094 | 2.6102 | 2.6113 | 2.6108 | 2.6125 | 2.6155 | 2.6188 | 2.623 | 2.6263 | 2.6327 | 2.6384 | 2.639 | - | - | - | - | - | - | - | - | - | - | - | - | - | - | - | - | -
Metering | 56FP | Total Household Metering penetration (excl. voids) | 45FP/45FP+46FP | % | 0 | 40.7% | 42.3% | 43.88% | 45.47% | 46.93% | 48.33% | 49.68% | 50.98% | 52.24% | 53.42% | 72.29% | 90.89% | 100% | 100% | 100% | 100% | 100% | 100% | 100% | 100% | 100% | 100% | 100% | 100% | 100% | 100% | 100% | 100% | 100%
| 57FP | Total Household Metering penetration (incl. voids) | 45FP/(45FP+45.7FP+46FP+47FP) | % | 0 | 38.44% | 39.98% | 41.49% | 43.01% | 44.42% | 45.77% | 47.06% | 48.31% | 49.53% | 50.67% | 68.58% | 86.25% | 94.94% | 94.97% | 95% | 95.03% | 95.05% | 95.08% | 95.11% | 95.13% | 95.16% | 95.18% | 95.21% | 95.23% | 95.25% | 95.28% | 95.3% | 95.32% | 95.35%
|  | Company: | Severn Trent Water
|  | Resource Zone Name: | Wolverhampton
|  | Resource Zone Number: | 15
|  | Planning Scenario Name: | Dry Year Annual Average
|  | Chosen Level of Service: | No more than 3 in 100 Temporary Use Bans
Note on T21: STW: 100% metering
Note on T60: STW: 100% metering

## 9. FP SDB
Table 9: Final planning water supply
| Row Ref | Component | Derivation | Unit | Decimal places | 2016-17 | For info 2017-18 | For info 2018-19 | For info 2019-20 | 2020-21 | 2021-22 | 2022-23 | 2023-24 | 2024-25 | 2025-26 | 2026-27 | 2027-28 | 2028-29 | 2029-30 | 2030-31 | 2031-32 | 2032-33 | 2033-34 | 2034-35 | 2035-36 | 2036-37 | 2037-38 | 2038-39 | 2039-40 | 2040-41 | 2041-42 | 2042-43 | 2043-44 | 2044-45
SDB | 11FP | Distribution Input | 19FP+20FP+21FP+22FP+32FP+33FP+38FP+39FP | Ml/d | 2 | 57.5124 | 57.4422 | 57.3722 | 57.3401 | 57.3243 | 57.4003 | 57.4636 | 57.5372 | 57.5797 | 57.2393 | 56.13 | 55.0387 | 54.3391 | 54.1005 | 53.8382 | 53.5468 | 53.2432 | 52.998 | 52.7021 | 52.6163 | 52.5025 | 52.4422 | 52.3524 | 52.2677 | 52.1697 | 52.1384 | 52.0822 | 52.0178 | 51.9245
| 12FP | Water Available For Use (own sources) | 7FP-(10FP) | Ml/d | 2 | 66.707 | 66.707 | 66.707 | 66.707 | 66.707 | 66.707 | 66.707 | 66.707 | 66.707 | 66.707 | 66.707 | 66.707 | 66.707 | 66.707 | 66.707 | 66.707 | 66.707 | 66.707 | 66.707 | 66.707 | 66.707 | 66.707 | 66.707 | 66.707 | 66.707 | 66.707 | 66.707 | 66.707 | 66.707
| 13FP | Total Water Available For Use | 12FP+(2FP+3FP)-(5FP+6FP) | Ml/d | 2 | 66.707 | 66.707 | 66.707 | 66.707 | 66.707 | 66.707 | 66.707 | 66.707 | 66.707 | 66.707 | 66.707 | 66.707 | 66.707 | 66.707 | 66.707 | 66.707 | 66.707 | 66.707 | 66.707 | 66.707 | 66.707 | 66.707 | 66.707 | 66.707 | 66.707 | 66.707 | 66.707 | 66.707 | 66.707
| 14FP | Target headroom (climate change component) | Input | Ml/d | 2 | 0 | 0 | 0 | 0 | 0 | 0 | 0 | 0 | 0 | 0 | 0 | 0 | 0 | 0 | 0 | 0 | 0 | 0 | 0 | 0 | 0 | 0 | 0 | 0 | 0 | 0 | 0 | 0 | 0
| 15FP | Target headroom (All other components) | Input | Ml/d | 2 | 2.118 | 2.0325 | 1.9978 | 1.8779 | 1.7755 | 1.7166 | 1.6879 | 1.6359 | 1.5477 | 1.2199 | 1.2088 | 1.1407 | 1.1596 | 1.1773 | 1.1761 | 1.1578 | 1.1515 | 1.2138 | 1.231 | 1.2554 | 1.1733 | 1.2489 | 1.3015 | 1.325 | 1.4333 | 1.3891 | 1.3781 | 1.3896 | 1.4891
| 16FP | Target Headroom | 14FP+15FP | Ml/d | 2 | 2.118 | 2.0325 | 1.9978 | 1.8779 | 1.7755 | 1.7166 | 1.6879 | 1.6359 | 1.5477 | 1.2199 | 1.2088 | 1.1407 | 1.1596 | 1.1773 | 1.1761 | 1.1578 | 1.1515 | 1.2138 | 1.231 | 1.2554 | 1.1733 | 1.2489 | 1.3015 | 1.325 | 1.4333 | 1.3891 | 1.3781 | 1.3896 | 1.4891
| 17FP | Available Headroom | 13FP-11FP | Ml/d | 2 | 9.1946 | 9.2648 | 9.3348 | 9.3669 | 9.3827 | 9.3067 | 9.2434 | 9.1698 | 9.1273 | 9.4677 | 10.577 | 11.6683 | 12.3679 | 12.6065 | 12.8688 | 13.1602 | 13.4638 | 13.709 | 14.0049 | 14.0907 | 14.2045 | 14.2648 | 14.3546 | 14.4393 | 14.5373 | 14.5686 | 14.6248 | 14.6892 | 14.7825
| 18FP | Supply Demand Balance | 17FP-16FP | Ml/d | 2 | 7.0767 | 7.2323 | 7.337 | 7.489 | 7.6072 | 7.5901 | 7.5555 | 7.5338 | 7.5796 | 8.2477 | 9.3682 | 10.5275 | 11.2083 | 11.4292 | 11.6927 | 12.0024 | 12.3123 | 12.4952 | 12.774 | 12.8354 | 13.0311 | 13.0159 | 13.0531 | 13.1142 | 13.104 | 13.1796 | 13.2466 | 13.2996 | 13.2934
|  | Company: | Severn Trent Water
|  | Resource Zone Name: | Wolverhampton
|  | Resource Zone Number: | 15
|  | Planning Scenario Name: | Dry Year Annual Average
|  | Chosen Level of Service: | No more than 3 in 100 Temporary Use Bans

## 10. Drought plan links
Table 10: Drought plan links and Deployable Output Overview
10.1 Planning scenarios |  |  |  |  | 10.2 Water resources management plan | [7 empty] | 10.3 Drought plan | [5 empty] | 10.4 Demand
Drought Scenarios | Drought Description | Drought Severity | Plan in which scenario is used (highlights overlaps) |  | WRMP DO of Sources (not including drought measures) | WRMP Additional Yield from Drought Supply Measures (eg drought permits or orders) |  |  | WRMP Impact on DO of drought plan Demand Restrictions (eg TUBs) |  |  | WRMP DO Levels of Service | Drought Plan Additional Yield from Further Supply Measures (eg drought permits or orders) |  |  | Drought Plan Impact on DO of Further Demand Restrictions (eg TUBs) |  |  | Unrestricted Demand | Restricted Demand
|  |  | WRMP | Drought Plan | DO (Ml/d) | Description | Marginal Benefit (Ml/d) | DO (Ml/d) | Description | Marginal Benefit (Ml/d) | DO (Ml/d) | DO (Ml/d) | Description | Marginal Benefit (Ml/d) | DO (Ml/d) | Description | Marginal Benefit (Ml/d) | DO (Ml/d) | Ml/d | Ml/d
Historic Droughts | 1887-89 | Severe historic drought | Y | n | 67 | (6) | 0 | 0 | (1) | 0 | 67 | 67 | (6) | 0 | 0 | (6) | 0 | 0 | 62.1 | 59
| 1933-34 | Severe historic drought | Y | Y | 67 | (6) | 0 | 0 | (1) | 0 | 67 | 67 | (6) | 0 | 0 | (6) | 0 | 0 | 62.1 | 59
| 1975-76 | Severe historic drought | Y | Y | 67 | (6) | 0 | 0 | (1) | 0 | 67 | 67 | (6) | 0 | 0 | (6) | 0 | 0 | 62.1 | 59
| 1995-96 | TUBs last implemented | Y | Y | 67 | (6) | 0 | 0 | (1) | 0 | 67 | 67 | (6) | 0 | 0 | (6) | 0 | 0 | 62.1 | 59
Additional Drought Scenarios | Scenario 141 | 1 in 200 yr 30-month (0.50% chance of occurance) | Y | n | 67 | (6) | 0 | 0 | (1) | 0 | 67 | 67 | (6) | 0 | 0 | (6) | 0 | 0 | 62.1 | 59
| Scenario 43 | 1 in 300 yr 18-month (0.33% chance of occurance) | Y | n | 67 | (6) | 0 | 0 | (1) | 0 | 67 | 67 | (6) | 0 | 0 | (6) | 0 | 0 | 62.1 | 59
| Scenario 169 | 1 in 500 yr 30-month (0.20% of chance of occurance) | Y | n | 67 | (6) | 0 | 0 | (1) | 0 | 67 | 67 | (6) | 0 | 0 | (6) | 0 | 0 | 62.1 | 59
| Scenario 161 | 1 in 1000 yr 24-month (0.10% chance of occurance) | Y | n | 67 | (6) | 0 | 0 | (1) | 0 | 67 | 67 | (6) | 0 | 0 | (6) | 0 | 0 | 62.1 | 59
Reported DO for WRMP tables highlighted in yellow
10.5 Summary report
WRMP DO Overview | [8 empty] | Drought Plan Overview
DO Modelling Assumptions- each drought event is modelled over a 95-year run with LoS at 1 in 33-years (1 TUBs and 1 NEUBs) for the Demand Restrictions Run (1) in the data table and emergency storage is not used under any run. | [8 empty] | There are no drought supply measures e.g. drought permits or orders stipulated in our Drought Plan for the Wolverhampton WRZ.
Additional Drought Scenarios | [8 empty] | Drought Supply Measures and Demand Restrictions Further Details
Drought scenarios selected from our drought library of 200 stochastic scenarios. The scenarios presented in the table provide a range of drought severities and durations for plausible events. See Appendix A7 of the dWRMP report for more information on their development. | [8 empty] | List individual measures used in scenario e.g. (1) Demand savings restrictions drought measure (TUBs 5% demand saving and NEUBs additional 5% demand saving assumed) (2) There are no other drought measures for this zone (6) No data entered in these cells- N/A for the WRZ
Impact on Supply Demand
There is no supply/demand impact of the more severe drought scenarios for the Wolverhampton WRZ.
Demands
Unrestricted demand based on total vaule summed across all demand centres for the WRZ in our Aquator model restricted demand is based on the value reported for the unrestricted demand with a 5% reduction to account for an assumed 5% demand savings that could be realised through a TUB.