## TITLE PAGE
Water Resources Planning Tables 2019
v11 - August 2016 with updates upto v14 Oct 17
All queries on the content of this workbook should be sent to:
water-company-plan@environment-agency.gov.uk
Water resource zone information
Company: |  | Severn Trent Water
Resource Zone Name: |  | Kinsall |  |  |  |  | Data validation: Cell D20
Resource Zone Number: |  | 3 |  |  |  |  | Dry Year Annual Average
Planning Scenario Name: |  | Dry Year Annual Average | DYAA | Normal Year Annual Average |  |  | Dry Year Critical Period
Chosen Level of Service: |  | No more than 3 in 100 Temporary Use Bans |  |  |  |  | Dry Year Annual Average - benchmarking data
Base Year: |  | 2016-17 |  |  |  |  | Dry Year Critical Period - benchmarking data
Responsible Officer: |  | Marcus O'Kane | Signed: | Marcus O'Kane | Dated: | 2017-11-29
Version: |  | 1 |  | [Digital signature is acceptable]
Key to cells
Clear cells - indicate an input is required
Yellow shaded cells - indicates a formula.
Blue shaded cells - indicate base year data.
Light grey shaded cells - indicate preceding years.
Dark grey cells - indicate that no data entry is required.
Worksheet |  | Content
WRZ summary |  | Supply-Demand Balance and components
1. BL Licences |  | Baseline water resources
2. BL Supply |  | Baseline water supplies
3. BL Demand |  | Baseline demand
4. BL SDB |  | Baseline supply demand balance
5. Feasible options |  | Fixed and Variable costs, Net Present Value, AIC and AISC of all feasible options - confidential
6. Preferred options |  | High level costs of preferred options (Dry Year) - publicly available
7. FP Supply |  | Final Planning water supplies (impact of Scenario options)
8. FP Demand |  | Final Planning demand (impact of Scenario options)
9. FP SDB |  | Final Planning supply demand balance
10. Drought plan links |  | Drought plan links
11. Drought plan links graph |  | Drought plan links graph

## WRZ summary
Summary graphs of water resources planning tables data
DERIVATION | DESCRIPTION | UNITS | 2016-17 | For info 2017-18 | For info 2018-19 | For info 2019-20 | 2020-21 | 2021-22 | 2022-23 | 2023-24 | 2024-25 | 2025-26 | 2026-27 | 2027-28 | 2028-29 | 2029-2030 | 2030-2031 | 2031-2032 | 2032-33 | 2033-34 | 2034-35 | 2035-36 | 2036-37 | 2037-38 | 2038-39 | 2039-40 | 2040-41 | 2041-42 | 2042-43 | 2043-44 | 2044-45
SUPPLY
13BL | Total water available for use | Ml/d | 4.8136 | 4.8136 | 4.8136 | 4.8136 | 4.8136 | 4.8136 | 4.8136 | 4.8136 | 4.8136 | 4.8136 | 4.8136 | 4.8136 | 4.8136 | 4.8136 | 4.3036 | 4.3036 | 4.3036 | 4.3036 | 4.3036 | 4.3036 | 4.3036 | 4.3036 | 4.3036 | 4.3036 | 4.3036 | 4.3036 | 4.3036 | 4.3036 | 4.3036
13FP | Total water available for use | Ml/d | 4.8136 | 4.8136 | 4.8136 | 4.8136 | 4.8136 | 4.8136 | 4.8136 | 4.8136 | 4.8136 | 4.8136 | 4.8136 | 4.8136 | 4.8136 | 4.8136 | 4.3036 | 4.3036 | 4.3036 | 4.3036 | 4.3036 | 4.3036 | 4.3036 | 4.3036 | 4.3036 | 4.3036 | 4.3036 | 4.3036 | 4.3036 | 4.3036 | 4.3036
| DEMAND |  | 0
26BL | Unmeasured household consumption | Ml/d | 0.89933 | 0.8813 | 0.8628 | 0.84535 | 0.82737 | 0.80989 | 0.79308 | 0.77663 | 0.76058 | 0.74502 | 0.73036 | 0.71613 | 0.7021 | 0.68847 | 0.67472 | 0.66132 | 0.64825 | 0.63556 | 0.62307 | 0.61115 | 0.59947 | 0.58804 | 0.57676 | 0.56584 | 0.55512 | 0.54463 | 0.53445 | 0.52441 | 0.5146
26FP | Unmeasured household consumption | Ml/d | 0.89933 | 0.8813 | 0.8628 | 0.84535 | 0.82737 | 0.80989 | 0.79308 | 0.77663 | 0.76058 | 0.59281 | 0.44302 | 0.29514 | 0.14906 | 0.0051016 | 0.0050654 | 0.0050299 | 0.004995 | 0.0049612 | 0.0049269 | 0.0048966 | 0.0048664 | 0.0048365 | 0.0048058 | 0.0047766 | 0.0047472 | 0.0047179 | 0.0046897 | 0.0046618 | 0.0046341
25BL | Measured household consumption | Ml/d | 0.7448 | 0.76449 | 0.78435 | 0.80489 | 0.82393 | 0.84504 | 0.86632 | 0.88747 | 0.90865 | 0.92993 | 0.94945 | 0.969 | 0.98862 | 1.0083 | 1.024 | 1.0394 | 1.0545 | 1.0694 | 1.0841 | 1.0996 | 1.1154 | 1.131 | 1.1463 | 1.1613 | 1.1761 | 1.1906 | 1.2049 | 1.219 | 1.2329
25FP | Measured household consumption | Ml/d | 0.7448 | 0.76449 | 0.78435 | 0.80489 | 0.82308 | 0.8434 | 0.86392 | 0.88436 | 0.90486 | 1.047 | 1.1852 | 1.3224 | 1.4586 | 1.5936 | 1.5974 | 1.6013 | 1.6052 | 1.6092 | 1.6132 | 1.6196 | 1.6266 | 1.6336 | 1.6404 | 1.6471 | 1.654 | 1.6608 | 1.6676 | 1.6743 | 1.6809
23BL+24BL | Non-household consumption | Ml/d | 1.4459 | 1.4496 | 1.4497 | 1.4523 | 1.4512 | 1.4593 | 1.4655 | 1.4716 | 1.472 | 1.4779 | 1.4793 | 1.4807 | 1.4782 | 1.4835 | 1.4851 | 1.4868 | 1.4842 | 1.4894 | 1.4902 | 1.4907 | 1.4869 | 1.4918 | 1.4929 | 1.494 | 1.491 | 1.4963 | 1.4976 | 1.4988 | 1.4961
23FP+24FP | Non-household consumption | Ml/d | 1.4459 | 1.4496 | 1.4497 | 1.4523 | 1.4512 | 1.4593 | 1.4655 | 1.4716 | 1.472 | 1.4779 | 1.4793 | 1.4807 | 1.4782 | 1.4835 | 1.4851 | 1.4868 | 1.4842 | 1.4894 | 1.4902 | 1.4907 | 1.4869 | 1.4918 | 1.4929 | 1.494 | 1.491 | 1.4963 | 1.4976 | 1.4988 | 1.4961
40BL | Total leakage | Ml/d | 1.17 | 1.15 | 1.14 | 1.12 | 1.12 | 1.12 | 1.12 | 1.12 | 1.12 | 1.12 | 1.12 | 1.12 | 1.12 | 1.12 | 1.12 | 1.12 | 1.12 | 1.12 | 1.12 | 1.12 | 1.12 | 1.12 | 1.12 | 1.12 | 1.12 | 1.12 | 1.12 | 1.12 | 1.12
40FP | Total leakage | Ml/d | 1.17 | 1.15 | 1.14 | 1.12 | 1.12 | 1.12 | 1.12 | 1.12 | 1.12 | 1.12 | 1.12 | 1.12 | 1.12 | 1.12 | 0.99 | 0.98 | 0.98 | 0.97 | 0.96 | 0.95 | 0.95 | 0.94 | 0.93 | 0.92 | 0.91 | 0.9 | 0.89 | 0.88 | 0.87
11BL-(23BL:26BL)-40BL | Other components of demand | Ml/d | 0.1107 | 0.1107 | 0.1107 | 0.1107 | 0.1107 | 0.1107 | 0.1107 | 0.1107 | 0.1107 | 0.1107 | 0.1107 | 0.1107 | 0.1107 | 0.1107 | 0.1107 | 0.1107 | 0.1107 | 0.1107 | 0.1107 | 0.1107 | 0.1107 | 0.1107 | 0.1107 | 0.1107 | 0.1107 | 0.1107 | 0.1107 | 0.1107 | 0.1107
11FP-(23FP:26FP)-40FP | Other components of demand | Ml/d | 0.1107 | 0.1107 | 0.1107 | 0.1107 | 0.1107 | 0.1107 | 0.1107 | 0.1107 | 0.1107 | 0.1107 | 0.1107 | 0.1107 | 0.1107 | 0.1107 | 0.1107 | 0.1107 | 0.1107 | 0.1107 | 0.1107 | 0.1107 | 0.1107 | 0.1107 | 0.1107 | 0.1107 | 0.1107 | 0.1107 | 0.1107 | 0.1107 | 0.1107
| Total demand + target headroom (baseline) | Ml/d | 4.5449 | 4.5274 | 4.5111 | 4.4957 | 4.4905 | 4.4944 | 4.5032 | 4.5078 | 4.5122 | 4.4986 | 4.5004 | 4.5112 | 4.51 | 4.5213 | 4.5271 | 4.5303 | 4.5285 | 4.5376 | 4.5428 | 4.5493 | 4.5516 | 4.5602 | 4.5692 | 4.5772 | 4.5769 | 4.5869 | 4.5944 | 4.6059 | 4.6078
| Total demand + target headroom (final plan) | Ml/d | 4.5449 | 4.5274 | 4.5111 | 4.4957 | 4.4896 | 4.4928 | 4.5008 | 4.5047 | 4.5084 | 4.4634 | 4.4487 | 4.4435 | 4.427 | 4.4233 | 4.3009 | 4.296 | 4.2959 | 4.2967 | 4.2937 | 4.2931 | 4.2982 | 4.2996 | 4.3013 | 4.302 | 4.2945 | 4.2972 | 4.2973 | 4.3015 | 4.2959
SUPPLY-DEMAND BALANCE
16BL | Target headroom | Ml/d | 0.17416 | 0.17129 | 0.16355 | 0.16252 | 0.15724 | 0.14954 | 0.14761 | 0.1414 | 0.14026 | 0.11505 | 0.11052 | 0.11458 | 0.11038 | 0.11038 | 0.11259 | 0.11214 | 0.11079 | 0.11251 | 0.11478 | 0.11719 | 0.11907 | 0.11864 | 0.12255 | 0.12541 | 0.12396 | 0.12472 | 0.12672 | 0.13294 | 0.13349
16FP | Target headroom | Ml/d | 0.17416 | 0.17129 | 0.16355 | 0.16252 | 0.15724 | 0.14954 | 0.14761 | 0.1414 | 0.14026 | 0.11505 | 0.11052 | 0.11458 | 0.11038 | 0.11038 | 0.11259 | 0.11214 | 0.11079 | 0.11251 | 0.11478 | 0.11719 | 0.11907 | 0.11864 | 0.12255 | 0.12541 | 0.12396 | 0.12472 | 0.12672 | 0.13294 | 0.13349
17BL | Available headroom | Ml/d | 0.44289 | 0.4575 | 0.46605 | 0.48039 | 0.48037 | 0.46872 | 0.45805 | 0.44719 | 0.44163 | 0.43009 | 0.42375 | 0.41703 | 0.41398 | 0.40265 | -0.11092 | -0.11459 | -0.11411 | -0.12144 | -0.12441 | -0.1285 | -0.1289 | -0.13794 | -0.14301 | -0.14821 | -0.14934 | -0.1586 | -0.16403 | -0.16938 | -0.17069
17FP | Available headroom | Ml/d | 0.44289 | 0.4575 | 0.46605 | 0.48039 | 0.48122 | 0.47036 | 0.46045 | 0.4503 | 0.44542 | 0.46527 | 0.47538 | 0.48465 | 0.49701 | 0.50066 | 0.11527 | 0.11978 | 0.11847 | 0.11942 | 0.12464 | 0.12773 | 0.12448 | 0.12268 | 0.12484 | 0.12705 | 0.1331 | 0.1311 | 0.13304 | 0.13508 | 0.14123
Baseline Supply-Demand Balance:
|  | 2020-21 | 2021-22 | 2022-23 | 2023-24 | 2024-25 | 2025-26 | 2026-27 | 2027-28 | 2028-29 | 2029-2030 | 2030-2031 | 2031-2032 | 2032-33 | 2033-34 | 2034-35 | 2035-36 | 2036-37 | 2037-38 | 2038-39 | 2039-40 | 2040-41 | 2041-42 | 2042-43 | 2043-44 | 2044-45
| SDB (Ml/d) | 0.32313 | 0.31918 | 0.31044 | 0.30579 | 0.30137 | 0.31504 | 0.31324 | 0.30245 | 0.3036 | 0.29227 | -0.22351 | -0.22673 | -0.22491 | -0.23396 | -0.23919 | -0.24568 | -0.24797 | -0.25658 | -0.26556 | -0.27362 | -0.27329 | -0.28332 | -0.29075 | -0.30232 | -0.30418
Final Planning Supply-Demand Balance:
|  | 2020-21 | 2021-22 | 2022-23 | 2023-24 | 2024-25 | 2025-26 | 2026-27 | 2027-28 | 2028-29 | 2029-2030 | 2030-2031 | 2031-2032 | 2032-33 | 2033-34 | 2034-35 | 2035-36 | 2036-37 | 2037-38 | 2038-39 | 2039-40 | 2040-41 | 2041-42 | 2042-43 | 2043-44 | 2044-45
| SDB (Ml/d) | 0.32398 | 0.32082 | 0.31284 | 0.3089 | 0.30516 | 0.35022 | 0.36486 | 0.37006 | 0.38664 | 0.39028 | 0.0026719 | 0.0076395 | 0.0076744 | 0.0069004 | 0.0098628 | 0.010542 | 0.0054144 | 0.0040351 | 0.002282 | 0.0016438 | 0.0091456 | 0.0063805 | 0.0063253 | 0.0021369 | 0.0077408
| Company: | 2026-27: Severn Trent Water
| Resource Zone Name | 2026-27: Kinsall
| Resource Zone Number: | 2026-27: 3
| Planning Scenario Name: | 2026-27: Dry Year Annual Average
| Chosen Level of Service: | 2026-27: No more than 3 in 100 Temporary Use Bans

## 1. BL Licences (hidden)
Table 1: Baseline licences |  |  |  |  | deployable output (Ml/d)
Row ref | Derivation | Licence number | Source name | Source type | Deployable output (Ml/d) | Annual licensed quantity (Ml/d) | Constraints on deployable output
All individual licences:
0.1BL | Sum (0.1BL+...) | - | - | - | 0 | 0 | -
- | Input
Input
0.2BL | Sum (0.2BL+...) | - | Total | - | 5 | - | -
- | - | Group #: | Kinsall and Rednall | - | 5 | - | -
- | Input | 18/54/3/179/G | Kinsall | GW | 5 | 5 | Group licence & pump capacity
- | Input |  | Rednal | GW
- | Input
- | Input
- | Input
Unused licences: | Derivation | Licence number | Source name | Source type | DYAA deployable output (Ml/d) | Annual licensed quantity (Ml/d) | Reason licence is unused
0.3BL | Sum (0.3BL+...) | - | - | - | 0 | 0 | -
Input
- | Input
New licences (within current AMP): | Derivation | Licence number | Source name | Source type | DYAA deployable output (Ml/d) | Annual licensed quantity (Ml/d) | Status of licence
0.4BL | Sum (0.4BL+...) | - | - | - | 0 | 0 | -
Input
- | Input
- | - | - | - | - | - | - | -
Company: |  | Severn Trent Water
Resource Zone Name: |  | Kinsall
Resource Zone Number: |  | 3
Planning Scenario Name: |  | Dry Year Annual Average
Chosen Level of Service: |  | No more than 3 in 100 Temporary Use Bans
README

## 2. BL Supply
Table 2: Baseline supply
| Row ref | Component | Derivation | Unit | decimal places | 2016-17 | For info 2017-18 | For info 2018-19 | For info 2019-20 | 2020-21 | 2021-22 | 2022-23 | 2023-24 | 2024-25 | 2025-26 | 2026-27 | 2027-28 | 2028-29 | 2029-2030 | 2030-2031 | 2031-2032 | 2032-33 | 2033-34 | 2034-35 | 2035-36 | 2036-37 | 2037-38 | 2038-39 | 2039-40 | 2040-41 | 2041-42 | 2042-43 | 2043-44 | 2044-45
| 1BL | Raw water abstracted | Input | Ml/d | 2 | 5 | 5 | 5 | 5 | 5 | 5 | 5 | 5 | 5 | 5 | 5 | 5 | 5 | 5 | 5 | 5 | 5 | 5 | 5 | 5 | 5 | 5 | 5 | 5 | 5 | 5 | 5 | 5 | 5
Resources | 2BL | Total raw water imported | sum(2.1BL+2.2BL+2.3BL...) | Ml/d | 2 | 0 | 0 | 0 | 0 | 0 | 0 | 0 | 0 | 0 | 0 | 0 | 0 | 0 | 0 | 0 | 0 | 0 | 0 | 0 | 0 | 0 | 0 | 0 | 0 | 0 | 0 | 0 | 0 | 0
| 2.1BL+ | Raw water imported from: None | Input | Ml/d | 2 | 0 | 0 | 0 | 0 | 0 | 0 | 0 | 0 | 0 | 0 | 0 | 0 | 0 | 0 | 0 | 0 | 0 | 0 | 0 | 0 | 0 | 0 | 0 | 0 | 0 | 0 | 0 | 0 | 0
| - | - | - | - | 2 |  | - | - | - | bar: 2021-22 to 2044-45
| 3BL | Total potable water imported | sum(3.1BL+3.2BL+3.3BL...) | Ml/d | 2 | 0 | 0 | 0 | 0 | 0 | 0 | 0 | 0 | 0 | 0 | 0 | 0 | 0 | 0 | 0 | 0 | 0 | 0 | 0 | 0 | 0 | 0 | 0 | 0 | 0 | 0 | 0 | 0 | 0
| 3.1BL+ | Potable water imported from: None | Input | Ml/d | 2 | 0 | 0 | 0 | 0 | 0 | 0 | 0 | 0 | 0 | 0 | 0 | 0 | 0 | 0 | 0 | 0 | 0 | 0 | 0 | 0 | 0 | 0 | 0 | 0 | 0 | 0 | 0 | 0 | 0
| - | - | - | - | 2 | - | - | - | - | bar: 2020-21 to 2044-45
| 5BL | Total raw water exported (raw exports and non potable uses) | sum(5.1BL+5.2BL+...) | Ml/d | 2 | 0 | 0 | 0 | 0 | 0 | 0 | 0 | 0 | 0 | 0 | 0 | 0 | 0 | 0 | 0 | 0 | 0 | 0 | 0 | 0 | 0 | 0 | 0 | 0 | 0 | 0 | 0 | 0 | 0
| 5.1BL | Non potable water supplied to: None | Input | Ml/d | 2 | 0 | 0 | 0 | 0 | 0 | 0 | 0 | 0 | 0 | 0 | 0 | 0 | 0 | 0 | 0 | 0 | 0 | 0 | 0 | 0 | 0 | 0 | 0 | 0 | 0 | 0 | 0 | 0 | 0
| 5.2BL+ | Raw water export to: None | Input | Ml/d | 2 | 0 | 0 | 0 | 0 | 0 | 0 | 0 | 0 | 0 | 0 | 0 | 0 | 0 | 0 | 0 | 0 | 0 | 0 | 0 | 0 | 0 | 0 | 0 | 0 | 0 | 0 | 0 | 0 | 0
| - |  | - | - | 2 | - | - | - | - | bar: 2020-21 to 2044-45
| 6BL | Total potable water exported | sum(6.1BL+6.2BL+6.3BL...) | Ml/d | 2 | 0 | 0 | 0 | 0 | 0 | 0 | 0 | 0 | 0 | 0 | 0 | 0 | 0 | 0 | 0 | 0 | 0 | 0 | 0 | 0 | 0 | 0 | 0 | 0 | 0 | 0 | 0 | 0 | 0
| 6.1BL+ | Potable water export to: None | Input | Ml/d | 2 | 0 | 0 | 0 | 0 | 0 | 0 | 0 | 0 | 0 | 0 | 0 | 0 | 0 | 0 | 0 | 0 | 0 | 0 | 0 | 0 | 0 | 0 | 0 | 0 | 0 | 0 | 0 | 0 | 0
| - |  | - | Ml/d | 2 | - | - | - | - | bar: 2020-21 to 2044-45
| 7BL | Deployable Output (baseline profile without reductions) | sum(0.1Bl+0.2BL+0.3BL+0.4BL) | Ml/d | 2 | 5 | 5 | 5 | 5 | 5 | 5 | 5 | 5 | 5 | 5 | 5 | 5 | 5 | 5 | 5 | 5 | 5 | 5 | 5 | 5 | 5 | 5 | 5 | 5 | 5 | 5 | 5 | 5 | 5
Resource (and process) Losses | 8BL | Baseline forecast changes to Deployable Output | sum(8.1BL+8.2BL+8.3BL) | Ml/d | 2 | 0 | 0 | 0 | 0 | 0 | 0 | 0 | 0 | 0 | 0 | 0 | 0 | 0 | 0 | -0.51 | -0.51 | -0.51 | -0.51 | -0.51 | -0.51 | -0.51 | -0.51 | -0.51 | -0.51 | -0.51 | -0.51 | -0.51 | -0.51 | -0.51
| 8.1BL | Change in DO due to climate change | Input (reductions must be expressed as -ve) | Ml/d | 2 |  |  |  |  | 0 | 0 | 0 | 0 | 0 | 0 | 0 | 0 | 0 | 0 | 0 | 0 | 0 | 0 | 0 | 0 | 0 | 0 | 0 | 0 | 0 | 0 | 0 | 0 | 0
| 8.2BL | Reductions to restore sustainable abstraction | sum(8.2BL sub components) | Ml/d | 2 | 0 | 0 | 0 | 0 | 0 | 0 | 0 | 0 | 0 | 0 | 0 | 0 | 0 | 0 | -0.51 | -0.51 | -0.51 | -0.51 | -0.51 | -0.51 | -0.51 | -0.51 | -0.51 | -0.51 | -0.51 | -0.51 | -0.51 | -0.51 | -0.51
| 8.2BL+ | WFD No Deterioration | Input (zero or negative number) | Ml/d | 2 | 0 | 0 | 0 | 0 | 0 | 0 | 0 | 0 | 0 | 0 | 0 | 0 | 0 | 0 | -0.51 | -0.51 | -0.51 | -0.51 | -0.51 | -0.51 | -0.51 | -0.51 | -0.51 | -0.51 | -0.51 | -0.51 | -0.51 | -0.51 | -0.51
| - | RSA | Input (zero or negative number) | - | 2 | 0 | 0 | 0 | 0 | 0 | 0 | 0 | 0 | 0 | 0 | 0 | 0 | 0 | 0 | 0 | 0 | 0 | 0 | 0 | 0 | 0 | 0 | 0 | 0 | 0 | 0 | 0 | 0 | 0
| 8.3BL | Total other changes to DO (specify, e.g. nitrates): None | Input (reductions must be expressed as -ve) | Ml/d | 2 | 0 | 0 | 0 | 0 | 0 | 0 | 0 | 0 | 0 | 0 | 0 | 0 | 0 | 0 | 0 | 0 | 0 | 0 | 0 | 0 | 0 | 0 | 0 | 0 | 0 | 0 | 0 | 0 | 0
| 9BL | Raw water losses, treatment works losses and operational use | Input | Ml/d | 2 | 0 | 0 | 0 | 0 | 0 | 0 | 0 | 0 | 0 | 0 | 0 | 0 | 0 | 0 | 0 | 0 | 0 | 0 | 0 | 0 | 0 | 0 | 0 | 0 | 0 | 0 | 0 | 0 | 0
| 10BL | Outage allowance | Input | Ml/d | 2 | 0.1864 | 0.1864 | 0.1864 | 0.1864 | 0.1864 | 0.1864 | 0.1864 | 0.1864 | 0.1864 | 0.1864 | 0.1864 | 0.1864 | 0.1864 | 0.1864 | 0.1864 | 0.1864 | 0.1864 | 0.1864 | 0.1864 | 0.1864 | 0.1864 | 0.1864 | 0.1864 | 0.1864 | 0.1864 | 0.1864 | 0.1864 | 0.1864 | 0.1864
|  | Company: | Severn Trent Water
|  | Resource Zone Name: | Kinsall
|  | Resource Zone Number: | 3
|  | Planning Scenario Name: | Dry Year Annual Average
|  | Chosen Level of Service: | No more than 3 in 100 Temporary Use Bans

## 3. BL Demand
Table 3: Baseline demand
| Row ref | Component | Derivation | Unit | Decimal places | 2016-17 | For info 2017-18 | For info 2018-19 | For info 2019-20 | 2020-21 | 2021-22 | 2022-23 | 2023-24 | 2024-25 | 2025-26 | 2026-27 | 2027-28 | 2028-29 | 2029-2030 | 2030-2031 | 2031-2032 | 2032-33 | 2033-34 | 2034-35 | 2035-36 | 2036-37 | 2037-38 | 2038-39 | 2039-40 | 2040-41 | 2041-42 | 2042-43 | 2043-44 | 2044-45
Consumption | 19BL | Water delivered measured non-household | Input | Ml/d | 2 | 1.4436 | 1.4473 | 1.4474 | 1.45 | 1.4489 | 1.4569 | 1.4631 | 1.4693 | 1.4697 | 1.4755 | 1.477 | 1.4784 | 1.4759 | 1.4812 | 1.4828 | 1.4845 | 1.4819 | 1.487 | 1.4878 | 1.4884 | 1.4846 | 1.4895 | 1.4905 | 1.4916 | 1.4887 | 1.494 | 1.4952 | 1.4965 | 1.4938
| 20BL | Water delivered unmeasured non- household | Input | Ml/d | 2 | 0.012443 | 0.012443 | 0.012443 | 0.012443 | 0.012443 | 0.012443 | 0.012443 | 0.012443 | 0.012443 | 0.012443 | 0.012443 | 0.012443 | 0.012443 | 0.012443 | 0.012443 | 0.012443 | 0.012443 | 0.012443 | 0.012443 | 0.012443 | 0.012443 | 0.012443 | 0.012443 | 0.012443 | 0.012443 | 0.012443 | 0.012443 | 0.012443 | 0.012443
| 21BL | Water delivered measured household | Input | Ml/d | 2 | 0.80869 | 0.82944 | 0.85032 | 0.87187 | 0.89189 | 0.91398 | 0.9362 | 0.95829 | 0.98038 | 1.0026 | 1.023 | 1.0434 | 1.0638 | 1.0843 | 1.1008 | 1.117 | 1.133 | 1.1487 | 1.1641 | 1.1803 | 1.1969 | 1.2131 | 1.2291 | 1.2448 | 1.2603 | 1.2748 | 1.2891 | 1.3032 | 1.3171
| 22BL | Water delivered unmeasured household | Input | Ml/d | 2 | 0.97098 | 0.95164 | 0.93183 | 0.91306 | 0.89383 | 0.87511 | 0.85708 | 0.83944 | 0.82222 | 0.80551 | 0.78971 | 0.77437 | 0.75925 | 0.74454 | 0.72974 | 0.7153 | 0.70122 | 0.68753 | 0.67406 | 0.66117 | 0.64855 | 0.63619 | 0.62399 | 0.61218 | 0.60057 | 0.58922 | 0.57818 | 0.5673 | 0.55667
| 23BL | Measured Non Household - Consumption | 19BL-34BL | Ml/d | 2 | 1.4338 | 1.4376 | 1.4377 | 1.4402 | 1.4392 | 1.4472 | 1.4534 | 1.4596 | 1.46 | 1.4658 | 1.4673 | 1.4687 | 1.4661 | 1.4715 | 1.4731 | 1.4747 | 1.4722 | 1.4773 | 1.4781 | 1.4786 | 1.4749 | 1.4797 | 1.4808 | 1.4819 | 1.479 | 1.4843 | 1.4855 | 1.4868 | 1.484
| 24BL | Unmeasured Non Household - Consumption | 20BL-35BL | Ml/d | 2 | 0.012055 | 0.012055 | 0.012055 | 0.012055 | 0.012055 | 0.012055 | 0.012055 | 0.012055 | 0.012055 | 0.012055 | 0.012055 | 0.012055 | 0.012055 | 0.012055 | 0.012055 | 0.012055 | 0.012055 | 0.012055 | 0.012055 | 0.012055 | 0.012055 | 0.012055 | 0.012055 | 0.012055 | 0.012055 | 0.012055 | 0.012055 | 0.012055 | 0.012055
| 25BL | Measured Household - Consumption | 21BL-36BL | Ml/d | 2 | 0.7448 | 0.76449 | 0.78435 | 0.80489 | 0.82393 | 0.84504 | 0.86632 | 0.88747 | 0.90865 | 0.92993 | 0.94945 | 0.969 | 0.98862 | 1.0083 | 1.024 | 1.0394 | 1.0545 | 1.0694 | 1.0841 | 1.0996 | 1.1154 | 1.131 | 1.1463 | 1.1613 | 1.1761 | 1.1906 | 1.2049 | 1.219 | 1.2329
| 26BL | Unmeasured Household - Consumption | 22BL-37BL | Ml/d | 2 | 0.89933 | 0.8813 | 0.8628 | 0.84535 | 0.82737 | 0.80989 | 0.79308 | 0.77663 | 0.76058 | 0.74502 | 0.73036 | 0.71613 | 0.7021 | 0.68847 | 0.67472 | 0.66132 | 0.64825 | 0.63556 | 0.62307 | 0.61115 | 0.59947 | 0.58804 | 0.57676 | 0.56584 | 0.55512 | 0.54463 | 0.53445 | 0.52441 | 0.5146
| 27 - | Percentage of consumption driven by climate change | Input | % | 1 | 0 | 0.032311 | 0.064601 | 0.09687 | 0.12912 | 0.16135 | 0.19355 | 0.22574 | 0.2579 | 0.29005 | 0.32217 | 0.35428 | 0.38636 | 0.41842 | 0.45046 | 0.48248 | 0.51448 | 0.54646 | 0.57842 | 0.61036 | 0.64228 | 0.67417 | 0.70605 | 0.73791 | 0.76974 | 0.80156 | 0.83335 | 0.86513 | 0.89688
| 28 - | Volume of consumption driven by climate change |  | Ml/d | 1 | 0 | 0.0010002 | 0.0020006 | 0.0030054 | 0.004006 | 0.0050246 | 0.0060482 | 0.0070785 | 0.0081015 | 0.0091447 | 0.010178 | 0.011216 | 0.012243 | 0.013307 | 0.014342 | 0.015379 | 0.016397 | 0.017456 | 0.018494 | 0.01954 | 0.020564 | 0.021647 | 0.022706 | 0.023769 | 0.024803 | 0.025902 | 0.026975 | 0.02805 | 0.029091
PCC and consumption by component | 29BL | Measured Household - PCC | (25BL*1,000,000)/(51BL*1,000) | l/h/d | 1 | 129.2 | 129.3 | 129.1 | 129 | 128.7 | 128.7 | 128.8 | 128.9 | 129.1 | 129.4 | 129.6 | 129.8 | 130.1 | 130.5 | 130.4 | 130.2 | 130.1 | 130 | 130 | 130 | 130.2 | 130.3 | 130.5 | 130.6 | 130.7 | 130.8 | 130.9 | 131 | 131.1
| 29.1BL | Measured toilet flushing | Input | l/h/d | 1 | 29.0346 | 28.3317 | 27.5886 | 26.8696 | 26.1691 | 25.526 | 24.906 | 24.3099 | 23.7379 | 23.185 | 22.6352 | 22.0986 | 21.5828 | 21.0787 | 21.094 | 21.1059 | 21.1166 | 21.1243 | 21.1372 | 21.1508 | 21.1676 | 21.1834 | 21.2038 | 21.2165 | 21.2285 | 21.2404 | 21.2497 | 21.2563 | 21.2604
| 29.2BL | Measured personal washing | Input | l/h/d | 1 | 55.0265 | 56.187 | 57.2033 | 58.2017 | 59.1759 | 60.2392 | 61.3001 | 62.3667 | 63.4452 | 64.5286 | 65.5665 | 66.6026 | 67.6634 | 68.7257 | 68.8433 | 68.9535 | 69.0632 | 69.166 | 69.289 | 69.4167 | 69.5587 | 69.6999 | 69.8584 | 69.9939 | 70.1292 | 70.2663 | 70.3967 | 70.52 | 70.6366
| 29.3BL | Measured clothes washing | Input | l/h/d | 1 | 16.0546 | 16.0179 | 15.9422 | 15.8644 | 15.7823 | 15.7245 | 15.6678 | 15.614 | 15.5646 | 15.5174 | 15.4608 | 15.4048 | 15.3553 | 15.3067 | 15.2154 | 15.1217 | 15.0271 | 14.9302 | 14.8371 | 14.7441 | 14.6535 | 14.5619 | 14.4731 | 14.3789 | 14.2839 | 14.1886 | 14.0913 | 13.9919 | 13.8906
| 29.4BL | Measured dish washing | Input | l/h/d | 1 | 12.6757 | 12.7242 | 12.7391 | 12.7496 | 12.7542 | 12.7774 | 12.7994 | 12.8218 | 12.846 | 12.8705 | 12.8852 | 12.8992 | 12.9174 | 12.9353 | 12.9504 | 12.9637 | 12.9768 | 12.9882 | 13.0033 | 13.0191 | 13.0373 | 13.0552 | 13.0762 | 13.0927 | 13.109 | 13.1254 | 13.1405 | 13.1541 | 13.1664
| 29.5BL | Measured miscellaneous internal use | Input | l/h/d | 1 | 14.9427 | 14.9368 | 14.8957 | 14.8535 | 14.8087 | 14.7842 | 14.7618 | 14.743 | 14.729 | 14.7179 | 14.7019 | 14.6868 | 14.6783 | 14.671 | 14.6647 | 14.6582 | 14.6527 | 14.6468 | 14.6462 | 14.6475 | 14.652 | 14.6571 | 14.6666 | 14.672 | 14.6781 | 14.6852 | 14.6916 | 14.697 | 14.7016
| 29.6BL | Measured external use | Input | l/h/d | 1 | 1.4496 | 1.504 | 1.5537 | 1.6022 | 1.6491 | 1.6978 | 1.7458 | 1.7935 | 1.8411 | 1.8886 | 1.9345 | 1.9801 | 2.0262 | 2.0721 | 2.1158 | 2.1587 | 2.2013 | 2.2431 | 2.2853 | 2.3272 | 2.3692 | 2.4109 | 2.4528 | 2.4936 | 2.5341 | 2.5743 | 2.614 | 2.6532 | 2.6917
| 30BL | Unmeasured Household - PCC | (26BL*1,000,000)/(52BL*1,000) | l/h/d | 1 | 142.5 | 141.8 | 141.4 | 140.9 | 140.4 | 140 | 139.7 | 139.3 | 139 | 138.7 | 138.4 | 138.1 | 137.8 | 137.5 | 137.2 | 136.9 | 136.6 | 136.3 | 136 | 135.9 | 135.8 | 135.6 | 135.5 | 135.4 | 135.2 | 135.1 | 135 | 134.8 | 134.7
| 30.1BL | Unmeasured toilet flushing | Input | l/h/d | 1 | 32.3911 | 31.5225 | 30.6737 | 29.8183 | 28.9707 | 28.135 | 27.2985 | 26.4624 | 25.6278 | 24.7933 | 23.9478 | 23.1019 | 22.2605 | 21.419 | 21.3755 | 21.3317 | 21.2875 | 21.2418 | 21.1981 | 21.1584 | 21.1202 | 21.0814 | 21.044 | 21.0032 | 20.9625 | 20.9211 | 20.8781 | 20.8363 | 20.7936
| 30.2BL | Unmeasured personal washing | Input | l/h/d | 1 | 59.0001 | 59.7992 | 60.6321 | 61.4491 | 62.279 | 63.1333 | 63.985 | 64.8373 | 65.6926 | 66.5477 | 67.3718 | 68.1912 | 69.0208 | 69.8468 | 69.8201 | 69.7926 | 69.7633 | 69.7291 | 69.7014 | 69.6869 | 69.6773 | 69.6655 | 69.6586 | 69.6399 | 69.6218 | 69.6014 | 69.5753 | 69.5533 | 69.5282
| 30.3BL | Unmeasured clothes washing | Input | l/h/d | 1 | 17.156 | 17.0351 | 16.9242 | 16.8093 | 16.6984 | 16.5942 | 16.4893 | 16.3847 | 16.2809 | 16.1771 | 16.0659 | 15.9539 | 15.8446 | 15.7347 | 15.6027 | 15.4706 | 15.3382 | 15.2049 | 15.0731 | 14.9442 | 14.8164 | 14.6882 | 14.561 | 14.4315 | 14.3021 | 14.1723 | 14.0414 | 13.9115 | 13.781
| 30.4BL | Unmeasured dish washing | Input | l/h/d | 1 | 13.5434 | 13.5186 | 13.5018 | 13.4816 | 13.4646 | 13.4529 | 13.4407 | 13.4286 | 13.4172 | 13.4058 | 13.3883 | 13.37 | 13.3539 | 13.3372 | 13.3215 | 13.3056 | 13.2894 | 13.2723 | 13.2564 | 13.243 | 13.2306 | 13.2177 | 13.2058 | 13.1916 | 13.1776 | 13.1631 | 13.1476 | 13.1328 | 13.1175
| 30.5BL | Unmeasured miscellaneous internal use | Input | l/h/d | 1 | 18.8481 | 18.8285 | 18.82 | 18.8067 | 18.7978 | 18.7964 | 18.7942 | 18.7923 | 18.7913 | 18.7902 | 18.7805 | 18.7698 | 18.7622 | 18.7537 | 18.7465 | 18.7391 | 18.7313 | 18.7221 | 18.7147 | 18.7107 | 18.7082 | 18.705 | 18.7032 | 18.6981 | 18.6933 | 18.6878 | 18.6808 | 18.6749 | 18.6681
| 30.6BL | Unmeasured external use | Input | l/h/d | 1 | 1.5196 | 1.564 | 1.6093 | 1.6542 | 1.6995 | 1.7452 | 1.7908 | 1.8364 | 1.882 | 1.9276 | 1.9725 | 2.0173 | 2.0623 | 2.1071 | 2.1517 | 2.1961 | 2.2405 | 2.2846 | 2.3288 | 2.3731 | 2.4173 | 2.4614 | 2.5055 | 2.5494 | 2.5931 | 2.6367 | 2.6801 | 2.7235 | 2.7668
| 31BL | Average Household - PCC | ((25BL+26BL)*1,000,000))/(51BL+52BL*1,000) | l/h/d | 1 | 136.1218 | 135.7087 | 135.2238 | 134.8373 | 134.2973 | 134.0031 | 133.7755 | 133.5834 | 133.4529 | 133.3812 | 133.2769 | 133.2043 | 133.209 | 133.2456 | 132.9968 | 132.754 | 132.5236 | 132.2953 | 132.1089 | 132.0669 | 132.0698 | 132.074 | 132.1046 | 132.1033 | 132.1055 | 132.1122 | 132.1233 | 132.1292 | 132.1295
| 32BL | Water Taken Unbilled | Input | Ml/d | 2 | 0.097074 | 0.097074 | 0.097074 | 0.097074 | 0.097074 | 0.097074 | 0.097074 | 0.097074 | 0.097074 | 0.097074 | 0.097074 | 0.097074 | 0.097074 | 0.097074 | 0.097074 | 0.097074 | 0.097074 | 0.097074 | 0.097074 | 0.097074 | 0.097074 | 0.097074 | 0.097074 | 0.097074 | 0.097074 | 0.097074 | 0.097074 | 0.097074 | 0.097074
| 33BL | Distribution System Operational Use | Input | Ml/d | 2 | 0.013623 | 0.013623 | 0.013623 | 0.013623 | 0.013623 | 0.013623 | 0.013623 | 0.013623 | 0.013623 | 0.013623 | 0.013623 | 0.013623 | 0.013623 | 0.013623 | 0.013623 | 0.013623 | 0.013623 | 0.013623 | 0.013623 | 0.013623 | 0.013623 | 0.013623 | 0.013623 | 0.013623 | 0.013623 | 0.013623 | 0.013623 | 0.013623 | 0.013623
Leakage | 34BL | Measured Non Household - USPL | Input | Ml/d | 2 | 0.0097366 | 0.0097366 | 0.0097366 | 0.0097366 | 0.0097366 | 0.0097366 | 0.0097366 | 0.0097366 | 0.0097366 | 0.0097366 | 0.0097366 | 0.0097366 | 0.0097366 | 0.0097366 | 0.0097366 | 0.0097366 | 0.0097366 | 0.0097366 | 0.0097366 | 0.0097366 | 0.0097366 | 0.0097366 | 0.0097366 | 0.0097366 | 0.0097366 | 0.0097366 | 0.0097366 | 0.0097366 | 0.0097366
| 35BL | Unmeasured Non Household - USPL | Input | Ml/d | 2 | 0.00038806 | 0.00038806 | 0.00038806 | 0.00038806 | 0.00038806 | 0.00038806 | 0.00038806 | 0.00038806 | 0.00038806 | 0.00038806 | 0.00038806 | 0.00038806 | 0.00038806 | 0.00038806 | 0.00038806 | 0.00038806 | 0.00038806 | 0.00038806 | 0.00038806 | 0.00038806 | 0.00038806 | 0.00038806 | 0.00038806 | 0.00038806 | 0.00038806 | 0.00038806 | 0.00038806 | 0.00038806 | 0.00038806
| 36BL | Measured Household - USPL | Input | Ml/d | 2 | 0.063895 | 0.064942 | 0.065969 | 0.066977 | 0.067965 | 0.068934 | 0.069885 | 0.070817 | 0.071732 | 0.072629 | 0.073509 | 0.074373 | 0.075219 | 0.07605 | 0.076864 | 0.077663 | 0.078447 | 0.079215 | 0.079969 | 0.080708 | 0.081433 | 0.082144 | 0.082841 | 0.083525 | 0.084196 | 0.084196 | 0.084196 | 0.084196 | 0.084196
| 37BL | Unmeasured Household - USPL | Input | Ml/d | 2 | 0.071654 | 0.070343 | 0.069031 | 0.067719 | 0.066459 | 0.06522 | 0.064004 | 0.06281 | 0.061637 | 0.060484 | 0.059353 | 0.058241 | 0.057149 | 0.056076 | 0.055022 | 0.053987 | 0.05297 | 0.051971 | 0.050989 | 0.050025 | 0.049078 | 0.048147 | 0.047233 | 0.046334 | 0.045452 | 0.044585 | 0.043733 | 0.042896 | 0.042073
| 38BL | Void Properties - USPL | Input | Ml/d | 2 | 0.0097366 | 0.0097366 | 0.0097366 | 0.0097366 | 0.0097366 | 0.0097366 | 0.0097366 | 0.0097366 | 0.0097366 | 0.0097366 | 0.0097366 | 0.0097366 | 0.0097366 | 0.0097366 | 0.0097366 | 0.0097366 | 0.0097366 | 0.0097366 | 0.0097366 | 0.0097366 | 0.0097366 | 0.0097366 | 0.0097366 | 0.0097366 | 0.0097366 | 0.0097366 | 0.0097366 | 0.0097366 | 0.0097366
| 39BL | Distribution Losses | Input | Ml/d | 2 | 1.0146 | 0.99485 | 0.98514 | 0.96544 | 0.96572 | 0.96598 | 0.96625 | 0.96651 | 0.96677 | 0.96702 | 0.96728 | 0.96753 | 0.96777 | 0.96801 | 0.96825 | 0.96849 | 0.96872 | 0.96895 | 0.96918 | 0.96941 | 0.96963 | 0.96985 | 0.97006 | 0.97028 | 0.97049 | 0.97136 | 0.97221 | 0.97305 | 0.97387
| 40BL | Total Leakage | sum(34BL:39BL) | Ml/d | 2 | 1.17 | 1.15 | 1.14 | 1.12 | 1.12 | 1.12 | 1.12 | 1.12 | 1.12 | 1.12 | 1.12 | 1.12 | 1.12 | 1.12 | 1.12 | 1.12 | 1.12 | 1.12 | 1.12 | 1.12 | 1.12 | 1.12 | 1.12 | 1.12 | 1.12 | 1.12 | 1.12 | 1.12 | 1.12
| 41BL | Total Leakage | (40BL*1,000,000)/(48BL*1,000) | l/prop/d | 2 | 194.8623 | 189.7836 | 186.4321 | 181.5201 | 179.9079 | 178.1629 | 176.4515 | 174.7728 | 173.1259 | 171.5099 | 170.0865 | 168.6866 | 167.3097 | 165.9552 | 164.6227 | 163.3116 | 162.0213 | 160.7514 | 159.5013 | 158.2706 | 157.0213 | 155.7917 | 154.5813 | 153.3897 | 152.2164 | 151.0611 | 149.9232 | 148.8025 | 147.6985
Customer: Properties | 42BL | Measured non-households - properties | Input (total, excluding voids) | 000's | 2 | 0.49143 | 0.49328 | 0.49512 | 0.49697 | 0.49881 | 0.50066 | 0.5025 | 0.50435 | 0.50619 | 0.50803 | 0.50988 | 0.51172 | 0.51356 | 0.5154 | 0.51724 | 0.51908 | 0.52092 | 0.52276 | 0.5246 | 0.52644 | 0.52828 | 0.53012 | 0.53196 | 0.53379 | 0.53563 | 0.53747 | 0.5393 | 0.54114 | 0.54297
| 43BL | Unmeasured non-households - properties | Input (total, excluding voids) | 000's | 2 | 0.01467 | 0.014428 | 0.014186 | 0.013944 | 0.013702 | 0.013459 | 0.013217 | 0.012975 | 0.012733 | 0.012491 | 0.012249 | 0.012007 | 0.011765 | 0.011523 | 0.011281 | 0.011038 | 0.010796 | 0.010554 | 0.010312 | 0.01007 | 0.0098279 | 0.0095858 | 0.0093437 | 0.0091015 | 0.0088594 | 0.0086173 | 0.0083752 | 0.0081331 | 0.007891
| 44BL | All void non-households - properties | Input (voids in each year) | 000's | 2 | 0.08698 | 0.08698 | 0.08698 | 0.08698 | 0.08698 | 0.08698 | 0.08698 | 0.08698 | 0.08698 | 0.08698 | 0.08698 | 0.08698 | 0.08698 | 0.08698 | 0.08698 | 0.08698 | 0.08698 | 0.08698 | 0.08698 | 0.08698 | 0.08698 | 0.08698 | 0.08698 | 0.08698 | 0.08698 | 0.08698 | 0.08698 | 0.08698 | 0.08698
| 45BL | Total measured households - properties (excl void) | Pre-plan year = input. Forecast years = Previous year 45BL + sum(45.1BL:45.6BL) | 000's | 2 | 2.4871 | 2.5894 | 2.6917 | 2.7939 | 2.8943 | 2.9994 | 3.1037 | 3.2071 | 3.3097 | 3.4115 | 3.5062 | 3.6001 | 3.6933 | 3.7857 | 3.8774 | 3.9683 | 4.0585 | 4.1481 | 4.2369 | 4.3251 | 4.4143 | 4.5029 | 4.5908 | 4.6782 | 4.7649 | 4.851 | 4.9365 | 5.0214 | 5.1058
| 45.1BL | New build properties - properties | Input (new builds in each year) | 000's | 2 | 0.056444 | 0.056444 | 0.056444 | 0.056444 | 0.056444 | 0.062129 | 0.062129 | 0.062129 | 0.062129 | 0.062129 | 0.055835 | 0.055835 | 0.055835 | 0.055835 | 0.055835 | 0.055835 | 0.055835 | 0.055835 | 0.055835 | 0.055835 | 0.057541 | 0.057541 | 0.057541 | 0.057541 | 0.057541 | 0.057541 | 0.057541 | 0.057541 | 0.057541
| 45.2BL | Meter optants - properties | Input (meter optants in each year) | 000's | 2 | 0.038 | 0.046743 | 0.046743 | 0.046743 | 0.04484 | 0.044006 | 0.043186 | 0.042383 | 0.041594 | 0.04082 | 0.04006 | 0.039314 | 0.038582 | 0.037865 | 0.037159 | 0.036468 | 0.035789 | 0.035123 | 0.03447 | 0.033827 | 0.033198 | 0.03258 | 0.031974 | 0.031379 | 0.030795 | 0.030222 | 0.02966 | 0.029108 | 0.028566
| 45.3BL | Compulsory metering - properties | Input (compulsory meters in each year) | 000's | 2 | 0 | 0 | 0 | 0 | 0 | 0 | 0 | 0 | 0 | 0 | 0 | 0 | 0 | 0 | 0 | 0 | 0 | 0 | 0 | 0 | 0 | 0 | 0 | 0 | 0 | 0 | 0 | 0 | 0
| 45.4BL | Metering on change of occupancy - properties | Input (change of occupancy meters in each year) | 000's | 2 | 0 | 0 | 0 | 0 | 0 | 0 | 0 | 0 | 0 | 0 | 0 | 0 | 0 | 0 | 0 | 0 | 0 | 0 | 0 | 0 | 0 | 0 | 0 | 0 | 0 | 0 | 0 | 0 | 0
| 45.5BL | Selective metering - properties | Input (selective meters in each year) | 000's | 2 | 0 | 0 | 0 | 0 | 0 | 0 | 0 | 0 | 0 | 0 | 0 | 0 | 0 | 0 | 0 | 0 | 0 | 0 | 0 | 0 | 0 | 0 | 0 | 0 | 0 | 0 | 0 | 0 | 0
| 45.6BL | Other changes to existing metering - properties | Input (other changes to meters in each year) | 000's | 2 | 0 | -0.00086741 | -0.0009038 | -0.00093752 | -0.00097223 | -0.0010066 | -0.001042 | -0.0010783 | -0.0011153 | -0.001152 | -0.0011893 | -0.0012242 | -0.0012593 | -0.0012936 | -0.0013283 | -0.0013622 | -0.0013937 | -0.0014247 | -0.0014551 | -0.001485 | -0.0015144 | -0.0015438 | -0.0015727 | -0.0016011 | -0.001629 | -0.0016565 | -0.0016835 | -0.00171 | -0.0017361
| 45.7BL | Measured void households - properties | Input (voids in each year) | 000's | 2 | 0.15142 | 0.15142 | 0.15142 | 0.15142 | 0.15142 | 0.15142 | 0.15142 | 0.15142 | 0.15142 | 0.15142 | 0.15142 | 0.15142 | 0.15142 | 0.15142 | 0.15142 | 0.15142 | 0.15142 | 0.15142 | 0.15142 | 0.15142 | 0.15142 | 0.15142 | 0.15142 | 0.15142 | 0.15142 | 0.15142 | 0.15142 | 0.15142 | 0.15142
| 46BL | Unmeasured households - properties (excl void) | Input (total) | 000's | 2 | 2.6508 | 2.6022 | 2.5536 | 2.505 | 2.4584 | 2.4127 | 2.3677 | 2.3237 | 2.2804 | 2.238 | 2.1963 | 2.1555 | 2.1153 | 2.076 | 2.0373 | 1.9994 | 1.9622 | 1.9257 | 1.8898 | 1.8547 | 1.8201 | 1.7863 | 1.753 | 1.7204 | 1.6884 | 1.6569 | 1.6261 | 1.5958 | 1.5661
| 47BL | Unmeasured void households - properties | Input (voids in each year) | 000's | 2 | 0.12183 | 0.12183 | 0.12183 | 0.12183 | 0.12183 | 0.12183 | 0.12183 | 0.12183 | 0.12183 | 0.12183 | 0.12183 | 0.12183 | 0.12183 | 0.12183 | 0.12183 | 0.12183 | 0.12183 | 0.12183 | 0.12183 | 0.12183 | 0.12183 | 0.12183 | 0.12183 | 0.12183 | 0.12183 | 0.12183 | 0.12183 | 0.12183 | 0.12183
| 48BL | Total Resource Zone Properties (incl voids) | SUM(42BL:45BL)+45.7BL+46BL+47BL | 000's | 2 | 6.0042 | 6.0595 | 6.1148 | 6.1701 | 6.2254 | 6.2864 | 6.3474 | 6.4083 | 6.4693 | 6.5302 | 6.5849 | 6.6395 | 6.6942 | 6.7488 | 6.8034 | 6.8581 | 6.9127 | 6.9673 | 7.0219 | 7.0765 | 7.1328 | 7.1891 | 7.2454 | 7.3017 | 7.3579 | 7.4142 | 7.4705 | 7.5268 | 7.583
Customer: Population | 49BL | Measured Non Household - Population | Input (total) | 000's | 2 | 0.289 | 0.289 | 0.289 | 0.289 | 0.289 | 0.289 | 0.289 | 0.289 | 0.289 | 0.289 | 0.289 | 0.289 | 0.289 | 0.289 | 0.289 | 0.289 | 0.289 | 0.289 | 0.289 | 0.289 | 0.289 | 0.289 | 0.289 | 0.289 | 0.289 | 0.289 | 0.289 | 0.289 | 0.289
| 50BL | Unmeasured Non Household - Population | Input (total) | 000's | 2 | 0 | 0 | 0 | 0 | 0 | 0 | 0 | 0 | 0 | 0 | 0 | 0 | 0 | 0 | 0 | 0 | 0 | 0 | 0 | 0 | 0 | 0 | 0 | 0 | 0 | 0 | 0 | 0 | 0
| 51BL | Measured Household - Population | Input (total) | 000's | 2 | 5.7654 | 5.9143 | 6.0771 | 6.2406 | 6.4024 | 6.5651 | 6.7255 | 6.8829 | 7.0365 | 7.1872 | 7.3267 | 7.4644 | 7.5974 | 7.7283 | 7.8552 | 7.9804 | 8.1034 | 8.2249 | 8.3416 | 8.4554 | 8.5689 | 8.6802 | 8.7871 | 8.8946 | 9 | 9.103 | 9.2047 | 9.3054 | 9.405
| 52BL | Unmeasured Household - Population | Input (total) | 000's | 2 | 6.3129 | 6.213 | 6.1039 | 5.9982 | 5.8934 | 5.7848 | 5.6788 | 5.5745 | 5.4715 | 5.3704 | 5.2772 | 5.1863 | 5.0949 | 5.0057 | 4.9172 | 4.8304 | 4.7456 | 4.663 | 4.5808 | 4.4979 | 4.4158 | 4.3355 | 4.256 | 4.1797 | 4.1047 | 4.0313 | 3.9601 | 3.8895 | 3.8207
| 53BL | Total Resource Zone Population | Sum(49BL:52BL) | 000's | 2 | 12.3673 | 12.4164 | 12.4699 | 12.5277 | 12.5848 | 12.639 | 12.6933 | 12.7464 | 12.797 | 12.8466 | 12.8929 | 12.9397 | 12.9813 | 13.0229 | 13.0614 | 13.0999 | 13.138 | 13.1768 | 13.2113 | 13.2424 | 13.2737 | 13.3048 | 13.3321 | 13.3633 | 13.3936 | 13.4233 | 13.4538 | 13.484 | 13.5147
Occupancy | 54BL | Measured Household - Occupancy Rate (average) (excl voids) | 51BL/45BL | h/prop | 1 | 2.3181 | 2.2841 | 2.2577 | 2.2336 | 2.2121 | 2.1888 | 2.167 | 2.1461 | 2.126 | 2.1068 | 2.0896 | 2.0734 | 2.0571 | 2.0414 | 2.0259 | 2.011 | 1.9966 | 1.9828 | 1.9688 | 1.955 | 1.9412 | 1.9277 | 1.9141 | 1.9013 | 1.8888 | 1.8765 | 1.8646 | 1.8531 | 1.842
| 55BL | Unmeasured Household - Occupancy Rate | 52BL/46BL | h/prop | 1 | 2.3815 | 2.3876 | 2.3903 | 2.3944 | 2.3973 | 2.3977 | 2.3984 | 2.399 | 2.3993 | 2.3997 | 2.4027 | 2.4061 | 2.4086 | 2.4112 | 2.4136 | 2.4159 | 2.4185 | 2.4215 | 2.4239 | 2.4252 | 2.4261 | 2.4272 | 2.4278 | 2.4295 | 2.4311 | 2.433 | 2.4353 | 2.4373 | 2.4396
Metering | 56BL | Total Household Metering penetration (excl. voids) | 45BL/45BL+46BL | % | 0 | 48.41% | 49.88% | 51.32% | 52.73% | 54.07% | 55.42% | 56.73% | 57.99% | 59.21% | 60.39% | 61.49% | 62.55% | 63.58% | 64.58% | 65.55% | 66.5% | 67.41% | 68.3% | 69.15% | 69.99% | 70.81% | 71.6% | 72.37% | 73.11% | 73.84% | 74.54% | 75.22% | 75.88% | 76.53%
| 57BL | Total Household Metering penetration (incl. voids) | 45BL/(45BL+45.7BL+46BL+47BL) | % | 0 | 45.96% | 47.38% | 48.78% | 50.14% | 51.45% | 52.76% | 54.03% | 55.26% | 56.45% | 57.6% | 58.67% | 59.72% | 60.73% | 61.71% | 62.66% | 63.58% | 64.48% | 65.35% | 66.2% | 67.02% | 67.83% | 68.62% | 69.38% | 70.12% | 70.84% | 71.54% | 72.21% | 72.87% | 73.52%
|  | Company: | Severn Trent Water
|  | Resource Zone Name: | Kinsall
|  | Resource Zone Number: | 3
|  | Planning Scenario Name: | Dry Year Annual Average
|  | Chosen Level of Service: | No more than 3 in 100 Temporary Use Bans

## 4. BL SDB
Table 4: Baseline supply demand balance
| Row ref | Component | Derivation | Unit | Decimal places | 2016-17 | For info 2017-18 | For info 2018-19 | For info 2019-20 | 2020-21 | 2021-22 | 2022-23 | 2023-24 | 2024-25 | 2025-26 | 2026-27 | 2027-28 | 2028-29 | 2029-2030 | 2030-2031 | 2031-2032 | 2032-33 | 2033-34 | 2034-35 | 2035-36 | 2036-37 | 2037-38 | 2038-39 | 2039-40 | 2040-41 | 2041-42 | 2042-43 | 2043-44 | 2044-45
SDB | 11BL | Distribution input | 19BL+20BL+21BL+22BL+32BL+33BL+38BL+39BL | Ml/d | 2 | 4.3707 | 4.3561 | 4.3476 | 4.3332 | 4.3332 | 4.3449 | 4.3555 | 4.3664 | 4.372 | 4.3835 | 4.3898 | 4.3966 | 4.3996 | 4.411 | 4.4145 | 4.4182 | 4.4177 | 4.425 | 4.428 | 4.4321 | 4.4325 | 4.4415 | 4.4466 | 4.4518 | 4.4529 | 4.4622 | 4.4676 | 4.473 | 4.4743
| 12BL | Water Available For Use (own sources) | (7BL+8BL)-(9BL+10BL) | Ml/d | 2 | 4.8136 | 4.8136 | 4.8136 | 4.8136 | 4.8136 | 4.8136 | 4.8136 | 4.8136 | 4.8136 | 4.8136 | 4.8136 | 4.8136 | 4.8136 | 4.8136 | 4.3036 | 4.3036 | 4.3036 | 4.3036 | 4.3036 | 4.3036 | 4.3036 | 4.3036 | 4.3036 | 4.3036 | 4.3036 | 4.3036 | 4.3036 | 4.3036 | 4.3036
| 13BL | Total Water Available For Use | 12BL+(2BL+3BL)-(5BL+6BL) | Ml/d | 2 | 4.8136 | 4.8136 | 4.8136 | 4.8136 | 4.8136 | 4.8136 | 4.8136 | 4.8136 | 4.8136 | 4.8136 | 4.8136 | 4.8136 | 4.8136 | 4.8136 | 4.3036 | 4.3036 | 4.3036 | 4.3036 | 4.3036 | 4.3036 | 4.3036 | 4.3036 | 4.3036 | 4.3036 | 4.3036 | 4.3036 | 4.3036 | 4.3036 | 4.3036
| 14BL | Target headroom (climate change component) | Input | Ml/d | 2 | 0 | 0 | 0 | 0 | 0 | 0 | 0 | 0 | 0 | 0 | 0 | 0 | 0 | 0 | 0 | 0 | 0 | 0 | 0 | 0 | 0 | 0 | 0 | 0 | 0 | 0 | 0 | 0 | 0
| 15BL | Target headroom (All other components) | Input | Ml/d | 2 | 0.17416 | 0.17129 | 0.16355 | 0.16252 | 0.15724 | 0.14954 | 0.14761 | 0.1414 | 0.14026 | 0.11505 | 0.11052 | 0.11458 | 0.11038 | 0.11038 | 0.11259 | 0.11214 | 0.11079 | 0.11251 | 0.11478 | 0.11719 | 0.11907 | 0.11864 | 0.12255 | 0.12541 | 0.12396 | 0.12472 | 0.12672 | 0.13294 | 0.13349
| 16BL | Target Headroom | 14BL+15BL | Ml/d | 2 | 0.17416 | 0.17129 | 0.16355 | 0.16252 | 0.15724 | 0.14954 | 0.14761 | 0.1414 | 0.14026 | 0.11505 | 0.11052 | 0.11458 | 0.11038 | 0.11038 | 0.11259 | 0.11214 | 0.11079 | 0.11251 | 0.11478 | 0.11719 | 0.11907 | 0.11864 | 0.12255 | 0.12541 | 0.12396 | 0.12472 | 0.12672 | 0.13294 | 0.13349
| 17BL | Available Headroom | 13BL-11BL | Ml/d | 2 | 0.44289 | 0.4575 | 0.46605 | 0.48039 | 0.48037 | 0.46872 | 0.45805 | 0.44719 | 0.44163 | 0.43009 | 0.42375 | 0.41703 | 0.41398 | 0.40265 | -0.11092 | -0.11459 | -0.11411 | -0.12144 | -0.12441 | -0.1285 | -0.1289 | -0.13794 | -0.14301 | -0.14821 | -0.14934 | -0.1586 | -0.16403 | -0.16938 | -0.17069
| 18BL | Supply Demand Balance | 17BL-16BL | Ml/d | 2 | 0.26873 | 0.28621 | 0.30249 | 0.31787 | 0.32313 | 0.31918 | 0.31044 | 0.30579 | 0.30137 | 0.31504 | 0.31324 | 0.30245 | 0.3036 | 0.29227 | -0.22351 | -0.22673 | -0.22491 | -0.23396 | -0.23919 | -0.24568 | -0.24797 | -0.25658 | -0.26556 | -0.27362 | -0.27329 | -0.28332 | -0.29075 | -0.30232 | -0.30418
|  | Company: | Severn Trent Water
|  | Resource Zone Name: | Kinsall
|  | Resource Zone Number: | 3
|  | Planning Scenario Name: | Dry Year Annual Average
|  | Chosen Level of Service: | No more than 3 in 100 Temporary Use Bans
README

## 5. Feasible Options
Table 5: Feasible options detailed costs | [18 empty] | ENTER DISCOUNT RATE % |  |  |  | 3.5% | 3.5% | 3.5% | 3.5% | 3.5% | 3.5% | 3.5% | 3.5% | 3.5% | 3.5% | 3.5% | 3.5% | 3.5% | 3.5% | 3.5% | 3.5% | 3.5% | 3.5% | 3.5% | 3.5% | 3.5% | 3.5% | 3.5% | 3.5% | 3.5% | 3.5% | 3.5% | 3.5% | 3.5% | 3% | 3% | 3% | 3% | 3% | 3% | 3% | 3% | 3% | 3% | 3% | 3% | 3% | 3% | 3% | 3% | 3% | 3% | 3% | 3% | 3% | 3% | 3% | 3% | 3% | 3% | 3% | 3% | 3% | 3% | 3% | 3% | 3% | 3% | 3% | 3% | 3% | 3% | 3% | 3% | 3% | 3% | 3% | 3% | 3% | 2.5% | 2.5% | 2.5% | 2.5% | 2.5% | 2.5% | 2.5% | 2.5% | 2.5% | 2.5% | 2.5% | 2.5% | 2.5% | 2.5% | 2.5% | 2.5% | 2.5% | 2.5% | 2.5% | 2.5% | 2.5% | 2.5% | 2.5% | 2.5% | 2.5% | 2.5% | 2.5% | 2.5% | 2.5%
Detail the gains in WAFU / savings in demand, and the costs of feasible options under capacity use scenario | [18 empty] | ENTER DISCOUNT PERIOD (YRS) | 80 |  | 1 | 0.96618 | 0.93351 | 0.90194 | 0.87144 | 0.84197 | 0.8135 | 0.78599 | 0.75941 | 0.73373 | 0.70892 | 0.68495 | 0.66178 | 0.6394 | 0.61778 | 0.59689 | 0.57671 | 0.5572 | 0.53836 | 0.52016 | 0.50257 | 0.48557 | 0.46915 | 0.45329 | 0.43796 | 0.42315 | 0.40884 | 0.39501 | 0.38165 | 0.36875 | 0.35801 | 0.34758 | 0.33746 | 0.32763 | 0.31809 | 0.30882 | 0.29983 | 0.29109 | 0.28261 | 0.27438 | 0.26639 | 0.25863 | 0.2511 | 0.24379 | 0.23669 | 0.22979 | 0.2231 | 0.2166 | 0.21029 | 0.20417 | 0.19822 | 0.19245 | 0.18684 | 0.1814 | 0.17612 | 0.17099 | 0.16601 | 0.16117 | 0.15648 | 0.15192 | 0.14749 | 0.1432 | 0.13903 | 0.13498 | 0.13105 | 0.12723 | 0.12352 | 0.11993 | 0.11643 | 0.11304 | 0.10975 | 0.10655 | 0.10345 | 0.10044 | 0.097511 | 0.095133 | 0.092813 | 0.090549 | 0.08834 | 0.086186 | Note: If option costs are required from beyond year 80 then the NPV calculation formula must be amended manually to cover the extended period
[22 empty] | 1 | 2 | 3 | 4 | 5 | 6 | 7 | 8 | 9 | 10 | 11 | 12 | 13 | 14 | 15 | 16 | 17 | 18 | 19 | 20 | 21 | 22 | 23 | 24 | 25 | 26 | 27 | 28 | 29 | 30 | 31 | 32 | 33 | 34 | 35 | 36 | 37 | 38 | 39 | 40 | 41 | 42 | 43 | 44 | 45 | 46 | 47 | 48 | 49 | 50 | 51 | 52 | 53 | 54 | 55 | 56 | 57 | 58 | 59 | 60 | 61 | 62 | 63 | 64 | 65 | 66 | 67 | 68 | 69 | 70 | 71 | 72 | 73 | 74 | 75 | 76 | 77 | 78 | 79 | 80 | 81 | 82 | 83 | 84 | 85 | 86 | 87 | 88 | 89 | 90 | 91 | 92 | 93 | 94 | 95 | 96 | 97 | 98 | 99 | 100 | 101 | 102 | 103 | 104
Row ref | Option name | Option reference no. | Type of option | Preferred Option (Y/N) | Earliest potential option start date (Year) | Costs based on capacity | WAFU on full implementation (Ml/d) | NPV of WAFU (Ml) | CAPEX NPV (£000) | OPEX NPV (£000) | NPV of opex savings (£000) | NPV of carbon (£000) | Social & Env. NPV (£000) | TOTAL NPV (£000) | AIC (p/m3) | AISC (p/m3) | Scope confidence (score 1 to 5) | Cost confidence (score 1 to 5) | Cost component | Derivation | Unit | Year 1 | Year 2 | Year 3 | Year 4 | Year 5 | Year 6 | Year 7 | Year 8 | Year 9 | Year 10 | Year 11 | Year 12 | Year 13 | Year 14 | Year 15 | Year 16 | Year 17 | Year 18 | Year 19 | Year 20 | Year 21 | Year 22 | Year 23 | Year 24 | Year 25 | Year 26 | Year 27 | Year 28 | Year 29 | Year 30 | Year 31 | Year 32 | Year 33 | Year 34 | Year 35 | Year 36 | Year 37 | Year 38 | Year 39 | Year 40 | Year 41 | Year 42 | Year 43 | Year 44 | Year 45 | Year 46 | Year 47 | Year 48 | Year 49 | Year 50 | Year 51 | Year 52 | Year 53 | Year 54 | Year 55 | Year 56 | Year 57 | Year 58 | Year 59 | Year 60 | Year 61 | Year 62 | Year 63 | Year 64 | Year 65 | Year 66 | Year 67 | Year 68 | Year 69 | Year 70 | Year 71 | Year 72 | Year 73 | Year 74 | Year 75 | Year 76 | Year 77 | Year 78 | Year 79 | Year 80 | Year 81 | Year 82 | Year 83 | Year 84 | Year 85 | Year 86 | Year 87 | Year 88 | Year 89 | Year 90 | Year 91 | Year 92 | Year 93 | Year 94 | Year 95 | Year 96 | Year 97 | Year 98 | Year 99 | Year 100 | Year 101 | Year 102 | Year 103 | Year 104
58a | RESOURCE SIDE | bar: 1 Year 1 to 80 Year 80
58.1a | Options to increase raw water abstractions | [17 empty] | Total Mld for SDB component |  |  | 0 | 0 | 0 | 0 | 0 | 0 | 0 | 0 | 0 | 0 | 0 | 0 | 0 | 0 | 0 | 0 | 0 | 0 | 0 | 0 | 0 | 0 | 0 | 0 | 0 | 0 | 0 | 0 | 0 | 0 | 0 | 0 | 0 | 0 | 0 | 0 | 0 | 0 | 0 | 0 | 0 | 0 | 0 | 0 | 0 | 0 | 0 | 0 | 0 | 0 | 0 | 0 | 0 | 0 | 0 | 0 | 0 | 0 | 0 | 0 | 0 | 0 | 0 | 0 | 0 | 0 | 0 | 0 | 0 | 0 | 0 | 0 | 0 | 0 | 0 | 0 | 0 | 0 | 0 | 0 | 0 | 0 | 0 | 0 | 0 | 0 | 0 | 0 | 0 | 0 | 0 | 0 | 0 | 0 | 0 | 0 | 0 | 0 | 0 | 0 | 0 | 0 | 0 | 0
58.2a | Options to increase raw imports | [20 empty] | 0 | 0 | 0 | 0 | 0 | 0 | 0 | 0 | 0 | 0 | 0 | 0 | 0 | 0 | 0 | 0 | 0 | 0 | 0 | 0 | 0 | 0 | 0 | 0 | 0 | 0 | 0 | 0 | 0 | 0 | 0 | 0 | 0 | 0 | 0 | 0 | 0 | 0 | 0 | 0 | 0 | 0 | 0 | 0 | 0 | 0 | 0 | 0 | 0 | 0 | 0 | 0 | 0 | 0 | 0 | 0 | 0 | 0 | 0 | 0 | 0 | 0 | 0 | 0 | 0 | 0 | 0 | 0 | 0 | 0 | 0 | 0 | 0 | 0 | 0 | 0 | 0 | 0 | 0 | 0 | 0 | 0 | 0 | 0 | 0 | 0 | 0 | 0 | 0 | 0 | 0 | 0 | 0 | 0 | 0 | 0 | 0 | 0 | 0 | 0 | 0 | 0 | 0 | 0
58.3a | Options to increase potable imports | [20 empty] | 0 | 0 | 0 | 0 | 0 | 0 | 0 | 0 | 0 | 0 | 0 | 0 | 0 | 0 | 0 | 0 | 0 | 0 | 0 | 0 | 0 | 0 | 0 | 0 | 0 | 0 | 0 | 0 | 0 | 0 | 0 | 0 | 0 | 0 | 0 | 0 | 0 | 0 | 0 | 0 | 0 | 0 | 0 | 0 | 0 | 0 | 0 | 0 | 0 | 0 | 0 | 0 | 0 | 0 | 0 | 0 | 0 | 0 | 0 | 0 | 0 | 0 | 0 | 0 | 0 | 0 | 0 | 0 | 0 | 0 | 0 | 0 | 0 | 0 | 0 | 0 | 0 | 0 | 0 | 0 | 0 | 0 | 0 | 0 | 0 | 0 | 0 | 0 | 0 | 0 | 0 | 0 | 0 | 0 | 0 | 0 | 0 | 0 | 0 | 0 | 0 | 0 | 0 | 0
58.1x | Potable water import to Kinsall WRZ at Whittington | RAW07 | Bulk supply | N | 2025-26 | Capacity | 1 | 8707.7825 | 246.0063 | 10043.7711 | 0 | 0.4998 | 2.7575 | 10293.0346 | 118.1676 | 118.205 | 3 | 3 | Gains in WAFU / Savings in demand | Input | Ml/d | 0 | 0 | 0 | 0 | 0 | 1 | 1 | 1 | 1 | 1 | 1 | 1 | 1 | 1 | 1 | 1 | 1 | 1 | 1 | 1 | 1 | 1 | 1 | 1 | 1 | 1 | 1 | 1 | 1 | 1 | 1 | 1 | 1 | 1 | 1 | 1 | 1 | 1 | 1 | 1 | 1 | 1 | 1 | 1 | 1 | 1 | 1 | 1 | 1 | 1 | 1 | 1 | 1 | 1 | 1 | 1 | 1 | 1 | 1 | 1 | 1 | 1 | 1 | 1 | 1 | 1 | 1 | 1 | 1 | 1 | 1 | 1 | 1 | 1 | 1 | 1 | 1 | 1 | 1 | 1 | 0 | 0 | 0 | 0 | 0 | 0 | 0 | 0 | 0 | 0 | 0 | 0 | 0 | 0 | 0 | 0 | 0 | 0 | 0 | 0 | 0 | 0 | 0 | 0
[19 empty] | Fixed capex | Input | £000s | 16.8 | 19.2 | 24 | 96 | 84 | 0 | 0 | 0 | 0 | 0 | 0 | 0 | 0 | 0 | 0 | 0 | 0 | 0 | 0 | 0 | 0 | 0 | 0 | 0 | 0 | 0 | 0 | 0 | 0 | 0 | 0 | 0 | 0 | 0 | 0 | 0 | 0 | 0 | 0 | 0 | 0 | 0 | 0 | 0 | 0 | 0 | 0 | 0 | 0 | 0 | 0 | 0 | 0 | 0 | 0 | 0 | 0 | 0 | 0 | 0 | 14.7 | 16.8 | 21 | 84 | 73.5 | 0 | 0 | 0 | 0 | 0 | 0 | 0 | 0 | 0 | 0 | 0 | 0 | 0 | 0 | 0 | 0 | 0 | 0 | 0 | 0 | 0 | 0 | 0 | 0 | 0 | 0 | 0 | 0 | 0 | 0 | 0 | 0 | 0 | 0 | 0 | 0 | 0 | 0 | 0
[19 empty] | Variable capex | Input | £000s | 0 | 0 | 0 | 0 | 0 | 0 | 0 | 0 | 0 | 0 | 0 | 0 | 0 | 0 | 0 | 0 | 0 | 0 | 0 | 0 | 0 | 0 | 0 | 0 | 0 | 0 | 0 | 0 | 0 | 0 | 0 | 0 | 0 | 0 | 0 | 0 | 0 | 0 | 0 | 0 | 0 | 0 | 0 | 0 | 0 | 0 | 0 | 0 | 0 | 0 | 0 | 0 | 0 | 0 | 0 | 0 | 0 | 0 | 0 | 0 | 0 | 0 | 0 | 0 | 0 | 0 | 0 | 0 | 0 | 0 | 0 | 0 | 0 | 0 | 0 | 0 | 0 | 0 | 0 | 0 | 0 | 0 | 0 | 0 | 0 | 0 | 0 | 0 | 0 | 0 | 0 | 0 | 0 | 0 | 0 | 0 | 0 | 0 | 0 | 0 | 0 | 0 | 0 | 0
[19 empty] | Financing costs | Input | £000s | 0 | 0 | 0 | 0 | 0 | 0 | 0 | 0 | 0 | 0 | 0 | 0 | 0 | 0 | 0 | 0 | 0 | 0 | 0 | 0 | 0 | 0 | 0 | 0 | 0 | 0 | 0 | 0 | 0 | 0 | 0 | 0 | 0 | 0 | 0 | 0 | 0 | 0 | 0 | 0 | 0 | 0 | 0 | 0 | 0 | 0 | 0 | 0 | 0 | 0 | 0 | 0 | 0 | 0 | 0 | 0 | 0 | 0 | 0 | 0 | 0 | 0 | 0 | 0 | 0 | 0 | 0 | 0 | 0 | 0 | 0 | 0 | 0 | 0 | 0 | 0 | 0 | 0 | 0 | 0
[19 empty] | Fixed opex | Input | £000s | 0 | 0 | 0 | 0 | 0 | 56 | 56 | 56 | 56 | 56 | 56 | 56 | 56 | 56 | 56 | 56 | 56 | 56 | 56 | 56 | 56 | 56 | 56 | 56 | 56 | 56 | 56 | 56 | 56 | 56 | 56 | 56 | 56 | 56 | 56 | 56 | 56 | 56 | 56 | 56 | 56 | 56 | 56 | 56 | 56 | 56 | 56 | 56 | 56 | 56 | 56 | 56 | 56 | 56 | 56 | 56 | 56 | 56 | 56 | 56 | 56 | 56 | 56 | 56 | 56 | 56 | 56 | 56 | 56 | 56 | 56 | 56 | 56 | 56 | 56 | 56 | 56 | 56 | 56 | 56 | 0 | 0 | 0 | 0 | 0 | 0 | 0 | 0 | 0 | 0 | 0 | 0 | 0 | 0 | 0 | 0 | 0 | 0 | 0 | 0 | 0 | 0 | 0 | 0
[19 empty] | Variable opex | Input | £000s | 0 | 0 | 0 | 0 | 0 | 365 | 365 | 365 | 365 | 365 | 365 | 365 | 365 | 365 | 365 | 365 | 365 | 365 | 365 | 365 | 365 | 365 | 365 | 365 | 365 | 365 | 365 | 365 | 365 | 365 | 365 | 365 | 365 | 365 | 365 | 365 | 365 | 365 | 365 | 365 | 365 | 365 | 365 | 365 | 365 | 365 | 365 | 365 | 365 | 365 | 365 | 365 | 365 | 365 | 365 | 365 | 365 | 365 | 365 | 365 | 365 | 365 | 365 | 365 | 365 | 365 | 365 | 365 | 365 | 365 | 365 | 365 | 365 | 365 | 365 | 365 | 365 | 365 | 365 | 365 | 0 | 0 | 0 | 0 | 0 | 0 | 0 | 0 | 0 | 0 | 0 | 0 | 0 | 0 | 0 | 0 | 0 | 0 | 0 | 0 | 0 | 0 | 0 | 0
[19 empty] | Opex savings | Input | £000s | 0 | 0 | 0 | 0 | 0 | 0 | 0 | 0 | 0 | 0 | 0 | 0 | 0 | 0 | 0 | 0 | 0 | 0 | 0 | 0 | 0 | 0 | 0 | 0 | 0 | 0 | 0 | 0 | 0 | 0 | 0 | 0 | 0 | 0 | 0 | 0 | 0 | 0 | 0 | 0 | 0 | 0 | 0 | 0 | 0 | 0 | 0 | 0 | 0 | 0 | 0 | 0 | 0 | 0 | 0 | 0 | 0 | 0 | 0 | 0 | 0 | 0 | 0 | 0 | 0 | 0 | 0 | 0 | 0 | 0 | 0 | 0 | 0 | 0 | 0 | 0 | 0 | 0 | 0 | 0 | 0 | 0 | 0 | 0 | 0 | 0 | 0 | 0 | 0 | 0 | 0 | 0 | 0 | 0 | 0 | 0 | 0 | 0 | 0 | 0 | 0 | 0 | 0 | 0
[19 empty] | Fixed env & social | Input | £000s | 0.0091 | 0.0104 | 0.013 | 0.052 | 0.0455 | 0 | 0 | 0 | 0 | 0 | 0 | 0 | 0 | 0 | 0 | 0 | 0 | 0 | 0 | 0 | 0 | 0 | 0 | 0 | 0 | 0 | 0 | 0 | 0 | 0 | 0 | 0 | 0 | 0 | 0 | 0 | 0 | 0 | 0 | 0 | 0 | 0 | 0 | 0 | 0 | 0 | 0 | 0 | 0 | 0 | 0 | 0 | 0 | 0 | 0 | 0 | 0 | 0 | 0 | 0 | 0.0079625 | 0.0091 | 0.011375 | 0.0455 | 0.039813 | 0 | 0 | 0 | 0 | 0 | 0 | 0 | 0 | 0 | 0 | 0 | 0 | 0 | 0 | 0 | 0 | 0 | 0 | 0 | 0 | 0 | 0 | 0 | 0 | 0 | 0 | 0 | 0 | 0 | 0 | 0 | 0 | 0 | 0 | 0 | 0 | 0 | 0 | 0
[19 empty] | Variable env & social | Input | £000s | 0 | 0 | 0 | 0 | 0 | 0.11 | 0.11 | 0.11 | 0.11 | 0.11 | 0.11 | 0.11 | 0.11 | 0.11 | 0.11 | 0.11 | 0.11 | 0.11 | 0.11 | 0.11 | 0.11 | 0.11 | 0.11 | 0.11 | 0.11 | 0.11 | 0.11 | 0.11 | 0.11 | 0.11 | 0.11 | 0.11 | 0.11 | 0.11 | 0.11 | 0.11 | 0.11 | 0.11 | 0.11 | 0.11 | 0.11 | 0.11 | 0.11 | 0.11 | 0.11 | 0.11 | 0.11 | 0.11 | 0.11 | 0.11 | 0.11 | 0.11 | 0.11 | 0.11 | 0.11 | 0.11 | 0.11 | 0.11 | 0.11 | 0.11 | 0.11 | 0.11 | 0.11 | 0.11 | 0.11 | 0.11 | 0.11 | 0.11 | 0.11 | 0.11 | 0.11 | 0.11 | 0.11 | 0.11 | 0.11 | 0.11 | 0.11 | 0.11 | 0.11 | 0.11 | 0 | 0 | 0 | 0 | 0 | 0 | 0 | 0 | 0 | 0 | 0 | 0 | 0 | 0 | 0 | 0 | 0 | 0 | 0 | 0 | 0 | 0 | 0 | 0
[19 empty] | Fixed carbon costs | Input | £000s | 0.034132 | 0.039008 | 0.04876 | 0.19504 | 0.17066 | 0 | 0 | 0 | 0 | 0 | 0 | 0 | 0 | 0 | 0 | 0 | 0 | 0 | 0 | 0 | 0 | 0 | 0 | 0 | 0 | 0 | 0 | 0 | 0 | 0 | 0 | 0 | 0 | 0 | 0 | 0 | 0 | 0 | 0 | 0 | 0 | 0 | 0 | 0 | 0 | 0 | 0 | 0 | 0 | 0 | 0 | 0 | 0 | 0 | 0 | 0 | 0 | 0 | 0 | 0 | 0.029865 | 0.034132 | 0.042665 | 0.17066 | 0.14933 | 0 | 0 | 0 | 0 | 0 | 0 | 0 | 0 | 0 | 0 | 0 | 0 | 0 | 0 | 0 | 0 | 0 | 0 | 0 | 0 | 0 | 0 | 0 | 0 | 0 | 0 | 0 | 0 | 0 | 0 | 0 | 0 | 0 | 0 | 0 | 0 | 0 | 0 | 0
[19 empty] | Variable carbon costs | Input | £000s | 0 | 0 | 0 | 0 | 0 | 0 | 0 | 0 | 0 | 0 | 0 | 0 | 0 | 0 | 0 | 0 | 0 | 0 | 0 | 0 | 0 | 0 | 0 | 0 | 0 | 0 | 0 | 0 | 0 | 0 | 0 | 0 | 0 | 0 | 0 | 0 | 0 | 0 | 0 | 0 | 0 | 0 | 0 | 0 | 0 | 0 | 0 | 0 | 0 | 0 | 0 | 0 | 0 | 0 | 0 | 0 | 0 | 0 | 0 | 0 | 0 | 0 | 0 | 0 | 0 | 0 | 0 | 0 | 0 | 0 | 0 | 0 | 0 | 0 | 0 | 0 | 0 | 0 | 0 | 0 | 0 | 0 | 0 | 0 | 0 | 0 | 0 | 0 | 0 | 0 | 0 | 0 | 0 | 0 | 0 | 0 | 0 | 0 | 0 | 0 | 0 | 0 | 0 | 0
[19 empty] | Customer willingness to pay | Input | £000s | 0 | 0 | 0 | 0 | 0 | 0 | 0 | 0 | 0 | 0 | 0 | 0 | 0 | 0 | 0 | 0 | 0 | 0 | 0 | 0 | 0 | 0 | 0 | 0 | 0 | 0 | 0 | 0 | 0 | 0 | 0 | 0 | 0 | 0 | 0 | 0 | 0 | 0 | 0 | 0 | 0 | 0 | 0 | 0 | 0 | 0 | 0 | 0 | 0 | 0 | 0 | 0 | 0 | 0 | 0 | 0 | 0 | 0 | 0 | 0 | 0 | 0 | 0 | 0 | 0 | 0 | 0 | 0 | 0 | 0 | 0 | 0 | 0 | 0 | 0 | 0 | 0 | 0 | 0 | 0 | 0 | 0 | 0 | 0 | 0 | 0 | 0 | 0 | 0 | 0 | 0 | 0 | 0 | 0 | 0 | 0 | 0 | 0 | 0 | 0 | 0 | 0 | 0 | 0
[19 empty] | Total | Sum of above (excl WAFU) | £000s | 16.8432 | 19.2494 | 24.0618 | 96.247 | 84.2162 | 421.11 | 421.11 | 421.11 | 421.11 | 421.11 | 421.11 | 421.11 | 421.11 | 421.11 | 421.11 | 421.11 | 421.11 | 421.11 | 421.11 | 421.11 | 421.11 | 421.11 | 421.11 | 421.11 | 421.11 | 421.11 | 421.11 | 421.11 | 421.11 | 421.11 | 421.11 | 421.11 | 421.11 | 421.11 | 421.11 | 421.11 | 421.11 | 421.11 | 421.11 | 421.11 | 421.11 | 421.11 | 421.11 | 421.11 | 421.11 | 421.11 | 421.11 | 421.11 | 421.11 | 421.11 | 421.11 | 421.11 | 421.11 | 421.11 | 421.11 | 421.11 | 421.11 | 421.11 | 421.11 | 421.11 | 435.8478 | 437.9532 | 442.164 | 505.3262 | 494.7991 | 421.11 | 421.11 | 421.11 | 421.11 | 421.11 | 421.11 | 421.11 | 421.11 | 421.11 | 421.11 | 421.11 | 421.11 | 421.11 | 421.11 | 421.11 | 0 | 0 | 0 | 0 | 0 | 0 | 0 | 0 | 0 | 0 | 0 | 0 | 0 | 0 | 0 | 0 | 0 | 0 | 0 | 0 | 0 | 0 | 0 | 0
58.4a | Options to reduce raw water losses and operational use | [20 empty] | 0 | 0 | 0 | 0 | 0 | 0 | 0 | 0 | 0 | 0 | 0 | 0 | 0 | 0 | 0 | 0 | 0 | 0 | 0 | 0 | 0 | 0 | 0 | 0 | 0 | 0 | 0 | 0 | 0 | 0 | 0 | 0 | 0 | 0 | 0 | 0 | 0 | 0 | 0 | 0 | 0 | 0 | 0 | 0 | 0 | 0 | 0 | 0 | 0 | 0 | 0 | 0 | 0 | 0 | 0 | 0 | 0 | 0 | 0 | 0 | 0 | 0 | 0 | 0 | 0 | 0 | 0 | 0 | 0 | 0 | 0 | 0 | 0 | 0 | 0 | 0 | 0 | 0 | 0 | 0 | 0 | 0 | 0 | 0 | 0 | 0 | 0 | 0 | 0 | 0 | 0 | 0 | 0 | 0 | 0 | 0 | 0 | 0 | 0 | 0 | 0 | 0 | 0 | 0
58.5a | Options to reduce raw water exports | [20 empty] | 0 | 0 | 0 | 0 | 0 | 0 | 0 | 0 | 0 | 0 | 0 | 0 | 0 | 0 | 0 | 0 | 0 | 0 | 0 | 0 | 0 | 0 | 0 | 0 | 0 | 0 | 0 | 0 | 0 | 0 | 0 | 0 | 0 | 0 | 0 | 0 | 0 | 0 | 0 | 0 | 0 | 0 | 0 | 0 | 0 | 0 | 0 | 0 | 0 | 0 | 0 | 0 | 0 | 0 | 0 | 0 | 0 | 0 | 0 | 0 | 0 | 0 | 0 | 0 | 0 | 0 | 0 | 0 | 0 | 0 | 0 | 0 | 0 | 0 | 0 | 0 | 0 | 0 | 0 | 0 | 0 | 0 | 0 | 0 | 0 | 0 | 0 | 0 | 0 | 0 | 0 | 0 | 0 | 0 | 0 | 0 | 0 | 0 | 0 | 0 | 0 | 0 | 0 | 0
58.6a | Options to reduce potable water exports | [20 empty] | 0 | 0 | 0 | 0 | 0 | 0 | 0 | 0 | 0 | 0 | 0 | 0 | 0 | 0 | 0 | 0 | 0 | 0 | 0 | 0 | 0 | 0 | 0 | 0 | 0 | 0 | 0 | 0 | 0 | 0 | 0 | 0 | 0 | 0 | 0 | 0 | 0 | 0 | 0 | 0 | 0 | 0 | 0 | 0 | 0 | 0 | 0 | 0 | 0 | 0 | 0 | 0 | 0 | 0 | 0 | 0 | 0 | 0 | 0 | 0 | 0 | 0 | 0 | 0 | 0 | 0 | 0 | 0 | 0 | 0 | 0 | 0 | 0 | 0 | 0 | 0 | 0 | 0 | 0 | 0 | 0 | 0 | 0 | 0 | 0 | 0 | 0 | 0 | 0 | 0 | 0 | 0 | 0 | 0 | 0 | 0 | 0 | 0 | 0 | 0 | 0 | 0 | 0 | 0
58.7a | Other options to increase Deployable Output | [20 empty] | 0 | 0 | 0 | 0 | 0 | 0 | 0 | 0 | 0 | 0 | 0 | 0 | 0 | 0 | 0 | 0 | 0 | 0 | 0 | 0 | 0 | 0 | 0 | 0 | 0 | 0 | 0 | 0 | 0 | 0 | 0 | 0 | 0 | 0 | 0 | 0 | 0 | 0 | 0 | 0 | 0 | 0 | 0 | 0 | 0 | 0 | 0 | 0 | 0 | 0 | 0 | 0 | 0 | 0 | 0 | 0 | 0 | 0 | 0 | 0 | 0 | 0 | 0 | 0 | 0 | 0 | 0 | 0 | 0 | 0 | 0 | 0 | 0 | 0 | 0 | 0 | 0 | 0 | 0 | 0 | 0 | 0 | 0 | 0 | 0 | 0 | 0 | 0 | 0 | 0 | 0 | 0 | 0 | 0 | 0 | 0 | 0 | 0 | 0 | 0 | 0 | 0 | 0 | 0
59a | DISTRIBUTION SIDE | bar: 1 Year 1 to 80 Year 80
59.1a | Options to reduce Distribution Losses | [20 empty] | 0 | 0 | 0 | 0 | 0 | 0 | 0 | 0 | 0 | 0 | 0 | 0 | 0 | 0 | 0 | 0 | 0 | 0 | 0 | 0 | 0 | 0 | 0 | 0 | 0 | 0 | 0 | 0 | 0 | 0 | 0 | 0 | 0 | 0 | 0 | 0 | 0 | 0 | 0 | 0 | 0 | 0 | 0 | 0 | 0 | 0 | 0 | 0 | 0 | 0 | 0 | 0 | 0 | 0 | 0 | 0 | 0 | 0 | 0 | 0 | 0 | 0 | 0 | 0 | 0 | 0 | 0 | 0 | 0 | 0 | 0 | 0 | 0 | 0 | 0 | 0 | 0 | 0 | 0 | 0 | 0 | 0 | 0 | 0 | 0 | 0 | 0 | 0 | 0 | 0 | 0 | 0 | 0 | 0 | 0 | 0 | 0 | 0 | 0 | 0 | 0 | 0 | 0 | 0
58.1x | Active Leakage Control |  | Demand | Y | 2020-21 | Capacity | 0.28 | 1762.8986 | 2418.6693 | 227.936 | 139.9359 | 1700.9637 | 341.9456 | 4829.4504 | 158.0659 | 273.9494 | 3 | 3 | Gains in WAFU / Savings in demand | Input | Ml/d | 0 | 0 | 0 | 0 | 0 | 0 | 0 | 0 | 0 | 0 | 0 | 0.13 | 0.13 | 0.13 | 0.14 | 0.16 | 0.16 | 0.17 | 0.18 | 0.19 | 0.21 | 0.22 | 0.24 | 0.26 | 0.28 | 0.3 | 0.3 | 0.3 | 0.3 | 0.3 | 0.3 | 0.3 | 0.3 | 0.3 | 0.3 | 0.3 | 0.3 | 0.3 | 0.3 | 0.3 | 0.3 | 0.3 | 0.3 | 0.3 | 0.3 | 0.3 | 0.3 | 0.3 | 0.3 | 0.3 | 0.3 | 0.3 | 0.3 | 0.3 | 0.3 | 0.3 | 0.3 | 0.3 | 0.3 | 0.3 | 0.3 | 0.3 | 0.3 | 0.3 | 0.3 | 0.3 | 0.3 | 0.3 | 0.3 | 0.3 | 0.3 | 0.3 | 0.3 | 0.3 | 0.3 | 0.3 | 0.3 | 0.3 | 0.3 | 0.3 | 0 | 0 | 0 | 0 | 0 | 0 | 0 | 0 | 0 | 0 | 0 | 0 | 0 | 0 | 0 | 0 | 0 | 0 | 0 | 0 | 0 | 0 | 0 | 0
[19 empty] | Fixed capex | Input | £000s | 2.5015 | 2.5015 | 2.5015 | 2.5015 | 2.5015 | 2.5015 | 2.5015 | 2.5015 | 2.5015 | 2.5015 | 3.7061 | 2.9239 | 2.8891 | 3.006 | 3.0681 | 3.0787 | 3.069 | 3.1631 | 3.2446 | 3.3315 | 3.3353 | 3.5562 | 3.6935 | 3.9578 | 4.0816 | 4.0816 | 4.0816 | 4.0816 | 4.0816 | 4.0816 | 4.0816 | 4.0816 | 4.0816 | 4.0816 | 4.0816 | 4.0816 | 4.0816 | 4.0816 | 4.0816 | 4.0816 | 4.0816 | 4.0816 | 4.0816 | 4.0816 | 4.0816 | 4.0816 | 4.0816 | 4.0816 | 4.0816 | 4.0816 | 4.0816 | 4.0816 | 4.0816 | 4.0816 | 4.0816 | 4.0816 | 4.0816 | 4.0816 | 4.0816 | 4.0816 | 4.0816 | 4.0816 | 4.0816 | 4.0816 | 4.0816 | 4.0816 | 4.0816 | 4.0816 | 4.0816 | 4.0816 | 4.0816 | 4.0816 | 4.0816 | 4.0816 | 4.0816 | 4.0816 | 4.0816 | 4.0816 | 4.0816 | 4.0816 | 0 | 0 | 0 | 0 | 0 | 0 | 0 | 0 | 0 | 0 | 0 | 0 | 0 | 0 | 0 | 0 | 0 | 0 | 0 | 0 | 0 | 0 | 0 | 0
[19 empty] | Variable capex | Input | £000s | 53.2978 | 53.2978 | 53.2978 | 53.2978 | 53.2978 | 53.2978 | 53.2978 | 53.2978 | 53.2978 | 53.2978 | 85.7699 | 69.3862 | 68.6538 | 71.7326 | 73.7326 | 74.4331 | 74.4784 | 77.0707 | 79.5283 | 82.1574 | 82.6846 | 88.5061 | 92.5196 | 99.5784 | 103.2351 | 103.2351 | 103.2351 | 103.2351 | 103.2351 | 103.2351 | 103.2351 | 103.2351 | 103.2351 | 103.2351 | 103.2351 | 103.2351 | 103.2351 | 103.2351 | 103.2351 | 103.2351 | 103.2351 | 103.2351 | 103.2351 | 103.2351 | 103.2351 | 103.2351 | 103.2351 | 103.2351 | 103.2351 | 103.2351 | 103.2351 | 103.2351 | 103.2351 | 103.2351 | 103.2351 | 103.2351 | 103.2351 | 103.2351 | 103.2351 | 103.2351 | 103.2351 | 103.2351 | 103.2351 | 103.2351 | 103.2351 | 103.2351 | 103.2351 | 103.2351 | 103.2351 | 103.2351 | 103.2351 | 103.2351 | 103.2351 | 103.2351 | 103.2351 | 103.2351 | 103.2351 | 103.2351 | 103.2351 | 103.2351 | 0 | 0 | 0 | 0 | 0 | 0 | 0 | 0 | 0 | 0 | 0 | 0 | 0 | 0 | 0 | 0 | 0 | 0 | 0 | 0 | 0 | 0 | 0 | 0
[19 empty] | Financing costs | Input | £000s | 0 | 0 | 0 | 0 | 0 | 0 | 0 | 0 | 0 | 0 | 0 | 0 | 0 | 0 | 0 | 0 | 0 | 0 | 0 | 0 | 0 | 0 | 0 | 0 | 0 | 0 | 0 | 0 | 0 | 0 | 0 | 0 | 0 | 0 | 0 | 0 | 0 | 0 | 0 | 0 | 0 | 0 | 0 | 0 | 0 | 0 | 0 | 0 | 0 | 0 | 0 | 0 | 0 | 0 | 0 | 0 | 0 | 0 | 0 | 0 | 0 | 0 | 0 | 0 | 0 | 0 | 0 | 0 | 0 | 0 | 0 | 0 | 0 | 0 | 0 | 0 | 0 | 0 | 0 | 0
[19 empty] | Fixed opex | Input | £000s | 0 | 0 | 0 | 0 | 0 | 0 | 0 | 0 | 0 | 0 | 0 | 0 | 0 | 0 | 0 | 0 | 0 | 0 | 0 | 0 | 0 | 0 | 0 | 0 | 0 | 0 | 0 | 0 | 0 | 0 | 0 | 0 | 0 | 0 | 0 | 0 | 0 | 0 | 0 | 0 | 0 | 0 | 0 | 0 | 0 | 0 | 0 | 0 | 0 | 0 | 0 | 0 | 0 | 0 | 0 | 0 | 0 | 0 | 0 | 0 | 0 | 0 | 0 | 0 | 0 | 0 | 0 | 0 | 0 | 0 | 0 | 0 | 0 | 0 | 0 | 0 | 0 | 0 | 0 | 0 | 0 | 0 | 0 | 0 | 0 | 0 | 0 | 0 | 0 | 0 | 0 | 0 | 0 | 0 | 0 | 0 | 0 | 0 | 0 | 0 | 0 | 0 | 0 | 0
[19 empty] | Variable opex | Input | £000s | 5.922 | 5.922 | 5.922 | 5.922 | 5.922 | 5.922 | 5.922 | 5.922 | 5.922 | 5.922 | 8.7737 | 6.922 | 6.8397 | 7.1164 | 7.2634 | 7.2885 | 7.2656 | 7.4883 | 7.6813 | 7.8869 | 7.896 | 8.4189 | 8.7439 | 9.3696 | 9.6628 | 9.6628 | 9.6628 | 9.6628 | 9.6628 | 9.6628 | 9.6628 | 9.6628 | 9.6628 | 9.6628 | 9.6628 | 9.6628 | 9.6628 | 9.6628 | 9.6628 | 9.6628 | 9.6628 | 9.6628 | 9.6628 | 9.6628 | 9.6628 | 9.6628 | 9.6628 | 9.6628 | 9.6628 | 9.6628 | 9.6628 | 9.6628 | 9.6628 | 9.6628 | 9.6628 | 9.6628 | 9.6628 | 9.6628 | 9.6628 | 9.6628 | 9.6628 | 9.6628 | 9.6628 | 9.6628 | 9.6628 | 9.6628 | 9.6628 | 9.6628 | 9.6628 | 9.6628 | 9.6628 | 9.6628 | 9.6628 | 9.6628 | 9.6628 | 9.6628 | 9.6628 | 9.6628 | 9.6628 | 9.6628 | 0 | 0 | 0 | 0 | 0 | 0 | 0 | 0 | 0 | 0 | 0 | 0 | 0 | 0 | 0 | 0 | 0 | 0 | 0 | 0 | 0 | 0 | 0 | 0
[19 empty] | Opex savings | Input | £000s | 0 | 0 | 0 | 0 | 0 | 0 | 0 | 0 | 0 | 0 | 0 | 3.9543 | 3.9543 | 3.9543 | 4.2585 | 4.8669 | 4.8669 | 5.1711 | 5.4752 | 5.7794 | 6.3878 | 6.692 | 7.3003 | 7.9087 | 8.517 | 8.517 | 8.517 | 8.517 | 8.517 | 8.517 | 8.517 | 8.517 | 8.517 | 8.517 | 8.517 | 8.517 | 8.517 | 8.517 | 8.517 | 8.517 | 8.517 | 8.517 | 8.517 | 8.517 | 8.517 | 8.517 | 8.517 | 8.517 | 8.517 | 8.517 | 8.517 | 8.517 | 8.517 | 8.517 | 8.517 | 8.517 | 8.517 | 8.517 | 8.517 | 8.517 | 8.517 | 8.517 | 8.517 | 8.517 | 8.517 | 8.517 | 8.517 | 8.517 | 8.517 | 8.517 | 8.517 | 8.517 | 8.517 | 8.517 | 8.517 | 8.517 | 8.517 | 8.517 | 8.517 | 8.517 | 0 | 0 | 0 | 0 | 0 | 0 | 0 | 0 | 0 | 0 | 0 | 0 | 0 | 0 | 0 | 0 | 0 | 0 | 0 | 0 | 0 | 0 | 0 | 0
[19 empty] | Fixed env & social | Input | £000s | 0 | 0 | 0 | 0 | 0 | 0 | 0 | 0 | 0 | 0 | 0 | 0 | 0 | 0 | 0 | 0 | 0 | 0 | 0 | 0 | 0 | 0 | 0 | 0 | 0 | 0 | 0 | 0 | 0 | 0 | 0 | 0 | 0 | 0 | 0 | 0 | 0 | 0 | 0 | 0 | 0 | 0 | 0 | 0 | 0 | 0 | 0 | 0 | 0 | 0 | 0 | 0 | 0 | 0 | 0 | 0 | 0 | 0 | 0 | 0 | 0 | 0 | 0 | 0 | 0 | 0 | 0 | 0 | 0 | 0 | 0 | 0 | 0 | 0 | 0 | 0 | 0 | 0 | 0 | 0 | 0 | 0 | 0 | 0 | 0 | 0 | 0 | 0 | 0 | 0 | 0 | 0 | 0 | 0 | 0 | 0 | 0 | 0 | 0 | 0 | 0 | 0 | 0 | 0
[19 empty] | Variable env & social | Input | £000s | 0 | 0 | 0 | 0 | 0 | 0 | 0 | 0 | 0 | 0 | 8.5901 | 8.9451 | 8.9556 | 9.6985 | 10.5525 | 11.1518 | 11.4686 | 12.2111 | 13.1197 | 14.1028 | 14.6647 | 16.0726 | 17.4456 | 19.247 | 20.5318 | 20.5318 | 20.5318 | 20.5318 | 20.5318 | 20.5318 | 20.5318 | 20.5318 | 20.5318 | 20.5318 | 20.5318 | 20.5318 | 20.5318 | 20.5318 | 20.5318 | 20.5318 | 20.5318 | 20.5318 | 20.5318 | 20.5318 | 20.5318 | 20.5318 | 20.5318 | 20.5318 | 20.5318 | 20.5318 | 20.5318 | 20.5318 | 20.5318 | 20.5318 | 20.5318 | 20.5318 | 20.5318 | 20.5318 | 20.5318 | 20.5318 | 20.5318 | 20.5318 | 20.5318 | 20.5318 | 20.5318 | 20.5318 | 20.5318 | 20.5318 | 20.5318 | 20.5318 | 20.5318 | 20.5318 | 20.5318 | 20.5318 | 20.5318 | 20.5318 | 20.5318 | 20.5318 | 20.5318 | 20.5318 | 0 | 0 | 0 | 0 | 0 | 0 | 0 | 0 | 0 | 0 | 0 | 0 | 0 | 0 | 0 | 0 | 0 | 0 | 0 | 0 | 0 | 0 | 0 | 0
[19 empty] | Fixed carbon costs | Input | £000s | 0 | 0 | 0 | 0 | 0 | 0 | 0 | 0 | 0 | 0 | 0 | 0 | 0 | 0 | 0 | 0 | 0 | 0 | 0 | 0 | 0 | 0 | 0 | 0 | 0 | 0 | 0 | 0 | 0 | 0 | 0 | 0 | 0 | 0 | 0 | 0 | 0 | 0 | 0 | 0 | 0 | 0 | 0 | 0 | 0 | 0 | 0 | 0 | 0 | 0 | 0 | 0 | 0 | 0 | 0 | 0 | 0 | 0 | 0 | 0 | 0 | 0 | 0 | 0 | 0 | 0 | 0 | 0 | 0 | 0 | 0 | 0 | 0 | 0 | 0 | 0 | 0 | 0 | 0 | 0 | 0 | 0 | 0 | 0 | 0 | 0 | 0 | 0 | 0 | 0 | 0 | 0 | 0 | 0 | 0 | 0 | 0 | 0 | 0 | 0 | 0 | 0 | 0 | 0
[19 empty] | Variable carbon costs | Input | £000s | 44.19 | 44.19 | 44.19 | 44.19 | 44.19 | 44.19 | 44.19 | 44.19 | 44.19 | 44.19 | 65.47 | 51.66 | 51.04 | 53.11 | 54.2 | 54.39 | 54.22 | 55.88 | 57.32 | 58.86 | 58.92 | 62.83 | 65.25 | 69.92 | 72.11 | 72.11 | 72.11 | 72.11 | 72.11 | 72.11 | 72.11 | 72.11 | 72.11 | 72.11 | 72.11 | 72.11 | 72.11 | 72.11 | 72.11 | 72.11 | 72.11 | 72.11 | 72.11 | 72.11 | 72.11 | 72.11 | 72.11 | 72.11 | 72.11 | 72.11 | 72.11 | 72.11 | 72.11 | 72.11 | 72.11 | 72.11 | 72.11 | 72.11 | 72.11 | 72.11 | 72.11 | 72.11 | 72.11 | 72.11 | 72.11 | 72.11 | 72.11 | 72.11 | 72.11 | 72.11 | 72.11 | 72.11 | 72.11 | 72.11 | 72.11 | 72.11 | 72.11 | 72.11 | 72.11 | 72.11 | 0 | 0 | 0 | 0 | 0 | 0 | 0 | 0 | 0 | 0 | 0 | 0 | 0 | 0 | 0 | 0 | 0 | 0 | 0 | 0 | 0 | 0 | 0 | 0
[19 empty] | Customer willingness to pay | Input | £000s | 0 | 0 | 0 | 0 | 0 | 0 | 0 | 0 | 0 | 0 | 0 | 0 | 0 | 0 | 0 | 0 | 0 | 0 | 0 | 0 | 0 | 0 | 0 | 0 | 0 | 0 | 0 | 0 | 0 | 0 | 0 | 0 | 0 | 0 | 0 | 0 | 0 | 0 | 0 | 0 | 0 | 0 | 0 | 0 | 0 | 0 | 0 | 0 | 0 | 0 | 0 | 0 | 0 | 0 | 0 | 0 | 0 | 0 | 0 | 0 | 0 | 0 | 0 | 0 | 0 | 0 | 0 | 0 | 0 | 0 | 0 | 0 | 0 | 0 | 0 | 0 | 0 | 0 | 0 | 0 | 0 | 0 | 0 | 0 | 0 | 0 | 0 | 0 | 0 | 0 | 0 | 0 | 0 | 0 | 0 | 0 | 0 | 0 | 0 | 0 | 0 | 0 | 0 | 0
[19 empty] | Total | Sum of above (excl WAFU) | £000s | 105.9112 | 105.9112 | 105.9112 | 105.9112 | 105.9112 | 105.9112 | 105.9112 | 105.9112 | 105.9112 | 105.9112 | 172.3097 | 143.7915 | 142.3325 | 148.6178 | 153.0752 | 155.209 | 155.3685 | 160.9842 | 166.3692 | 172.118 | 173.8884 | 186.0757 | 194.953 | 209.9816 | 218.1383 | 218.1383 | 218.1383 | 218.1383 | 218.1383 | 218.1383 | 218.1383 | 218.1383 | 218.1383 | 218.1383 | 218.1383 | 218.1383 | 218.1383 | 218.1383 | 218.1383 | 218.1383 | 218.1383 | 218.1383 | 218.1383 | 218.1383 | 218.1383 | 218.1383 | 218.1383 | 218.1383 | 218.1383 | 218.1383 | 218.1383 | 218.1383 | 218.1383 | 218.1383 | 218.1383 | 218.1383 | 218.1383 | 218.1383 | 218.1383 | 218.1383 | 218.1383 | 218.1383 | 218.1383 | 218.1383 | 218.1383 | 218.1383 | 218.1383 | 218.1383 | 218.1383 | 218.1383 | 218.1383 | 218.1383 | 218.1383 | 218.1383 | 218.1383 | 218.1383 | 218.1383 | 218.1383 | 218.1383 | 218.1383 | 0 | 0 | 0 | 0 | 0 | 0 | 0 | 0 | 0 | 0 | 0 | 0 | 0 | 0 | 0 | 0 | 0 | 0 | 0 | 0 | 0 | 0 | 0 | 0
59.2a | Options to reduce Distribution System Operating Use (DSOU) losses | [20 empty] | 0 | 0 | 0 | 0 | 0 | 0 | 0 | 0 | 0 | 0 | 0 | 0 | 0 | 0 | 0 | 0 | 0 | 0 | 0 | 0 | 0 | 0 | 0 | 0 | 0 | 0 | 0 | 0 | 0 | 0 | 0 | 0 | 0 | 0 | 0 | 0 | 0 | 0 | 0 | 0 | 0 | 0 | 0 | 0 | 0 | 0 | 0 | 0 | 0 | 0 | 0 | 0 | 0 | 0 | 0 | 0 | 0 | 0 | 0 | 0 | 0 | 0 | 0 | 0 | 0 | 0 | 0 | 0 | 0 | 0 | 0 | 0 | 0 | 0 | 0 | 0 | 0 | 0 | 0 | 0 | 0 | 0 | 0 | 0 | 0 | 0 | 0 | 0 | 0 | 0 | 0 | 0 | 0 | 0 | 0 | 0 | 0 | 0 | 0 | 0 | 0 | 0 | 0 | 0
60a | PRODUCTION SIDE | bar: 1 Year 1 to 80 Year 80
60.1a | Options to reduce treatment works losses | [20 empty] | 0 | 0 | 0 | 0 | 0 | 0 | 0 | 0 | 0 | 0 | 0 | 0 | 0 | 0 | 0 | 0 | 0 | 0 | 0 | 0 | 0 | 0 | 0 | 0 | 0 | 0 | 0 | 0 | 0 | 0 | 0 | 0 | 0 | 0 | 0 | 0 | 0 | 0 | 0 | 0 | 0 | 0 | 0 | 0 | 0 | 0 | 0 | 0 | 0 | 0 | 0 | 0 | 0 | 0 | 0 | 0 | 0 | 0 | 0 | 0 | 0 | 0 | 0 | 0 | 0 | 0 | 0 | 0 | 0 | 0 | 0 | 0 | 0 | 0 | 0 | 0 | 0 | 0 | 0 | 0 | 0 | 0 | 0 | 0 | 0 | 0 | 0 | 0 | 0 | 0 | 0 | 0 | 0 | 0 | 0 | 0 | 0 | 0 | 0 | 0 | 0 | 0 | 0 | 0
60.2a | Options to reduce outage | [20 empty] | 0 | 0 | 0 | 0 | 0 | 0 | 0 | 0 | 0 | 0 | 0 | 0 | 0 | 0 | 0 | 0 | 0 | 0 | 0 | 0 | 0 | 0 | 0 | 0 | 0 | 0 | 0 | 0 | 0 | 0 | 0 | 0 | 0 | 0 | 0 | 0 | 0 | 0 | 0 | 0 | 0 | 0 | 0 | 0 | 0 | 0 | 0 | 0 | 0 | 0 | 0 | 0 | 0 | 0 | 0 | 0 | 0 | 0 | 0 | 0 | 0 | 0 | 0 | 0 | 0 | 0 | 0 | 0 | 0 | 0 | 0 | 0 | 0 | 0 | 0 | 0 | 0 | 0 | 0 | 0 | 0 | 0 | 0 | 0 | 0 | 0 | 0 | 0 | 0 | 0 | 0 | 0 | 0 | 0 | 0 | 0 | 0 | 0 | 0 | 0 | 0 | 0 | 0 | 0
61a | CUSTOMER SIDE | bar: 1 Year 1 to 80 Year 80
61.1a | Options to change volume delivered to measured households | [20 empty] | 0 | 0 | 0 | 0 | 0 | 0 | 0 | 0 | 0 | 0 | 0 | 0 | 0 | 0 | 0 | 0 | 0 | 0 | 0 | 0 | 0 | 0 | 0 | 0 | 0 | 0 | 0 | 0 | 0 | 0 | 0 | 0 | 0 | 0 | 0 | 0 | 0 | 0 | 0 | 0 | 0 | 0 | 0 | 0 | 0 | 0 | 0 | 0 | 0 | 0 | 0 | 0 | 0 | 0 | 0 | 0 | 0 | 0 | 0 | 0 | 0 | 0 | 0 | 0 | 0 | 0 | 0 | 0 | 0 | 0 | 0 | 0 | 0 | 0 | 0 | 0 | 0 | 0 | 0 | 0 | 0 | 0 | 0 | 0 | 0 | 0 | 0 | 0 | 0 | 0 | 0 | 0 | 0 | 0 | 0 | 0 | 0 | 0 | 0 | 0 | 0 | 0 | 0 | 0
58.1x | Home water efficiency checks including social housing | WE003 | Demand | Y | 2020-21 | Capacity | 0.0087901 | 35.4406 | 0 | 133.9529 | 0 | 0 | 0 | 133.9529 | 377.9642 | 377.9642 | 3 | 3 | Gains in WAFU / Savings in demand | Input | Ml/d | 0.00084525 | 0.001644 | 0.0023989 | 0.0031122 | 0.0037863 | 0.0044233 | 0.0050252 | 0.0055941 | 0.0061317 | 0.0066397 | 0.0071198 | 0.0075734 | 0.0080022 | 0.0084073 | 0.0087901 | 0.0083067 | 0.0078498 | 0.0074181 | 0.0070101 | 0.0066245 | 0.0059875 | 0.0053855 | 0.0048167 | 0.0042791 | 0.0037711 | 0.003291 | 0.0028373 | 0.0024086 | 0.0020035 | 0.0016206 | 0.0012588 | 0.00091695 | 0.00059385 | 0.00028853 | 0 | 0 | 0 | 0 | 0 | 0 | 0 | 0 | 0 | 0 | 0 | 0 | 0 | 0 | 0 | 0 | 0 | 0 | 0 | 0 | 0 | 0 | 0 | 0 | 0 | 0 | 0 | 0 | 0 | 0 | 0 | 0 | 0 | 0 | 0 | 0 | 0 | 0 | 0 | 0 | 0 | 0 | 0 | 0 | 0 | 0 | 0 | 0 | 0 | 0 | 0 | 0 | 0 | 0 | 0 | 0 | 0 | 0 | 0 | 0 | 0 | 0 | 0 | 0 | 0 | 0 | 0 | 0 | 0 | 0
| This is a company wide decision, and the AIC reflects the company wide costs and demand benefits for measured and unmeasured water efficiency programmes | [17 empty] | Fixed capex | Input | £000s | 0 | 0 | 0 | 0 | 0 | 0 | 0 | 0 | 0 | 0 | 0 | 0 | 0 | 0 | 0 | 0 | 0 | 0 | 0 | 0 | 0 | 0 | 0 | 0 | 0 | 0 | 0 | 0 | 0 | 0 | 0 | 0 | 0 | 0 | 0 | 0 | 0 | 0 | 0 | 0 | 0 | 0 | 0 | 0 | 0 | 0 | 0 | 0 | 0 | 0 | 0 | 0 | 0 | 0 | 0 | 0 | 0 | 0 | 0 | 0 | 0 | 0 | 0 | 0 | 0 | 0 | 0 | 0 | 0 | 0 | 0 | 0 | 0 | 0 | 0 | 0 | 0 | 0 | 0 | 0 | 0 | 0 | 0 | 0 | 0 | 0 | 0 | 0 | 0 | 0 | 0 | 0 | 0 | 0 | 0 | 0 | 0 | 0 | 0 | 0 | 0 | 0 | 0 | 0
[19 empty] | Variable capex | Input | £000s | 0 | 0 | 0 | 0 | 0 | 0 | 0 | 0 | 0 | 0 | 0 | 0 | 0 | 0 | 0 | 0 | 0 | 0 | 0 | 0 | 0 | 0 | 0 | 0 | 0 | 0 | 0 | 0 | 0 | 0 | 0 | 0 | 0 | 0 | 0 | 0 | 0 | 0 | 0 | 0 | 0 | 0 | 0 | 0 | 0 | 0 | 0 | 0 | 0 | 0 | 0 | 0 | 0 | 0 | 0 | 0 | 0 | 0 | 0 | 0 | 0 | 0 | 0 | 0 | 0 | 0 | 0 | 0 | 0 | 0 | 0 | 0 | 0 | 0 | 0 | 0 | 0 | 0 | 0 | 0 | 0 | 0 | 0 | 0 | 0 | 0 | 0 | 0 | 0 | 0 | 0 | 0 | 0 | 0 | 0 | 0 | 0 | 0 | 0 | 0 | 0 | 0 | 0 | 0
[19 empty] | Financing costs | Input | £000s | 0 | 0 | 0 | 0 | 0 | 0 | 0 | 0 | 0 | 0 | 0 | 0 | 0 | 0 | 0 | 0 | 0 | 0 | 0 | 0 | 0 | 0 | 0 | 0 | 0 | 0 | 0 | 0 | 0 | 0 | 0 | 0 | 0 | 0 | 0 | 0 | 0 | 0 | 0 | 0 | 0 | 0 | 0 | 0 | 0 | 0 | 0 | 0 | 0 | 0 | 0 | 0 | 0 | 0 | 0 | 0 | 0 | 0 | 0 | 0 | 0 | 0 | 0 | 0 | 0 | 0 | 0 | 0 | 0 | 0 | 0 | 0 | 0 | 0 | 0 | 0 | 0 | 0 | 0 | 0
[19 empty] | Fixed opex | Input | £000s | 0 | 0 | 0 | 0 | 0 | 0 | 0 | 0 | 0 | 0 | 0 | 0 | 0 | 0 | 0 | 0 | 0 | 0 | 0 | 0 | 0 | 0 | 0 | 0 | 0 | 0 | 0 | 0 | 0 | 0 | 0 | 0 | 0 | 0 | 0 | 0 | 0 | 0 | 0 | 0 | 0 | 0 | 0 | 0 | 0 | 0 | 0 | 0 | 0 | 0 | 0 | 0 | 0 | 0 | 0 | 0 | 0 | 0 | 0 | 0 | 0 | 0 | 0 | 0 | 0 | 0 | 0 | 0 | 0 | 0 | 0 | 0 | 0 | 0 | 0 | 0 | 0 | 0 | 0 | 0 | 0 | 0 | 0 | 0 | 0 | 0 | 0 | 0 | 0 | 0 | 0 | 0 | 0 | 0 | 0 | 0 | 0 | 0 | 0 | 0 | 0 | 0 | 0 | 0
[19 empty] | Variable opex | Input | £000s | 1.5266 | 3.0533 | 4.5799 | 6.1066 | 7.6332 | 9.1599 | 10.6865 | 12.2132 | 13.7398 | 15.2665 | 16.7931 | 18.3198 | 19.8464 | 21.3731 | 22.8997 | 0 | 0 | 0 | 0 | 0 | 0 | 0 | 0 | 0 | 0 | 0 | 0 | 0 | 0 | 0 | 0 | 0 | 0 | 0 | 0 | 0 | 0 | 0 | 0 | 0 | 0 | 0 | 0 | 0 | 0 | 0 | 0 | 0 | 0 | 0 | 0 | 0 | 0 | 0 | 0 | 0 | 0 | 0 | 0 | 0 | 0 | 0 | 0 | 0 | 0 | 0 | 0 | 0 | 0 | 0 | 0 | 0 | 0 | 0 | 0 | 0 | 0 | 0 | 0 | 0 | 0 | 0 | 0 | 0 | 0 | 0 | 0 | 0 | 0 | 0 | 0 | 0 | 0 | 0 | 0 | 0 | 0 | 0 | 0 | 0 | 0 | 0 | 0 | 0
[19 empty] | Opex savings | Input | £000s | 0 | 0 | 0 | 0 | 0 | 0 | 0 | 0 | 0 | 0 | 0 | 0 | 0 | 0 | 0 | 0 | 0 | 0 | 0 | 0 | 0 | 0 | 0 | 0 | 0 | 0 | 0 | 0 | 0 | 0 | 0 | 0 | 0 | 0 | 0 | 0 | 0 | 0 | 0 | 0 | 0 | 0 | 0 | 0 | 0 | 0 | 0 | 0 | 0 | 0 | 0 | 0 | 0 | 0 | 0 | 0 | 0 | 0 | 0 | 0 | 0 | 0 | 0 | 0 | 0 | 0 | 0 | 0 | 0 | 0 | 0 | 0 | 0 | 0 | 0 | 0 | 0 | 0 | 0 | 0 | 0 | 0 | 0 | 0 | 0 | 0 | 0 | 0 | 0 | 0 | 0 | 0 | 0 | 0 | 0 | 0 | 0 | 0 | 0 | 0 | 0 | 0 | 0 | 0
[19 empty] | Fixed env & social | Input | £000s | 0 | 0 | 0 | 0 | 0 | 0 | 0 | 0 | 0 | 0 | 0 | 0 | 0 | 0 | 0 | 0 | 0 | 0 | 0 | 0 | 0 | 0 | 0 | 0 | 0 | 0 | 0 | 0 | 0 | 0 | 0 | 0 | 0 | 0 | 0 | 0 | 0 | 0 | 0 | 0 | 0 | 0 | 0 | 0 | 0 | 0 | 0 | 0 | 0 | 0 | 0 | 0 | 0 | 0 | 0 | 0 | 0 | 0 | 0 | 0 | 0 | 0 | 0 | 0 | 0 | 0 | 0 | 0 | 0 | 0 | 0 | 0 | 0 | 0 | 0 | 0 | 0 | 0 | 0 | 0 | 0 | 0 | 0 | 0 | 0 | 0 | 0 | 0 | 0 | 0 | 0 | 0 | 0 | 0 | 0 | 0 | 0 | 0 | 0 | 0 | 0 | 0 | 0 | 0
[19 empty] | Variable env & social | Input | £000s | 0 | 0 | 0 | 0 | 0 | 0 | 0 | 0 | 0 | 0 | 0 | 0 | 0 | 0 | 0 | 0 | 0 | 0 | 0 | 0 | 0 | 0 | 0 | 0 | 0 | 0 | 0 | 0 | 0 | 0 | 0 | 0 | 0 | 0 | 0 | 0 | 0 | 0 | 0 | 0 | 0 | 0 | 0 | 0 | 0 | 0 | 0 | 0 | 0 | 0 | 0 | 0 | 0 | 0 | 0 | 0 | 0 | 0 | 0 | 0 | 0 | 0 | 0 | 0 | 0 | 0 | 0 | 0 | 0 | 0 | 0 | 0 | 0 | 0 | 0 | 0 | 0 | 0 | 0 | 0 | 0 | 0 | 0 | 0 | 0 | 0 | 0 | 0 | 0 | 0 | 0 | 0 | 0 | 0 | 0 | 0 | 0 | 0 | 0 | 0 | 0 | 0 | 0 | 0
[19 empty] | Fixed carbon costs | Input | £000s | 0 | 0 | 0 | 0 | 0 | 0 | 0 | 0 | 0 | 0 | 0 | 0 | 0 | 0 | 0 | 0 | 0 | 0 | 0 | 0 | 0 | 0 | 0 | 0 | 0 | 0 | 0 | 0 | 0 | 0 | 0 | 0 | 0 | 0 | 0 | 0 | 0 | 0 | 0 | 0 | 0 | 0 | 0 | 0 | 0 | 0 | 0 | 0 | 0 | 0 | 0 | 0 | 0 | 0 | 0 | 0 | 0 | 0 | 0 | 0 | 0 | 0 | 0 | 0 | 0 | 0 | 0 | 0 | 0 | 0 | 0 | 0 | 0 | 0 | 0 | 0 | 0 | 0 | 0 | 0 | 0 | 0 | 0 | 0 | 0 | 0 | 0 | 0 | 0 | 0 | 0 | 0 | 0 | 0 | 0 | 0 | 0 | 0 | 0 | 0 | 0 | 0 | 0 | 0
[19 empty] | Variable carbon costs | Input | £000s | 0 | 0 | 0 | 0 | 0 | 0 | 0 | 0 | 0 | 0 | 0 | 0 | 0 | 0 | 0 | 0 | 0 | 0 | 0 | 0 | 0 | 0 | 0 | 0 | 0 | 0 | 0 | 0 | 0 | 0 | 0 | 0 | 0 | 0 | 0 | 0 | 0 | 0 | 0 | 0 | 0 | 0 | 0 | 0 | 0 | 0 | 0 | 0 | 0 | 0 | 0 | 0 | 0 | 0 | 0 | 0 | 0 | 0 | 0 | 0 | 0 | 0 | 0 | 0 | 0 | 0 | 0 | 0 | 0 | 0 | 0 | 0 | 0 | 0 | 0 | 0 | 0 | 0 | 0 | 0 | 0 | 0 | 0 | 0 | 0 | 0 | 0 | 0 | 0 | 0 | 0 | 0 | 0 | 0 | 0 | 0 | 0 | 0 | 0 | 0 | 0 | 0 | 0 | 0
[19 empty] | Customer willingness to pay | Input | £000s | 0 | 0 | 0 | 0 | 0 | 0 | 0 | 0 | 0 | 0 | 0 | 0 | 0 | 0 | 0 | 0 | 0 | 0 | 0 | 0 | 0 | 0 | 0 | 0 | 0 | 0 | 0 | 0 | 0 | 0 | 0 | 0 | 0 | 0 | 0 | 0 | 0 | 0 | 0 | 0 | 0 | 0 | 0 | 0 | 0 | 0 | 0 | 0 | 0 | 0 | 0 | 0 | 0 | 0 | 0 | 0 | 0 | 0 | 0 | 0 | 0 | 0 | 0 | 0 | 0 | 0 | 0 | 0 | 0 | 0 | 0 | 0 | 0 | 0 | 0 | 0 | 0 | 0 | 0 | 0 | 0 | 0 | 0 | 0 | 0 | 0 | 0 | 0 | 0 | 0 | 0 | 0 | 0 | 0 | 0 | 0 | 0 | 0 | 0 | 0 | 0 | 0 | 0 | 0
[19 empty] | Total | Sum of above (excl WAFU) | £000s | 1.5266 | 3.0533 | 4.5799 | 6.1066 | 7.6332 | 9.1599 | 10.6865 | 12.2132 | 13.7398 | 15.2665 | 16.7931 | 18.3198 | 19.8464 | 21.3731 | 22.8997 | 0 | 0 | 0 | 0 | 0 | 0 | 0 | 0 | 0 | 0 | 0 | 0 | 0 | 0 | 0 | 0 | 0 | 0 | 0 | 0 | 0 | 0 | 0 | 0 | 0 | 0 | 0 | 0 | 0 | 0 | 0 | 0 | 0 | 0 | 0 | 0 | 0 | 0 | 0 | 0 | 0 | 0 | 0 | 0 | 0 | 0 | 0 | 0 | 0 | 0 | 0 | 0 | 0 | 0 | 0 | 0 | 0 | 0 | 0 | 0 | 0 | 0 | 0 | 0 | 0 | 0 | 0 | 0 | 0 | 0 | 0 | 0 | 0 | 0 | 0 | 0 | 0 | 0 | 0 | 0 | 0 | 0 | 0 | 0 | 0 | 0 | 0 | 0 | 0
61.2a | Options to change volume delivered to unmeasured households | [20 empty] | 0 | 0 | 0 | 0 | 0 | 0 | 0 | 0 | 0 | 0 | 0 | 0 | 0 | 0 | 0 | 0 | 0 | 0 | 0 | 0 | 0 | 0 | 0 | 0 | 0 | 0 | 0 | 0 | 0 | 0 | 0 | 0 | 0 | 0 | 0 | 0 | 0 | 0 | 0 | 0 | 0 | 0 | 0 | 0 | 0 | 0 | 0 | 0 | 0 | 0 | 0 | 0 | 0 | 0 | 0 | 0 | 0 | 0 | 0 | 0 | 0 | 0 | 0 | 0 | 0 | 0 | 0 | 0 | 0 | 0 | 0 | 0 | 0 | 0 | 0 | 0 | 0 | 0 | 0 | 0 | 0 | 0 | 0 | 0 | 0 | 0 | 0 | 0 | 0 | 0 | 0 | 0 | 0 | 0 | 0 | 0 | 0 | 0 | 0 | 0 | 0 | 0 | 0 | 0
58.1x | Enhanced Metering |  | Demand | Y | 2020-21 | Capacity | 35.7062 | 198975.7363 | 450072.3585 | 299535.8184 | 0 | 10126.8707 | 168162.8438 | 927897.8914 | 376.7335 | 466.3372 | 3 | 3 | Gains in WAFU / Savings in demand | Input | Ml/d | 3.2731 | 4.964 | 6.6772 | 8.4361 | 10.2206 | 14.1137 | 18.1353 | 22.2053 | 26.2404 | 30.3353 | 31.5773 | 32.6149 | 33.6508 | 34.6846 | 35.7062 | 33.4778 | 31.3251 | 29.2283 | 27.1642 | 25.2109 | 23.3221 | 21.4961 | 19.7296 | 18.025 | 16.3866 | 16.3866 | 16.3866 | 16.3866 | 16.3866 | 16.3866 | 16.3866 | 16.3866 | 16.3866 | 16.3866 | 16.3866 | 16.3866 | 16.3866 | 16.3866 | 16.3866 | 16.3866 | 16.3866 | 16.3866 | 16.3866 | 16.3866 | 16.3866 | 16.3866 | 16.3866 | 16.3866 | 16.3866 | 16.3866 | 16.3866 | 16.3866 | 16.3866 | 16.3866 | 16.3866 | 16.3866 | 16.3866 | 16.3866 | 16.3866 | 16.3866 | 16.3866 | 16.3866 | 16.3866 | 16.3866 | 16.3866 | 16.3866 | 16.3866 | 16.3866 | 16.3866 | 16.3866 | 16.3866 | 16.3866 | 16.3866 | 16.3866 | 16.3866 | 16.3866 | 16.3866 | 16.3866 | 16.3866 | 16.3866 | 0 | 0 | 0 | 0 | 0 | 0 | 0 | 0 | 0 | 0 | 0 | 0 | 0 | 0 | 0 | 0 | 0 | 0 | 0 | 0 | 0 | 0 | 0 | 0
| This is a company wide decision, and the AIC reflects the company wide costs and demand benefits | [17 empty] | Fixed capex | Input | £000s | 14360.5 | 14360.5 | 14360.5 | 14360.5 | 14360.5 | 26243.0561 | 26349.7341 | 26454.5657 | 26557.3459 | 26658.0745 | 17352.9756 | 17415.9828 | 17477.9243 | 17538.6669 | 17598.2106 | 6396.0653 | 6422.0653 | 6447.6153 | 6472.6653 | 6497.2153 | 14716.3041 | 14731.6604 | 14746.7571 | 14761.5615 | 14776.0738 | 20723.2517 | 20807.4917 | 20890.2737 | 20971.4357 | 21050.9777 | 14439.2252 | 14488.9798 | 14537.8929 | 14585.8593 | 14632.879 | 6396.0653 | 6422.0653 | 6447.6153 | 6472.6653 | 6497.2153 | 14716.3041 | 14731.6604 | 14746.7571 | 14761.5615 | 14776.0738 | 20723.2517 | 20807.4917 | 20890.2737 | 20971.4357 | 21050.9777 | 14439.2252 | 14488.9798 | 14537.8929 | 14585.8593 | 14632.879 | 6396.0653 | 6422.0653 | 6447.6153 | 6472.6653 | 6497.2153 | 14716.3041 | 14731.6604 | 14746.7571 | 14761.5615 | 14776.0738 | 20723.2517 | 20807.4917 | 20890.2737 | 20971.4357 | 21050.9777 | 14439.2252 | 14488.9798 | 14537.8929 | 14585.8593 | 14632.879 | 6396.0653 | 6422.0653 | 6447.6153 | 6472.6653 | 6497.2153 | 0 | 0 | 0 | 0 | 0 | 0 | 0 | 0 | 0 | 0 | 0 | 0 | 0 | 0 | 0 | 0 | 0 | 0 | 0 | 0 | 0 | 0 | 0 | 0
[19 empty] | Variable capex | Input | £000s | 0 | 0 | 0 | 0 | 0 | 0 | 0 | 0 | 0 | 0 | 0 | 0 | 0 | 0 | 0 | 0 | 0 | 0 | 0 | 0 | 0 | 0 | 0 | 0 | 0 | 0 | 0 | 0 | 0 | 0 | 0 | 0 | 0 | 0 | 0 | 0 | 0 | 0 | 0 | 0 | 0 | 0 | 0 | 0 | 0 | 0 | 0 | 0 | 0 | 0 | 0 | 0 | 0 | 0 | 0 | 0 | 0 | 0 | 0 | 0 | 0 | 0 | 0 | 0 | 0 | 0 | 0 | 0 | 0 | 0 | 0 | 0 | 0 | 0 | 0 | 0 | 0 | 0 | 0 | 0 | 0 | 0 | 0 | 0 | 0 | 0 | 0 | 0 | 0 | 0 | 0 | 0 | 0 | 0 | 0 | 0 | 0 | 0 | 0 | 0 | 0 | 0 | 0 | 0
[19 empty] | Financing costs | Input | £000s | 0 | 0 | 0 | 0 | 0 | 0 | 0 | 0 | 0 | 0 | 0 | 0 | 0 | 0 | 0 | 0 | 0 | 0 | 0 | 0 | 0 | 0 | 0 | 0 | 0 | 0 | 0 | 0 | 0 | 0 | 0 | 0 | 0 | 0 | 0 | 0 | 0 | 0 | 0 | 0 | 0 | 0 | 0 | 0 | 0 | 0 | 0 | 0 | 0 | 0 | 0 | 0 | 0 | 0 | 0 | 0 | 0 | 0 | 0 | 0 | 0 | 0 | 0 | 0 | 0 | 0 | 0 | 0 | 0 | 0 | 0 | 0 | 0 | 0 | 0 | 0 | 0 | 0 | 0 | 0
[19 empty] | Fixed opex | Input | £000s | 700 | 1400 | 2100 | 2800 | 3500 | 4779.2131 | 6063.6261 | 7353.1492 | 8647.6823 | 9947.1253 | 10622.3862 | 11300.7182 | 11982.0697 | 12666.382 | 13353.5967 | 13353.5967 | 13353.5967 | 13353.5967 | 13353.5967 | 13353.5967 | 13353.5967 | 13353.5967 | 13353.5967 | 13353.5967 | 13353.5967 | 13353.5967 | 13353.5967 | 13353.5967 | 13353.5967 | 13353.5967 | 13353.5967 | 13353.5967 | 13353.5967 | 13353.5967 | 13353.5967 | 13353.5967 | 13353.5967 | 13353.5967 | 13353.5967 | 13353.5967 | 13353.5967 | 13353.5967 | 13353.5967 | 13353.5967 | 13353.5967 | 13353.5967 | 13353.5967 | 13353.5967 | 13353.5967 | 13353.5967 | 13353.5967 | 13353.5967 | 13353.5967 | 13353.5967 | 13353.5967 | 13353.5967 | 13353.5967 | 13353.5967 | 13353.5967 | 13353.5967 | 13353.5967 | 13353.5967 | 13353.5967 | 13353.5967 | 13353.5967 | 13353.5967 | 13353.5967 | 13353.5967 | 13353.5967 | 13353.5967 | 13353.5967 | 13353.5967 | 13353.5967 | 13353.5967 | 13353.5967 | 13353.5967 | 13353.5967 | 13353.5967 | 13353.5967 | 13353.5967 | 0 | 0 | 0 | 0 | 0 | 0 | 0 | 0 | 0 | 0 | 0 | 0 | 0 | 0 | 0 | 0 | 0 | 0 | 0 | 0 | 0 | 0 | 0 | 0
[19 empty] | Variable opex | Input | £000s | 0 | 0 | 0 | 0 | 0 | 0 | 0 | 0 | 0 | 0 | 0 | 0 | 0 | 0 | 0 | 0 | 0 | 0 | 0 | 0 | 0 | 0 | 0 | 0 | 0 | 0 | 0 | 0 | 0 | 0 | 0 | 0 | 0 | 0 | 0 | 0 | 0 | 0 | 0 | 0 | 0 | 0 | 0 | 0 | 0 | 0 | 0 | 0 | 0 | 0 | 0 | 0 | 0 | 0 | 0 | 0 | 0 | 0 | 0 | 0 | 0 | 0 | 0 | 0 | 0 | 0 | 0 | 0 | 0 | 0 | 0 | 0 | 0 | 0 | 0 | 0 | 0 | 0 | 0 | 0 | 0 | 0 | 0 | 0 | 0 | 0 | 0 | 0 | 0 | 0 | 0 | 0 | 0 | 0 | 0 | 0 | 0 | 0 | 0 | 0 | 0 | 0 | 0 | 0
[19 empty] | Opex savings | Input | £000s | 0 | 0 | 0 | 0 | 0 | 0 | 0 | 0 | 0 | 0 | 0 | 0 | 0 | 0 | 0 | 0 | 0 | 0 | 0 | 0 | 0 | 0 | 0 | 0 | 0 | 0 | 0 | 0 | 0 | 0 | 0 | 0 | 0 | 0 | 0 | 0 | 0 | 0 | 0 | 0 | 0 | 0 | 0 | 0 | 0 | 0 | 0 | 0 | 0 | 0 | 0 | 0 | 0 | 0 | 0 | 0 | 0 | 0 | 0 | 0 | 0 | 0 | 0 | 0 | 0 | 0 | 0 | 0 | 0 | 0 | 0 | 0 | 0 | 0 | 0 | 0 | 0 | 0 | 0 | 0 | 0 | 0 | 0 | 0 | 0 | 0 | 0 | 0 | 0 | 0 | 0 | 0 | 0 | 0 | 0 | 0 | 0 | 0 | 0 | 0 | 0 | 0 | 0 | 0
[19 empty] | Fixed env & social | Input | £000s | 6937.7 | 6937.7 | 6937.7 | 6937.7 | 6937.7 | 12678.2807 | 12729.8179 | 12780.4631 | 12830.1172 | 12878.7802 | 6692.51 | 6722.9493 | 6752.8739 | 6782.2192 | 6810.9854 | 0 | 0 | 0 | 0 | 0 | 4475.8 | 4475.8 | 4475.8 | 4475.8 | 4475.8 | 8179.2884 | 8212.5372 | 8245.2105 | 8277.2444 | 8308.639 | 4317.6177 | 4337.2554 | 4356.5609 | 4375.4929 | 4394.0511 | 0 | 0 | 0 | 0 | 0 | 4475.8 | 4475.8 | 4475.8 | 4475.8 | 4475.8 | 8179.2884 | 8212.5372 | 8245.2105 | 8277.2444 | 8308.639 | 4317.6177 | 4337.2554 | 4356.5609 | 4375.4929 | 4394.0511 | 0 | 0 | 0 | 0 | 0 | 4475.8 | 4475.8 | 4475.8 | 4475.8 | 4475.8 | 8179.2884 | 8212.5372 | 8245.2105 | 8277.2444 | 8308.639 | 4317.6177 | 4337.2554 | 4356.5609 | 4375.4929 | 4394.0511 | 0 | 0 | 0 | 0 | 0 | 0 | 0 | 0 | 0 | 0 | 0 | 0 | 0 | 0 | 0 | 0 | 0 | 0 | 0 | 0 | 0 | 0 | 0 | 0 | 0 | 0 | 0 | 0 | 0
[19 empty] | Variable env & social | Input | £000s | 0 | 0 | 0 | 0 | 0 | 0 | 0 | 0 | 0 | 0 | 0 | 0 | 0 | 0 | 0 | 0 | 0 | 0 | 0 | 0 | 0 | 0 | 0 | 0 | 0 | 0 | 0 | 0 | 0 | 0 | 0 | 0 | 0 | 0 | 0 | 0 | 0 | 0 | 0 | 0 | 0 | 0 | 0 | 0 | 0 | 0 | 0 | 0 | 0 | 0 | 0 | 0 | 0 | 0 | 0 | 0 | 0 | 0 | 0 | 0 | 0 | 0 | 0 | 0 | 0 | 0 | 0 | 0 | 0 | 0 | 0 | 0 | 0 | 0 | 0 | 0 | 0 | 0 | 0 | 0 | 0 | 0 | 0 | 0 | 0 | 0 | 0 | 0 | 0 | 0 | 0 | 0 | 0 | 0 | 0 | 0 | 0 | 0 | 0 | 0 | 0 | 0 | 0 | 0
[19 empty] | Fixed carbon costs | Input | £000s | 421.1889 | 421.1889 | 421.1889 | 421.1889 | 421.1889 | 769.7005 | 772.8293 | 775.904 | 778.9185 | 781.8728 | 406.3034 | 408.1513 | 409.9681 | 411.7496 | 413.496 | 0 | 0 | 0 | 0 | 0 | 265.8883 | 265.8883 | 265.8883 | 265.8883 | 265.8883 | 485.8968 | 487.872 | 489.813 | 491.716 | 493.581 | 256.4913 | 257.6579 | 258.8048 | 259.9295 | 261.0319 | 0 | 0 | 0 | 0 | 0 | 265.8883 | 265.8883 | 265.8883 | 265.8883 | 265.8883 | 485.8968 | 487.872 | 489.813 | 491.716 | 493.581 | 256.4913 | 257.6579 | 258.8048 | 259.9295 | 261.0319 | 0 | 0 | 0 | 0 | 0 | 265.8883 | 265.8883 | 265.8883 | 265.8883 | 265.8883 | 485.8968 | 487.872 | 489.813 | 491.716 | 493.581 | 256.4913 | 257.6579 | 258.8048 | 259.9295 | 261.0319 | 0 | 0 | 0 | 0 | 0 | 0 | 0 | 0 | 0 | 0 | 0 | 0 | 0 | 0 | 0 | 0 | 0 | 0 | 0 | 0 | 0 | 0 | 0 | 0 | 0 | 0 | 0 | 0 | 0
[19 empty] | Variable carbon costs | Input | £000s | 0 | 0 | 0 | 0 | 0 | 0 | 0 | 0 | 0 | 0 | 0 | 0 | 0 | 0 | 0 | 0 | 0 | 0 | 0 | 0 | 0 | 0 | 0 | 0 | 0 | 0 | 0 | 0 | 0 | 0 | 0 | 0 | 0 | 0 | 0 | 0 | 0 | 0 | 0 | 0 | 0 | 0 | 0 | 0 | 0 | 0 | 0 | 0 | 0 | 0 | 0 | 0 | 0 | 0 | 0 | 0 | 0 | 0 | 0 | 0 | 0 | 0 | 0 | 0 | 0 | 0 | 0 | 0 | 0 | 0 | 0 | 0 | 0 | 0 | 0 | 0 | 0 | 0 | 0 | 0 | 0 | 0 | 0 | 0 | 0 | 0 | 0 | 0 | 0 | 0 | 0 | 0 | 0 | 0 | 0 | 0 | 0 | 0 | 0 | 0 | 0 | 0 | 0 | 0
[19 empty] | Customer willingness to pay | Input | £000s | 0 | 0 | 0 | 0 | 0 | 0 | 0 | 0 | 0 | 0 | 0 | 0 | 0 | 0 | 0 | 0 | 0 | 0 | 0 | 0 | 0 | 0 | 0 | 0 | 0 | 0 | 0 | 0 | 0 | 0 | 0 | 0 | 0 | 0 | 0 | 0 | 0 | 0 | 0 | 0 | 0 | 0 | 0 | 0 | 0 | 0 | 0 | 0 | 0 | 0 | 0 | 0 | 0 | 0 | 0 | 0 | 0 | 0 | 0 | 0 | 0 | 0 | 0 | 0 | 0 | 0 | 0 | 0 | 0 | 0 | 0 | 0 | 0 | 0 | 0 | 0 | 0 | 0 | 0 | 0 | 0 | 0 | 0 | 0 | 0 | 0 | 0 | 0 | 0 | 0 | 0 | 0 | 0 | 0 | 0 | 0 | 0 | 0 | 0 | 0 | 0 | 0 | 0 | 0
[19 empty] | Total | Sum of above (excl WAFU) | £000s | 22419.3889 | 23119.3889 | 23819.3889 | 24519.3889 | 25219.3889 | 44470.2503 | 45916.0074 | 47364.082 | 48814.0639 | 50265.8529 | 35074.1751 | 35847.8017 | 36622.8358 | 37399.0177 | 38176.2887 | 19749.662 | 19775.662 | 19801.212 | 19826.262 | 19850.812 | 32811.5891 | 32826.9454 | 32842.0421 | 32856.8465 | 32871.3587 | 42742.0336 | 42861.4975 | 42978.8939 | 43093.9928 | 43206.7943 | 32366.9309 | 32437.4898 | 32506.8553 | 32574.8783 | 32641.5587 | 19749.662 | 19775.662 | 19801.212 | 19826.262 | 19850.812 | 32811.5891 | 32826.9454 | 32842.0421 | 32856.8465 | 32871.3587 | 42742.0336 | 42861.4975 | 42978.8939 | 43093.9928 | 43206.7943 | 32366.9309 | 32437.4898 | 32506.8553 | 32574.8783 | 32641.5587 | 19749.662 | 19775.662 | 19801.212 | 19826.262 | 19850.812 | 32811.5891 | 32826.9454 | 32842.0421 | 32856.8465 | 32871.3587 | 42742.0336 | 42861.4975 | 42978.8939 | 43093.9928 | 43206.7943 | 32366.9309 | 32437.4898 | 32506.8553 | 32574.8783 | 32641.5587 | 19749.662 | 19775.662 | 19801.212 | 19826.262 | 19850.812 | 0 | 0 | 0 | 0 | 0 | 0 | 0 | 0 | 0 | 0 | 0 | 0 | 0 | 0 | 0 | 0 | 0 | 0 | 0 | 0 | 0 | 0 | 0 | 0
61.3a | Options to change volume delivered to measured non households | [20 empty] | 0 | 0 | 0 | 0 | 0 | 0 | 0 | 0 | 0 | 0 | 0 | 0 | 0 | 0 | 0 | 0 | 0 | 0 | 0 | 0 | 0 | 0 | 0 | 0 | 0 | 0 | 0 | 0 | 0 | 0 | 0 | 0 | 0 | 0 | 0 | 0 | 0 | 0 | 0 | 0 | 0 | 0 | 0 | 0 | 0 | 0 | 0 | 0 | 0 | 0 | 0 | 0 | 0 | 0 | 0 | 0 | 0 | 0 | 0 | 0 | 0 | 0 | 0 | 0 | 0 | 0 | 0 | 0 | 0 | 0 | 0 | 0 | 0 | 0 | 0 | 0 | 0 | 0 | 0 | 0 | 0 | 0 | 0 | 0 | 0 | 0 | 0 | 0 | 0 | 0 | 0 | 0 | 0 | 0 | 0 | 0 | 0 | 0 | 0 | 0 | 0 | 0 | 0 | 0
61.4a | Options to change volume delivered to unmeasured non households | [20 empty] | 0 | 0 | 0 | 0 | 0 | 0 | 0 | 0 | 0 | 0 | 0 | 0 | 0 | 0 | 0 | 0 | 0 | 0 | 0 | 0 | 0 | 0 | 0 | 0 | 0 | 0 | 0 | 0 | 0 | 0 | 0 | 0 | 0 | 0 | 0 | 0 | 0 | 0 | 0 | 0 | 0 | 0 | 0 | 0 | 0 | 0 | 0 | 0 | 0 | 0 | 0 | 0 | 0 | 0 | 0 | 0 | 0 | 0 | 0 | 0 | 0 | 0 | 0 | 0 | 0 | 0 | 0 | 0 | 0 | 0 | 0 | 0 | 0 | 0 | 0 | 0 | 0 | 0 | 0 | 0 | 0 | 0 | 0 | 0 | 0 | 0 | 0 | 0 | 0 | 0 | 0 | 0 | 0 | 0 | 0 | 0 | 0 | 0 | 0 | 0 | 0 | 0 | 0 | 0
61.5a | Options to reduce water taken unbilled | [20 empty] | 0 | 0 | 0 | 0 | 0 | 0 | 0 | 0 | 0 | 0 | 0 | 0 | 0 | 0 | 0 | 0 | 0 | 0 | 0 | 0 | 0 | 0 | 0 | 0 | 0 | 0 | 0 | 0 | 0 | 0 | 0 | 0 | 0 | 0 | 0 | 0 | 0 | 0 | 0 | 0 | 0 | 0 | 0 | 0 | 0 | 0 | 0 | 0 | 0 | 0 | 0 | 0 | 0 | 0 | 0 | 0 | 0 | 0 | 0 | 0 | 0 | 0 | 0 | 0 | 0 | 0 | 0 | 0 | 0 | 0 | 0 | 0 | 0 | 0 | 0 | 0 | 0 | 0 | 0 | 0 | 0 | 0 | 0 | 0 | 0 | 0 | 0 | 0 | 0 | 0 | 0 | 0 | 0 | 0 | 0 | 0 | 0 | 0 | 0 | 0 | 0 | 0 | 0 | 0
61.6a | Options impacting on measured Non Household - USPL | [20 empty] | 0 | 0 | 0 | 0 | 0 | 0 | 0 | 0 | 0 | 0 | 0 | 0 | 0 | 0 | 0 | 0 | 0 | 0 | 0 | 0 | 0 | 0 | 0 | 0 | 0 | 0 | 0 | 0 | 0 | 0 | 0 | 0 | 0 | 0 | 0 | 0 | 0 | 0 | 0 | 0 | 0 | 0 | 0 | 0 | 0 | 0 | 0 | 0 | 0 | 0 | 0 | 0 | 0 | 0 | 0 | 0 | 0 | 0 | 0 | 0 | 0 | 0 | 0 | 0 | 0 | 0 | 0 | 0 | 0 | 0 | 0 | 0 | 0 | 0 | 0 | 0 | 0 | 0 | 0 | 0 | 0 | 0 | 0 | 0 | 0 | 0 | 0 | 0 | 0 | 0 | 0 | 0 | 0 | 0 | 0 | 0 | 0 | 0 | 0 | 0 | 0 | 0 | 0 | 0
61.7a | Options impacting on unmeasured Non Household - USPL | [20 empty] | 0 | 0 | 0 | 0 | 0 | 0 | 0 | 0 | 0 | 0 | 0 | 0 | 0 | 0 | 0 | 0 | 0 | 0 | 0 | 0 | 0 | 0 | 0 | 0 | 0 | 0 | 0 | 0 | 0 | 0 | 0 | 0 | 0 | 0 | 0 | 0 | 0 | 0 | 0 | 0 | 0 | 0 | 0 | 0 | 0 | 0 | 0 | 0 | 0 | 0 | 0 | 0 | 0 | 0 | 0 | 0 | 0 | 0 | 0 | 0 | 0 | 0 | 0 | 0 | 0 | 0 | 0 | 0 | 0 | 0 | 0 | 0 | 0 | 0 | 0 | 0 | 0 | 0 | 0 | 0 | 0 | 0 | 0 | 0 | 0 | 0 | 0 | 0 | 0 | 0 | 0 | 0 | 0 | 0 | 0 | 0 | 0 | 0 | 0 | 0 | 0 | 0 | 0 | 0
61.8a | Options impacting on measured Household - USPL | [20 empty] | 0 | 0 | 0 | 0 | 0 | 0 | 0 | 0 | 0 | 0 | 0 | 0 | 0 | 0 | 0 | 0 | 0 | 0 | 0 | 0 | 0 | 0 | 0 | 0 | 0 | 0 | 0 | 0 | 0 | 0 | 0 | 0 | 0 | 0 | 0 | 0 | 0 | 0 | 0 | 0 | 0 | 0 | 0 | 0 | 0 | 0 | 0 | 0 | 0 | 0 | 0 | 0 | 0 | 0 | 0 | 0 | 0 | 0 | 0 | 0 | 0 | 0 | 0 | 0 | 0 | 0 | 0 | 0 | 0 | 0 | 0 | 0 | 0 | 0 | 0 | 0 | 0 | 0 | 0 | 0 | 0 | 0 | 0 | 0 | 0 | 0 | 0 | 0 | 0 | 0 | 0 | 0 | 0 | 0 | 0 | 0 | 0 | 0 | 0 | 0 | 0 | 0 | 0 | 0
61.9a | Options impacting on unmeasured Household - USPL | [20 empty] | 0 | 0 | 0 | 0 | 0 | 0 | 0 | 0 | 0 | 0 | 0 | 0 | 0 | 0 | 0 | 0 | 0 | 0 | 0 | 0 | 0 | 0 | 0 | 0 | 0 | 0 | 0 | 0 | 0 | 0 | 0 | 0 | 0 | 0 | 0 | 0 | 0 | 0 | 0 | 0 | 0 | 0 | 0 | 0 | 0 | 0 | 0 | 0 | 0 | 0 | 0 | 0 | 0 | 0 | 0 | 0 | 0 | 0 | 0 | 0 | 0 | 0 | 0 | 0 | 0 | 0 | 0 | 0 | 0 | 0 | 0 | 0 | 0 | 0 | 0 | 0 | 0 | 0 | 0 | 0 | 0 | 0 | 0 | 0 | 0 | 0 | 0 | 0 | 0 | 0 | 0 | 0 | 0 | 0 | 0 | 0 | 0 | 0 | 0 | 0 | 0 | 0 | 0 | 0
61.10a | Options impacting on Void properties - USPL | [20 empty] | 0 | 0 | 0 | 0 | 0 | 0 | 0 | 0 | 0 | 0 | 0 | 0 | 0 | 0 | 0 | 0 | 0 | 0 | 0 | 0 | 0 | 0 | 0 | 0 | 0 | 0 | 0 | 0 | 0 | 0 | 0 | 0 | 0 | 0 | 0 | 0 | 0 | 0 | 0 | 0 | 0 | 0 | 0 | 0 | 0 | 0 | 0 | 0 | 0 | 0 | 0 | 0 | 0 | 0 | 0 | 0 | 0 | 0 | 0 | 0 | 0 | 0 | 0 | 0 | 0 | 0 | 0 | 0 | 0 | 0 | 0 | 0 | 0 | 0 | 0 | 0 | 0 | 0 | 0 | 0 | 0 | 0 | 0 | 0 | 0 | 0 | 0 | 0 | 0 | 0 | 0 | 0 | 0 | 0 | 0 | 0 | 0 | 0 | 0 | 0 | 0 | 0 | 0 | 0
RZCOSTSHERE
| 0 | 0
| 0 | 0
| 0 | 0
| 0 | 0
| 0 | 0
Start dates | Option Categories
2020-21 | Aquifer recharge
2021-22 | Bulk supply
2022-23 | Conjunctive use
2023-24 | Desalination
2024-25 | Effluent reuse
2025-26 | GW enhancement
2026-27 | GW new
2027-28 | Reservoir enlargement
2028-29 | New reservoir
2029-30 | SW enhancement
2030-31 | SW new
2031-32
2032-33
2033-34 | Active leakage management
2034-35 | Mains repair
2035-36 | Mains replacement (not trunk mains)
2036-37 | Pressure management
2037-38 | Other leakage control
2038-39 | Trunk mains renewal
2039-40 | Pumps
2040-41 | Service reservoir
2041-42
2042-43
2043-44 | Water treatment works loss recovery
2044-45 | Water treatment works capacity increase
Cistern displacement device
Household water audit
Commercial water audit
Customer education / awareness
Other water efficiency
Metering optants
Metering change of occupancy
Metering compulsory
Metering other selective
Supply pipe repairs / replacement
Outdoor water efficiency devices
Retrofitting indoor water efficiency devices
Alternative tariffs
Collaborative R&D

## 6. Preferred (Scenario Yr)
Table 6: Preferred list of water management options
DRY YEAR PLANNED GAINS IN WAFU OR SAVINGS IN DEMAND (Ml/d) - TO BE COMPLETED FOR ALL PREFERRED OPTIONS (WAFU gains for each year are individual year gains and not cumulative gains)
Row Ref | Option Name [Insert / delete non-numbered lines to suit] | Option Reference No. | Unit | Decimal places | 2016-17 | For info 2017-18 | For info 2018-19 | For info 2019-20 | 2020-21 | 2021-22 | 2022-23 | 2023-24 | 2024-25 | 2025-26 | 2026-27 | 2027-28 | 2028-29 | 2029-2030 | 2030-2031 | 2031-2032 | 2032-33 | 2033-34 | 2034-35 | 2035-36 | 2036-37 | 2037-38 | 2038-39 | 2039-40 | 2040-41 | 2041-42 | 2042-43 | 2043-44 | 2044-45
58 | Resource Management | - | Ml/d | 2 | 0 | 0 | 0 | 0 | 0 | 0 | 0 | 0 | 0 | 0 | 0 | 0 | 0 | 0 | 0 | 0 | 0 | 0 | 0 | 0 | 0 | 0 | 0 | 0 | 0 | 0 | 0 | 0 | 0
58.1 | Increase raw water abstractions | - | Ml/d | 2 | 0 | 0 | 0 | 0 | 0 | 0 | 0 | 0 | 0 | 0 | 0 | 0 | 0 | 0 | 0 | 0 | 0 | 0 | 0 | 0 | 0 | 0 | 0 | 0 | 0 | 0 | 0 | 0 | 0
- |  |  | Ml/d | 2
- | (insert row above) | - | - |  | - | - | - | - | bar: 2020-21 to 2044-45
58.2 | Raw water imports | - | Ml/d | 2 | 0 | 0 | 0 | 0 | 0 | 0 | 0 | 0 | 0 | 0 | 0 | 0 | 0 | 0 | 0 | 0 | 0 | 0 | 0 | 0 | 0 | 0 | 0 | 0 | 0 | 0 | 0 | 0 | 0
- |  |  | Ml/d | 2
- | (insert row above) | - | - |  | - | - | - | - | bar: 2020-21 to 2044-45
58.3 | Potable water Imports (input reductions as -ve) | - | Ml/d | 2 | 0 | 0 | 0 | 0 | 0 | 0 | 0 | 0 | 0 | 0 | 0 | 0 | 0 | 0 | 0 | 0 | 0 | 0 | 0 | 0 | 0 | 0 | 0 | 0 | 0 | 0 | 0 | 0 | 0
- |  |  | Ml/d | 2
- | (insert row above) | - | - |  | - | - | - | - | bar: 2020-21 to 2044-45
58.4 | Reduce raw water losses and operational use (input as -ve) | - | Ml/d | 2 | 0 | 0 | 0 | 0 | 0 | 0 | 0 | 0 | 0 | 0 | 0 | 0 | 0 | 0 | 0 | 0 | 0 | 0 | 0 | 0 | 0 | 0 | 0 | 0 | 0 | 0 | 0 | 0 | 0
- |  |  | Ml/d | 2
- | (insert row above) | - | - |  | - | - | - | - | bar: 2020-21 to 2044-45
58.5 | Reduced raw water export (including non potable supplies) |  | Ml/d | 2 | 0 | 0 | 0 | 0 | 0 | 0 | 0 | 0 | 0 | 0 | 0 | 0 | 0 | 0 | 0 | 0 | 0 | 0 | 0 | 0 | 0 | 0 | 0 | 0 | 0 | 0 | 0 | 0 | 0
58.51 | Reduce raw water exports (input as -ve) | - | Ml/d | 2 | 0 | 0 | 0 | 0 | 0 | 0 | 0 | 0 | 0 | 0 | 0 | 0 | 0 | 0 | 0 | 0 | 0 | 0 | 0 | 0 | 0 | 0 | 0 | 0 | 0 | 0 | 0 | 0 | 0
- |  |  | Ml/d | 2
- | (insert row above) | - | - |  | - | - | - | - | bar: 2020-21 to 2044-45
58.52 | Reduce non potable supplies (input as -ve) | - | Ml/d | 2 | 0 | 0 | 0 | 0 | 0 | 0 | 0 | 0 | 0 | 0 | 0 | 0 | 0 | 0 | 0 | 0 | 0 | 0 | 0 | 0 | 0 | 0 | 0 | 0 | 0 | 0 | 0 | 0 | 0
- |  |  | Ml/d | 2
- | (insert row above) | - | - |  | - | - | - | - | bar: 2020-21 to 2044-45
58.6 | Reduce potable water exports (input as -ve) | - | Ml/d |  | 0 | 0 | 0 | 0 | 0 | 0 | 0 | 0 | 0 | 0 | 0 | 0 | 0 | 0 | 0 | 0 | 0 | 0 | 0 | 0 | 0 | 0 | 0 | 0 | 0 | 0 | 0 | 0 | 0
- |  |  | Ml/d | 2
- | (insert row above) | - | - |  | - | - | - | - | bar: 2020-21 to 2044-45
58.7 | Other options to increase deployable output | - | Ml/d |  | 0 | 0 | 0 | 0 | 0 | 0 | 0 | 0 | 0 | 0 | 0 | 0 | 0 | 0 | 0 | 0 | 0 | 0 | 0 | 0 | 0 | 0 | 0 | 0 | 0 | 0 | 0 | 0 | 0
- |  |  | Ml/d | 2
- | (insert row above) | - | - |  | - | - | - | - | bar: 2020-21 to 2044-45
59 | Distribution Side Management | - |  |  | 0 | 0 | 0 | 0 | 0 | 0 | 0 | 0 | 0 | 0 | 0 | 0 | 0 | 0 | -0.13 | -0.14 | -0.14 | -0.15 | -0.16 | -0.17 | -0.17 | -0.18 | -0.19 | -0.2 | -0.21 | -0.22 | -0.23 | -0.24 | -0.25
59.1 | Reduce distribution losses (input as -ve) | - | Ml/d | 2 | 0 | 0 | 0 | 0 | 0 | 0 | 0 | 0 | 0 | 0 | 0 | 0 | 0 | 0 | -0.13 | -0.14 | -0.14 | -0.15 | -0.16 | -0.17 | -0.17 | -0.18 | -0.19 | -0.2 | -0.21 | -0.22 | -0.23 | -0.24 | -0.25
| Leakage Reduction |  | Ml/d | 2 |  |  |  |  | 0 | 0 | 0 | 0 | 0 | 0 | 0 | 0 | 0 | 0 | -0.13 | -0.14 | -0.14 | -0.15 | -0.16 | -0.17 | -0.17 | -0.18 | -0.19 | -0.2 | -0.21 | -0.22 | -0.23 | -0.24 | -0.25
- | (insert row above) | - | - |  | - | - | - | - | bar: 2020-21 to 2044-45
59.2 | Reduce distribution system operational use (DSOU) (input as -ve) | - | Ml/d | 2 | 0 | 0 | 0 | 0 | 0 | 0 | 0 | 0 | 0 | 0 | 0 | 0 | 0 | 0 | 0 | 0 | 0 | 0 | 0 | 0 | 0 | 0 | 0 | 0 | 0 | 0 | 0 | 0 | 0
- |  |  | Ml/d | 2
- | (insert row above) | - | - |  | - | - | - | - | bar: 2020-21 to 2044-45
60 | Production Side Management, Specify Below.... | - |  | 2 | 0 | 0 | 0 | 0 | 0 | 0 | 0 | 0 | 0 | 0 | 0 | 0 | 0 | 0 | 0 | 0 | 0 | 0 | 0 | 0 | 0 | 0 | 0 | 0 | 0 | 0 | 0 | 0 | 0
60.1 | Reduce treatment works losses (input as -ve) | - | Ml/d | 2 | 0 | 0 | 0 | 0 | 0 | 0 | 0 | 0 | 0 | 0 | 0 | 0 | 0 | 0 | 0 | 0 | 0 | 0 | 0 | 0 | 0 | 0 | 0 | 0 | 0 | 0 | 0 | 0 | 0
- |  |  | Ml/d | 2
- | (insert row above) | - | - |  | - | - | - | - | bar: 2020-21 to 2044-45
60.2 | Reduce outages (input as -ve) | - | Ml/d | 2 | 0 | 0 | 0 | 0 | 0 | 0 | 0 | 0 | 0 | 0 | 0 | 0 | 0 | 0 | 0 | 0 | 0 | 0 | 0 | 0 | 0 | 0 | 0 | 0 | 0 | 0 | 0 | 0 | 0
- |  |  | Ml/d | 2
- | (insert row above) | - | - |  | - | - | - | - | bar: 2020-21 to 2044-45
61 | Customer Side Management | - |  | 2 | 0 | 0 | 0 | 0 | -0.00084525 | -0.001644 | -0.0023989 | -0.0031122 | -0.0037863 | -0.035182 | -0.051628 | -0.067615 | -0.083033 | -0.098013 | -0.096185 | -0.094369 | -0.092581 | -0.090859 | -0.089049 | -0.086224 | -0.083382 | -0.08062 | -0.077843 | -0.075259 | -0.072438 | -0.069698 | -0.067078 | -0.06446 | -0.061923
61.1 | Change volume delivered to measured non households (input reductions as -ve) | - | Ml/d | 2 | 0 | 0 | 0 | 0 | 0 | 0 | 0 | 0 | 0 | 0 | 0 | 0 | 0 | 0 | 0 | 0 | 0 | 0 | 0 | 0 | 0 | 0 | 0 | 0 | 0 | 0 | 0 | 0 | 0
- |  |  | Ml/d | 2
- | (insert row above) | - | - |  | - | - | - | - | bar: 2020-21 to 2044-45
61.2 | Change volume delivered to unmeasured non households (input reductions as -ve) | - | Ml/d | 2 | 0 | 0 | 0 | 0 | 0 | 0 | 0 | 0 | 0 | 0 | 0 | 0 | 0 | 0 | 0 | 0 | 0 | 0 | 0 | 0 | 0 | 0 | 0 | 0 | 0 | 0 | 0 | 0 | 0
- |  |  | Ml/d | 2
- | (insert row above) | - | - |  | - | - | - | - | bar: 2020-21 to 2044-45
61.3 | Change volume delivered to measured households (input reductions as -ve) | - | Ml/d | 2 | 0 | 0 | 0 | 0 | -0.00084525 | -0.001644 | -0.0023989 | -0.0031122 | -0.0037863 | 0.13445 | 0.26304 | 0.39037 | 0.51645 | 0.64102 | 0.62809 | 0.61551 | 0.60326 | 0.59133 | 0.5797 | 0.56967 | 0.55992 | 0.55036 | 0.54098 | 0.53178 | 0.52303 | 0.51445 | 0.50607 | 0.49784 | 0.48978
| Home water efficiency checks including social housing |  | Ml/d | 2 |  |  |  |  | -0.00084525 | -0.001644 | -0.0023989 | -0.0031122 | -0.0037863 | -0.0044233 | -0.0050252 | -0.0055941 | -0.0061317 | -0.0066397 | -0.0071198 | -0.0075734 | -0.0080022 | -0.0084073 | -0.0087901 | -0.0083067 | -0.0078498 | -0.0074181 | -0.0070101 | -0.0066245 | -0.0059875 | -0.0053855 | -0.0048167 | -0.0042791 | -0.0037711
| Enhanced metering |  | Ml/d | 2 |  |  |  |  | 0 | 0 | 0 | 0 | 0 | 0.13888 | 0.26806 | 0.39596 | 0.52258 | 0.64766 | 0.63521 | 0.62308 | 0.61126 | 0.59973 | 0.58849 | 0.57798 | 0.56777 | 0.55778 | 0.54799 | 0.5384 | 0.52902 | 0.51984 | 0.51089 | 0.50212 | 0.49355
- | (insert row above) | - | - |  | - | - | - | - | bar: 2020-21 to 2044-45
61.4 | Change volume delivered to unmeasured households (input reductions as -ve) | - | Ml/d | 2 | 0 | 0 | 0 | 0 | 0 | 0 | 0 | 0 | 0 | -0.16964 | -0.31466 | -0.45798 | -0.59948 | -0.73904 | -0.72428 | -0.70988 | -0.69584 | -0.68218 | -0.66875 | -0.6559 | -0.64331 | -0.63098 | -0.61882 | -0.60704 | -0.59547 | -0.58415 | -0.57315 | -0.5623 | -0.5517
| Enhanced metering |  | Ml/d | 2 |  |  |  |  | 0 | 0 | 0 | 0 | 0 | -0.16964 | -0.31466 | -0.45798 | -0.59948 | -0.73904 | -0.72428 | -0.70988 | -0.69584 | -0.68218 | -0.66875 | -0.6559 | -0.64331 | -0.63098 | -0.61882 | -0.60704 | -0.59547 | -0.58415 | -0.57315 | -0.5623 | -0.5517
- | (insert row above) | - | - |  | - | - | - | - | bar: 2020-21 to 2044-45
61.5 | Options to reduce water taken unbilled (input as -ve) | - | Ml/d | 2 | 0 | 0 | 0 | 0 | 0 | 0 | 0 | 0 | 0 | 0 | 0 | 0 | 0 | 0 | 0 | 0 | 0 | 0 | 0 | 0 | 0 | 0 | 0 | 0 | 0 | 0 | 0 | 0 | 0
- |  |  | Ml/d | 2
- | (insert row above) | - | - |  | - | - | - | - | bar: 2020-21 to 2044-45
61.6 | Options impacting on measured Non Household - USPL (input reductions as -ve) |  | l/pr | 2 | 0 | 0 | 0 | 0 | 0 | 0 | 0 | 0 | 0 | 0 | 0 | 0 | 0 | 0 | 0 | 0 | 0 | 0 | 0 | 0 | 0 | 0 | 0 | 0 | 0 | 0 | 0 | 0 | 0
- |  |  | Ml/d | 2
- | (insert row above) | - | - |  | - | - | - | - | bar: 2020-21 to 2044-45
61.7 | Options impacting on unmeasured Non Household - USPL (input reductions as -ve) |  | l/pr | 2 | 0 | 0 | 0 | 0 | 0 | 0 | 0 | 0 | 0 | 0 | 0 | 0 | 0 | 0 | 0 | 0 | 0 | 0 | 0 | 0 | 0 | 0 | 0 | 0 | 0 | 0 | 0 | 0 | 0
- |  |  | Ml/d | 2
- | (insert row above) | - | - |  | - | - | - | - | bar: 2020-21 to 2044-45
61.8 | Options impacting on measured Household - USPL (input reductions as -ve) |  | l/pr | 2 | 0 | 0 | 0 | 0 | 0 | 0 | 0 | 0 | 0 | 0 | 0 | 0 | 0 | 0 | 0 | 0 | 0 | 0 | 0 | 0 | 0 | 0 | 0 | 0 | 0 | 0 | 0 | 0 | 0
- |  |  | Ml/d | 2
- | (insert row above) | - | - |  | - | - | - | - | bar: 2020-21 to 2044-45
61.9 | Options impacting on unmeasured Household - USPL (input reductions as -ve) |  | l/pr | 2 | 0 | 0 | 0 | 0 | 0 | 0 | 0 | 0 | 0 | 0 | 0 | 0 | 0 | 0 | 0 | 0 | 0 | 0 | 0 | 0 | 0 | 0 | 0 | 0 | 0 | 0 | 0 | 0 | 0
- |  |  | Ml/d | 2
- | (insert row above) | - | - |  | - | - | - | - | bar: 2020-21 to 2044-45
61.1 | Options impacting on Void properties - USPL (input reductions as -ve) |  | l/pr | 2 | 0 | 0 | 0 | 0 | 0 | 0 | 0 | 0 | 0 | 0 | 0 | 0 | 0 | 0 | 0 | 0 | 0 | 0 | 0 | 0 | 0 | 0 | 0 | 0 | 0 | 0 | 0 | 0 | 0
- |  |  | Ml/d | 2
- | (insert row above) | - | - |  | - | - | - | - | bar: 2020-21 to 2044-45
| Company: | Severn Trent Water
| Resource Zone Name: | Kinsall
| Resource Zone Number: | 3
| Planning Scenario Name: | Dry Year Annual Average
| Chosen Level of Service: | No more than 3 in 100 Temporary Use Bans

## 7. FP Supply
Table 7: Final planning water supply
| Row Ref | Component | Derivation | Unit | Decimal places | 2016-17 | For info 2017-18 | For info 2018-19 | For info 2019-20 | 2020-21 | 2021-22 | 2022-23 | 2023-24 | 2024-25 | 2025-26 | 2026-27 | 2027-28 | 2028-29 | 2029-2030 | 2030-2031 | 2031-2032 | 2032-33 | 2033-34 | 2034-35 | 2035-36 | 2036-37 | 2037-38 | 2038-39 | 2039-40 | 2040-41 | 2041-42 | 2042-43 | 2043-44 | 2044-45
Resources | 1FP | Raw Water Abstracted | 1BL | Ml/d | 2 | 5 | 5 | 5 | 5 | 5 | 5 | 5 | 5 | 5 | 5 | 5 | 5 | 5 | 5 | 5 | 5 | 5 | 5 | 5 | 5 | 5 | 5 | 5 | 5 | 5 | 5 | 5 | 5 | 5
| 2FP | Raw Water Imported | 2BL+ (6. Preferred scenario ref 58.2) | Ml/d | 2 | 0 | 0 | 0 | 0 | 0 | 0 | 0 | 0 | 0 | 0 | 0 | 0 | 0 | 0 | 0 | 0 | 0 | 0 | 0 | 0 | 0 | 0 | 0 | 0 | 0 | 0 | 0 | 0 | 0
| - | - | - | - | 2 | - | - | - | - | bar: 2020-21 to 2044-45
| - | - | - | - | 2 | - | - | - | - | bar: 2020-21 to 2044-45
| - | - | - | - | 2 | - | - | - | - | bar: 2020-21 to 2044-45
| 3FP | Potable Water Imported | 3BL+ (6. Preferred scenario ref 58.3) | Ml/d | 2 | 0 | 0 | 0 | 0 | 0 | 0 | 0 | 0 | 0 | 0 | 0 | 0 | 0 | 0 | 0 | 0 | 0 | 0 | 0 | 0 | 0 | 0 | 0 | 0 | 0 | 0 | 0 | 0 | 0
| - | - | - | - | 2 | - | - | - | - | bar: 2020-21 to 2044-45
| - | - | - | - | 2 | - | - | - | - | bar: 2020-21 to 2044-45
| - | - | - | - | 2 | - | - | - | - | bar: 2020-21 to 2044-45
| - | - | - | - | 2 | - | - | - | - | bar: 2020-21 to 2044-45
Resource (and process) losses | 5FP | Raw Water Exported (raw exports and non potable uses) | 5BL+ (6. Preferred scenario ref 58.5) | Ml/d | 2 | 0 | 0 | 0 | 0 | 0 | 0 | 0 | 0 | 0 | 0 | 0 | 0 | 0 | 0 | 0 | 0 | 0 | 0 | 0 | 0 | 0 | 0 | 0 | 0 | 0 | 0 | 0 | 0 | 0
| - | - | - | - | 2 | - | - | - | - | bar: 2020-21 to 2044-45
| - | - | - | - | 2 | - | - | - | - | bar: 2020-21 to 2044-45
| - | - | - | - | 2 | - | - | - | - | bar: 2020-21 to 2044-45
| 6FP | Potable Water Exported | 6BL+ (6. Preferred scenario ref 58.6) | Ml/d | 2 | 0 | 0 | 0 | 0 | 0 | 0 | 0 | 0 | 0 | 0 | 0 | 0 | 0 | 0 | 0 | 0 | 0 | 0 | 0 | 0 | 0 | 0 | 0 | 0 | 0 | 0 | 0 | 0 | 0
| - | - | - | - | 2 | - | - | - | - | bar: 2020-21 to 2044-45
| - | - | - | - | 2 | - | - | - | - | bar: 2020-21 to 2044-45
| - | - | - | - | 2 | - | - | - | - | bar: 2020-21 to 2044-45
| 7FP | Deployable Output | 7BL+ 8BL+ (6. Preferred scenario ref 58.7) + (6. Preferred scenario ref 58.1) |  | 2 | 5 | 5 | 5 | 5 | 5 | 5 | 5 | 5 | 5 | 5 | 5 | 5 | 5 | 5 | 4.49 | 4.49 | 4.49 | 4.49 | 4.49 | 4.49 | 4.49 | 4.49 | 4.49 | 4.49 | 4.49 | 4.49 | 4.49 | 4.49 | 4.49
| - | - | - | - | 2 | bar: 2020-21 to 2044-45
| - | - | - | - | 2 | - | - | - | - | bar: 2020-21 to 2044-45
| - | - | - | - | 2 | - | - | - | - | bar: 2020-21 to 2044-45
| - | - | - | - | 2 | - | - | - | - | bar: 2020-21 to 2044-45
| - | - | - | - | 2 | - | - | - | - | bar: 2020-21 to 2044-45
| 9FP | Raw water losses, treatment works losses and operational use | 9BL+ (6. Preferred scenario ref 60.1+ 6. Preferred scenario ref 58.4) | Ml/d | 2 | 0 | 0 | 0 | 0 | 0 | 0 | 0 | 0 | 0 | 0 | 0 | 0 | 0 | 0 | 0 | 0 | 0 | 0 | 0 | 0 | 0 | 0 | 0 | 0 | 0 | 0 | 0 | 0 | 0
| 10FP | Outage allowance | 10BL+ (6. Preferred scenario ref 60.2) | Ml/d | 2 | 0.1864 | 0.1864 | 0.1864 | 0.1864 | 0.1864 | 0.1864 | 0.1864 | 0.1864 | 0.1864 | 0.1864 | 0.1864 | 0.1864 | 0.1864 | 0.1864 | 0.1864 | 0.1864 | 0.1864 | 0.1864 | 0.1864 | 0.1864 | 0.1864 | 0.1864 | 0.1864 | 0.1864 | 0.1864 | 0.1864 | 0.1864 | 0.1864 | 0.1864
|  | Company: | Severn Trent Water
|  | Resource Zone Name: | Kinsall
|  | Resource Zone Number: | 3
|  | Planning Scenario Name: | Dry Year Annual Average
|  | Chosen Level of Service: | No more than 3 in 100 Temporary Use Bans

## 8. FP Demand
Table 8: Final planning water demand
| Row Ref | Component | Derivation / Impact of preferred options | Unit | Decimal places | 2016-17 | For info 2017-18 | For info 2018-19 | For info 2019-20 | 2020-21 | 2021-22 | 2022-23 | 2023-24 | 2024-25 | 2025-26 | 2026-27 | 2027-28 | 2028-29 | 2029-2030 | 2030-2031 | 2031-2032 | 2032-33 | 2033-34 | 2034-35 | 2035-36 | 2036-37 | 2037-38 | 2038-39 | 2039-40 | 2040-41 | 2041-42 | 2042-43 | 2043-44 | 2044-45
Consumption | 19FP | Water Delivered Measured Non Household | Calculated BL+Preferred options | Ml/d | 2 | 1.4436 | 1.4473 | 1.4474 | 1.45 | 1.4489 | 1.4569 | 1.4631 | 1.4693 | 1.4697 | 1.4755 | 1.477 | 1.4784 | 1.4759 | 1.4812 | 1.4828 | 1.4845 | 1.4819 | 1.487 | 1.4878 | 1.4884 | 1.4846 | 1.4895 | 1.4905 | 1.4916 | 1.4887 | 1.494 | 1.4952 | 1.4965 | 1.4938
| 20FP | Water Delivered Unmeasured Non Household | Calculated BL+Preferred options | Ml/d | 2 | 0.012443 | 0.012443 | 0.012443 | 0.012443 | 0.012443 | 0.012443 | 0.012443 | 0.012443 | 0.012443 | 0.012443 | 0.012443 | 0.012443 | 0.012443 | 0.012443 | 0.012443 | 0.012443 | 0.012443 | 0.012443 | 0.012443 | 0.012443 | 0.012443 | 0.012443 | 0.012443 | 0.012443 | 0.012443 | 0.012443 | 0.012443 | 0.012443 | 0.012443
| 21FP | Water Delivered Measured Household | Calculated BL+Preferred options | Ml/d | 2 | 0.80869 | 0.82944 | 0.85032 | 0.87187 | 0.89104 | 0.91233 | 0.9338 | 0.95518 | 0.97659 | 1.137 | 1.286 | 1.4337 | 1.5803 | 1.7253 | 1.7289 | 1.7326 | 1.7362 | 1.74 | 1.7438 | 1.7499 | 1.7568 | 1.7635 | 1.7701 | 1.7766 | 1.7833 | 1.7892 | 1.7952 | 1.8011 | 1.8069
| 22FP | Water Delivered Unmeasured Household | Calculated BL+Preferred options | Ml/d | 2 | 0.97098 | 0.95164 | 0.93183 | 0.91306 | 0.89383 | 0.87511 | 0.85708 | 0.83944 | 0.82222 | 0.63587 | 0.47505 | 0.31639 | 0.15977 | 0.0055053 | 0.0054645 | 0.0054244 | 0.0053851 | 0.0053469 | 0.0053084 | 0.0052739 | 0.0052395 | 0.0052054 | 0.0051707 | 0.0051375 | 0.0051042 | 0.0050694 | 0.0050357 | 0.0050024 | 0.0049694
| 23FP | Measured Non Household - Consumption | 19FP-34FP | Ml/d | 2 | 1.4338 | 1.4376 | 1.4377 | 1.4402 | 1.4392 | 1.4472 | 1.4534 | 1.4596 | 1.46 | 1.4658 | 1.4673 | 1.4687 | 1.4661 | 1.4715 | 1.4731 | 1.4747 | 1.4722 | 1.4773 | 1.4781 | 1.4786 | 1.4749 | 1.4797 | 1.4808 | 1.4819 | 1.479 | 1.4843 | 1.4855 | 1.4868 | 1.484
| 24FP | Unmeasured Non Household - Consumption | 20FP-35FP | Ml/d | 2 | 0.012055 | 0.012055 | 0.012055 | 0.012055 | 0.012055 | 0.012055 | 0.012055 | 0.012055 | 0.012055 | 0.012055 | 0.012055 | 0.012055 | 0.012055 | 0.012055 | 0.012055 | 0.012055 | 0.012055 | 0.012055 | 0.012055 | 0.012055 | 0.012055 | 0.012055 | 0.012055 | 0.012055 | 0.012055 | 0.012055 | 0.012055 | 0.012055 | 0.012055
| 25FP | Measured Household - Consumption | 21FP-36FP | Ml/d | 2 | 0.7448 | 0.76449 | 0.78435 | 0.80489 | 0.82308 | 0.8434 | 0.86392 | 0.88436 | 0.90486 | 1.047 | 1.1852 | 1.3224 | 1.4586 | 1.5936 | 1.5974 | 1.6013 | 1.6052 | 1.6092 | 1.6132 | 1.6196 | 1.6266 | 1.6336 | 1.6404 | 1.6471 | 1.654 | 1.6608 | 1.6676 | 1.6743 | 1.6809
| 26FP | Unmeasured Household - Consumption | 22FP-37FP | Ml/d | 2 | 0.89933 | 0.8813 | 0.8628 | 0.84535 | 0.82737 | 0.80989 | 0.79308 | 0.77663 | 0.76058 | 0.59281 | 0.44302 | 0.29514 | 0.14906 | 0.0051016 | 0.0050654 | 0.0050299 | 0.004995 | 0.0049612 | 0.0049269 | 0.0048966 | 0.0048664 | 0.0048365 | 0.0048058 | 0.0047766 | 0.0047472 | 0.0047179 | 0.0046897 | 0.0046618 | 0.0046341
| 27 - | Percentage of consumption driven by climate change | n/a in FP | - | 1 | - | - | - | - | bar: 2020-21 to 2044-45
| 28 - | Volume of consumption driven by climate change | n/a in FP | - | 1 | - | - | - | - | bar: 2020-21 to 2044-45
PCC and consumption by component | 29FP | Measured Household - PCC | (25FP*1,000,000)/(51FP*1,000) | l/h/d | 1 | 129 | 129 | 129 | 129 | 129 | 128 | 128 | 128 | 129 | 125 | 125 | 125 | 125 | 125 | 125 | 125 | 125 | 125 | 125 | 125 | 126 | 126 | 126 | 126 | 127 | 127 | 127 | 127 | 127
| 29.1FP | Measured toilet flushing | Input brief explanation here | l/h/d | 1 | 29.0346 | 28.3317 | 27.5886 | 26.8696 | 26.1691 | 25.526 | 24.906 | 24.3099 | 23.7379 | 22.6511 | 22.0871 | 21.5061 | 20.9196 | 20.3229 | 20.3303 | 20.3364 | 20.3421 | 20.3453 | 20.3542 | 20.3674 | 20.3847 | 20.4015 | 20.423 | 20.4373 | 20.4517 | 20.4662 | 20.4781 | 20.4895 | 20.499
| 29.2FP | Measured personal washing | Input brief explanation here | l/h/d | 1 | 55.0265 | 56.187 | 57.2033 | 58.2017 | 59.1759 | 60.2392 | 61.3001 | 62.3667 | 63.4452 | 62.9573 | 63.8663 | 64.8059 | 65.7944 | 66.8068 | 66.9512 | 67.0913 | 67.2303 | 67.3615 | 67.5118 | 67.6768 | 67.8563 | 68.0344 | 68.2286 | 68.3992 | 68.571 | 68.743 | 68.9071 | 69.07 | 69.2267
| 29.3FP | Measured clothes washing | Input brief explanation here | l/h/d | 1 | 16.0546 | 16.0179 | 15.9422 | 15.8644 | 15.7823 | 15.7245 | 15.6678 | 15.614 | 15.5646 | 15.1191 | 15.0549 | 14.9972 | 14.9496 | 14.906 | 14.8181 | 14.7288 | 14.6387 | 14.5465 | 14.4579 | 14.3719 | 14.2884 | 14.2039 | 14.1221 | 14.0349 | 13.9472 | 13.859 | 13.7687 | 13.6775 | 13.5845
| 29.4FP | Measured dish washing | Input brief explanation here | l/h/d | 1 | 12.6757 | 12.7242 | 12.7391 | 12.7496 | 12.7542 | 12.7774 | 12.7994 | 12.8218 | 12.846 | 12.555 | 12.5637 | 12.5784 | 12.602 | 12.6296 | 12.6468 | 12.6632 | 12.6793 | 12.6939 | 12.7121 | 12.733 | 12.7566 | 12.7798 | 12.806 | 12.8277 | 12.8496 | 12.8715 | 12.8919 | 12.912 | 12.9308
| 29.5FP | Measured miscellaneous internal use | Input brief explanation here | l/h/d | 1 | 14.9427 | 14.9368 | 14.8957 | 14.8535 | 14.8087 | 14.7842 | 14.7618 | 14.743 | 14.729 | 13.9879 | 13.7827 | 13.6314 | 13.5234 | 13.4442 | 13.4617 | 13.4784 | 13.4951 | 13.5104 | 13.5296 | 13.5519 | 13.5769 | 13.6018 | 13.6301 | 13.6537 | 13.6777 | 13.7019 | 13.7246 | 13.7472 | 13.7687
| 29.6FP | Measured external use | Input brief explanation here | l/h/d | 1 | 1.4496 | 1.504 | 1.5537 | 1.6022 | 1.6491 | 1.6978 | 1.7458 | 1.7935 | 1.8411 | 1.8038 | 1.8404 | 1.8787 | 1.919 | 1.9603 | 2.0008 | 2.041 | 2.0809 | 2.1203 | 2.1602 | 2.2002 | 2.2406 | 2.2807 | 2.3212 | 2.3607 | 2.4001 | 2.4393 | 2.478 | 2.5165 | 2.5545
| 30FP | Unmeasured Household - PCC | (26FP*1,000,000)/(52FP*1,000) | l/h/d | 1 | 142 | 142 | 141 | 141 | 140 | 140 | 140 | 139 | 139 | 141 | 141 | 141 | 142 | 149 | 149 | 149 | 149 | 149 | 149 | 149 | 149 | 149 | 149 | 149 | 149 | 149 | 149 | 150 | 150
| 30.1FP | Unmeasured toilet flushing | Input brief explanation here | l/h/d | 1 | 32.3911 | 31.5225 | 30.6737 | 29.8183 | 28.9707 | 28.135 | 27.2985 | 26.4624 | 25.6278 | 25.2117 | 24.4341 | 23.6576 | 22.9046 | 23.333 | 23.3348 | 23.3358 | 23.3357 | 23.3339 | 23.3333 | 23.3338 | 23.3349 | 23.3349 | 23.3355 | 23.3327 | 23.3295 | 23.3254 | 23.3195 | 23.3124 | 23.3044
| 30.2FP | Unmeasured personal washing | Input brief explanation here | l/h/d | 1 | 59.0001 | 59.7992 | 60.6321 | 61.4491 | 62.279 | 63.1333 | 63.985 | 64.8373 | 65.6926 | 67.6708 | 68.74 | 69.8316 | 71.0179 | 76.0883 | 76.22 | 76.3495 | 76.4759 | 76.5969 | 76.7222 | 76.8517 | 76.9839 | 77.1126 | 77.2437 | 77.364 | 77.4834 | 77.6 | 77.7112 | 77.819 | 77.9236
| 30.3FP | Unmeasured clothes washing | Input brief explanation here | l/h/d | 1 | 17.156 | 17.0351 | 16.9242 | 16.8093 | 16.6984 | 16.5942 | 16.4893 | 16.3847 | 16.2809 | 16.4501 | 16.3921 | 16.3377 | 16.3031 | 17.1408 | 17.0329 | 16.9241 | 16.8141 | 16.7025 | 16.5914 | 16.4807 | 16.3701 | 16.2583 | 16.1466 | 16.0321 | 15.917 | 15.801 | 15.6834 | 15.5647 | 15.445
| 30.4FP | Unmeasured dish washing | Input brief explanation here | l/h/d | 1 | 13.5434 | 13.5186 | 13.5018 | 13.4816 | 13.4646 | 13.4529 | 13.4407 | 13.4286 | 13.4172 | 13.6321 | 13.6602 | 13.6916 | 13.7403 | 14.529 | 14.5426 | 14.5556 | 14.5681 | 14.5795 | 14.5916 | 14.6046 | 14.6179 | 14.6306 | 14.6438 | 14.6548 | 14.6656 | 14.6758 | 14.685 | 14.6935 | 14.7014
| 30.5FP | Unmeasured miscellaneous internal use | Input brief explanation here | l/h/d | 1 | 18.8481 | 18.8285 | 18.82 | 18.8067 | 18.7978 | 18.7964 | 18.7942 | 18.7923 | 18.7913 | 19.1073 | 19.1619 | 19.2214 | 19.305 | 20.4295 | 20.4649 | 20.4996 | 20.5336 | 20.5661 | 20.5997 | 20.6345 | 20.67 | 20.7045 | 20.7397 | 20.772 | 20.8041 | 20.8354 | 20.8652 | 20.8942 | 20.9223
| 30.6FP | Unmeasured external use | Input brief explanation here | l/h/d | 1 | 1.5196 | 1.564 | 1.6093 | 1.6542 | 1.6995 | 1.7452 | 1.7908 | 1.8364 | 1.882 | 1.9497 | 1.9985 | 2.0474 | 2.0977 | 2.2064 | 2.2501 | 2.2934 | 2.3364 | 2.3789 | 2.4211 | 2.4629 | 2.5044 | 2.5455 | 2.5861 | 2.6263 | 2.6661 | 2.7054 | 2.7443 | 2.7827 | 2.8207
| 31FP | Average Household - PCC | ((25FP+26FP)*1,000,000))/(51FP+52FP*1,000) | l/h/d | 1 | 136.1218 | 135.7087 | 135.2238 | 134.8373 | 134.2285 | 133.87 | 133.5821 | 133.3335 | 133.1502 | 130.5796 | 129.1807 | 127.8595 | 126.667 | 125.5486 | 125.4661 | 125.3877 | 125.3183 | 125.2454 | 125.2178 | 125.4104 | 125.6482 | 125.88 | 126.1365 | 126.347 | 126.5779 | 126.8056 | 127.028 | 127.2441 | 127.4474
| 32FP | Water Taken Unbilled | Calculated BL+Preferred options | Ml/d | 1 | 0.097074 | 0.097074 | 0.097074 | 0.097074 | 0.097074 | 0.097074 | 0.097074 | 0.097074 | 0.097074 | 0.097074 | 0.097074 | 0.097074 | 0.097074 | 0.097074 | 0.097074 | 0.097074 | 0.097074 | 0.097074 | 0.097074 | 0.097074 | 0.097074 | 0.097074 | 0.097074 | 0.097074 | 0.097074 | 0.097074 | 0.097074 | 0.097074 | 0.097074
| 33FP | Distribution System Operational Use | Calculated BL+Preferred options | Ml/d | 1 | 0.013623 | 0.013623 | 0.013623 | 0.013623 | 0.013623 | 0.013623 | 0.013623 | 0.013623 | 0.013623 | 0.013623 | 0.013623 | 0.013623 | 0.013623 | 0.013623 | 0.013623 | 0.013623 | 0.013623 | 0.013623 | 0.013623 | 0.013623 | 0.013623 | 0.013623 | 0.013623 | 0.013623 | 0.013623 | 0.013623 | 0.013623 | 0.013623 | 0.013623
Leakage | 34FP | Measured Non Household - USPL | Calculated BL+Preferred options | Ml/d | 2 | 0.0097366 | 0.0097366 | 0.0097366 | 0.0097366 | 0.0097366 | 0.0097366 | 0.0097366 | 0.0097366 | 0.0097366 | 0.0097366 | 0.0097366 | 0.0097366 | 0.0097366 | 0.0097366 | 0.0097366 | 0.0097366 | 0.0097366 | 0.0097366 | 0.0097366 | 0.0097366 | 0.0097366 | 0.0097366 | 0.0097366 | 0.0097366 | 0.0097366 | 0.0097366 | 0.0097366 | 0.0097366 | 0.0097366
| 35FP | Unmeasured Non Household - USPL | Calculated BL+Preferred options | Ml/d | 2 | 0.00038806 | 0.00038806 | 0.00038806 | 0.00038806 | 0.00038806 | 0.00038806 | 0.00038806 | 0.00038806 | 0.00038806 | 0.00038806 | 0.00038806 | 0.00038806 | 0.00038806 | 0.00038806 | 0.00038806 | 0.00038806 | 0.00038806 | 0.00038806 | 0.00038806 | 0.00038806 | 0.00038806 | 0.00038806 | 0.00038806 | 0.00038806 | 0.00038806 | 0.00038806 | 0.00038806 | 0.00038806 | 0.00038806
| 36FP | Measured Household - USPL | Calculated BL+Preferred options | Ml/d | 2 | 0.063895 | 0.064942 | 0.065969 | 0.066977 | 0.067965 | 0.068934 | 0.069885 | 0.070817 | 0.071732 | 0.090055 | 0.10083 | 0.11137 | 0.12166 | 0.13172 | 0.13149 | 0.13126 | 0.13103 | 0.1308 | 0.13058 | 0.13036 | 0.13014 | 0.12992 | 0.12971 | 0.1295 | 0.12929 | 0.12843 | 0.12758 | 0.12675 | 0.12593
| 37FP | Unmeasured Household - USPL | Calculated BL+Preferred options | Ml/d | 2 | 0.071654 | 0.070343 | 0.069031 | 0.067719 | 0.066459 | 0.06522 | 0.064004 | 0.06281 | 0.061637 | 0.043059 | 0.032027 | 0.021245 | 0.010707 | 0.00040371 | 0.00039907 | 0.00039453 | 0.00039009 | 0.00038573 | 0.00038146 | 0.00037727 | 0.00037307 | 0.00036894 | 0.0003649 | 0.00036093 | 0.00035703 | 0.00035142 | 0.00034594 | 0.0003406 | 0.00033539
| 38FP | Void Properties - USPL | Calculated BL+Preferred options | Ml/d | 2 | 0.0097366 | 0.0097366 | 0.0097366 | 0.0097366 | 0.0097366 | 0.0097366 | 0.0097366 | 0.0097366 | 0.0097366 | 0.0097366 | 0.0097366 | 0.0097366 | 0.0097366 | 0.0097366 | 0.0097366 | 0.0097366 | 0.0097366 | 0.0097366 | 0.0097366 | 0.0097366 | 0.0097366 | 0.0097366 | 0.0097366 | 0.0097366 | 0.0097366 | 0.0097366 | 0.0097366 | 0.0097366 | 0.0097366
| 39FP | Distribution Losses | Calculated BL+Preferred options | Ml/d | 2 | 1.0146 | 0.99485 | 0.98514 | 0.96544 | 0.96572 | 0.96598 | 0.96625 | 0.96651 | 0.96677 | 0.96702 | 0.96728 | 0.96753 | 0.96777 | 0.96801 | 0.83825 | 0.82849 | 0.82872 | 0.81895 | 0.80918 | 0.79941 | 0.79963 | 0.78985 | 0.78006 | 0.77028 | 0.76049 | 0.75136 | 0.74221 | 0.73305 | 0.72387
| 40FP | Total Leakage | Sum(34FP:39FP) | Ml/d | 2 | 1.17 | 1.15 | 1.14 | 1.12 | 1.12 | 1.12 | 1.12 | 1.12 | 1.12 | 1.12 | 1.12 | 1.12 | 1.12 | 1.12 | 0.99 | 0.98 | 0.98 | 0.97 | 0.96 | 0.95 | 0.95 | 0.94 | 0.93 | 0.92 | 0.91 | 0.9 | 0.89 | 0.88 | 0.87
| 41FP | Total Leakage | (40FP*1,000,000)/(48FP*1,000) | l/prop/d | 2 | 194.8623 | 189.7836 | 186.4321 | 181.5201 | 179.9079 | 178.1629 | 176.4515 | 174.7728 | 173.1259 | 171.5099 | 170.0789 | 168.6643 | 167.2658 | 165.8833 | 144.6314 | 141.2609 | 139.4158 | 136.2273 | 133.1321 | 130.1255 | 128.5268 | 125.6413 | 122.8349 | 120.1038 | 117.4447 | 114.8543 | 112.3296 | 109.8677 | 107.466
Customer: Properties | 42FP | Measured Non Household - Properties | Input (total, excluding voids) | 000's | 2 | 0.49143 | 0.49328 | 0.49512 | 0.49697 | 0.49881 | 0.50066 | 0.5025 | 0.50435 | 0.50619 | 0.50803 | 0.50988 | 0.51172 | 0.51356 | 0.5154 | 0.51724 | 0.51908 | 0.52092 | 0.52276 | 0.5246 | 0.52644 | 0.52828 | 0.53012 | 0.53196 | 0.53379 | 0.53563 | 0.53747 | 0.5393 | 0.54114 | 0.54297
| 43FP | Unmeasured Non Household - Properties | Input (total, excluding voids) | 000's | 2 | 0.01467 | 0.014428 | 0.014186 | 0.013944 | 0.013702 | 0.013459 | 0.013217 | 0.012975 | 0.012733 | 0.012491 | 0.012249 | 0.012007 | 0.011765 | 0.011523 | 0.011281 | 0.011038 | 0.010796 | 0.010554 | 0.010312 | 0.01007 | 0.0098279 | 0.0095858 | 0.0093437 | 0.0091015 | 0.0088594 | 0.0086173 | 0.0083752 | 0.0081331 | 0.007891
| 44FP | All void non-households - properties | Input (voids in each year) | 000's | 2 | 0.08698 | 0.08698 | 0.08698 | 0.08698 | 0.08698 | 0.08698 | 0.08698 | 0.08698 | 0.08698 | 0.08698 | 0.08698 | 0.08698 | 0.08698 | 0.08698 | 0.08698 | 0.08698 | 0.08698 | 0.08698 | 0.08698 | 0.08698 | 0.08698 | 0.08698 | 0.08698 | 0.08698 | 0.08698 | 0.08698 | 0.08698 | 0.08698 | 0.08698
| 45FP | Measured Household - Properties (excl voids) | Pre-plan year = input. Forecast years = Previous year 45FP + sum(45.1FP:45.6FP) | 000's | 2 | 2.4871 | 2.5894 | 2.6917 | 2.7939 | 2.8943 | 2.9994 | 3.1037 | 3.2071 | 3.3097 | 3.8222 | 4.3284 | 4.8345 | 5.3406 | 5.8467 | 5.9383 | 6.0293 | 6.1195 | 6.209 | 6.2979 | 6.3861 | 6.4753 | 6.5639 | 6.6518 | 6.7391 | 6.8258 | 6.912 | 6.9975 | 7.0824 | 7.1668
| 45.1FP | New properties | Input (new builds in each year) | 000's | 2 | 0.056444 | 0.056444 | 0.056444 | 0.056444 | 0.056444 | 0.062129 | 0.062129 | 0.062129 | 0.062129 | 0.062129 | 0.055835 | 0.055835 | 0.055835 | 0.055835 | 0.055835 | 0.055835 | 0.055835 | 0.055835 | 0.055835 | 0.055835 | 0.057541 | 0.057541 | 0.057541 | 0.057541 | 0.057541 | 0.057541 | 0.057541 | 0.057541 | 0.057541
| 45.2FP | Meter optants - properties | Input (meter optants in each year) | 000's | 2 | 0.038 | 0.046743 | 0.046743 | 0.046743 | 0.04484 | 0.044006 | 0.043186 | 0.042383 | 0.041594 | 0.04082 | 0.04006 | 0.039314 | 0.038582 | 0.037865 | 0.037159 | 0.036468 | 0.035789 | 0.035123 | 0.03447 | 0.033827 | 0.033198 | 0.03258 | 0.031974 | 0.031379 | 0.030795 | 0.030222 | 0.02966 | 0.029108 | 0.028566
| 45.3FP | Compulsory metering - properties | Input (compulsory meters in each year) | 000's | 2 | 0 | 0 | 0 | 0 | 0 | 0 | 0 | 0 | 0 | 0.41071 | 0.41146 | 0.41221 | 0.41294 | 0.41366 | 0 | 0 | 0 | 0 | 0 | 0 | 0 | 0 | 0 | 0 | 0 | 0 | 0 | 0 | 0
| 45.4FP | Metering on change of occupancy - properties | Input (change of occupancy meters in each year) | 000's | 2 | 0 | 0 | 0 | 0 | 0 | 0 | 0 | 0 | 0 | 0 | 0 | 0 | 0 | 0 | 0 | 0 | 0 | 0 | 0 | 0 | 0 | 0 | 0 | 0 | 0 | 0 | 0 | 0 | 0
| 45.5FP | Selective metering properties | Input (selective meters in each year) | 000's | 2 | 0 | 0 | 0 | 0 | 0 | 0 | 0 | 0 | 0 | 0 | 0 | 0 | 0 | 0 | 0 | 0 | 0 | 0 | 0 | 0 | 0 | 0 | 0 | 0 | 0 | 0 | 0 | 0 | 0
| 45.6FP | Other changes to existing metering - properties | Input (other changes to meters in each year) | 000's | 2 | 0 | -0.00086741 | -0.0009038 | -0.00093752 | -0.00097223 | -0.0010066 | -0.001042 | -0.0010783 | -0.0011153 | -0.001152 | -0.0011893 | -0.0012242 | -0.0012593 | -0.0012936 | -0.0013283 | -0.0013622 | -0.0013937 | -0.0014247 | -0.0014551 | -0.001485 | -0.0015144 | -0.0015438 | -0.0015727 | -0.0016011 | -0.001629 | -0.0016565 | -0.0016835 | -0.00171 | -0.0017361
| 45.7FP | Measured void households - properties | Input (voids in each year) | 000's | 2 | 0.15142 | 0.15142 | 0.15142 | 0.15142 | 0.15142 | 0.15142 | 0.15142 | 0.15142 | 0.15142 | 0.27325 | 0.27325 | 0.27325 | 0.27325 | 0.27325 | 0.27325 | 0.27325 | 0.27325 | 0.27325 | 0.27325 | 0.27325 | 0.27325 | 0.27325 | 0.27325 | 0.27325 | 0.27325 | 0.27325 | 0.27325 | 0.27325 | 0.27325
| 46FP | Unmeasured households - properties (excl void) | Input (total) | 000's | 2 | 2.6508 | 2.6022 | 2.5536 | 2.505 | 2.4584 | 2.4127 | 2.3677 | 2.3237 | 2.2804 | 1.8273 | 1.3745 | 0.92195 | 0.46977 | 0.017908 | 0.017895 | 0.017882 | 0.01787 | 0.017857 | 0.017844 | 0.017832 | 0.017819 | 0.017806 | 0.017793 | 0.017781 | 0.017768 | 0.017755 | 0.017743 | 0.01773 | 0.017718
| 47FP | Unmeasured void households - properties | Input (voids in each year) | 000's | 2 | 0.12183 | 0.12183 | 0.12183 | 0.12183 | 0.12183 | 0.12183 | 0.12183 | 0.12183 | 0.12183 | 0 | 0 | 0 | 0 | 0 | 0 | 0 | 0 | 0 | 0 | 0 | 0 | 0 | 0 | 0 | 0 | 0 | 0 | 0 | 0
| 48FP | Total Resource Zone Properties (incl voids) | SUM(42FP:45FP)+45.7FP+46FP+47FP | 000's | 2 | 6.0042 | 6.0595 | 6.1148 | 6.1701 | 6.2254 | 6.2864 | 6.3474 | 6.4083 | 6.4693 | 6.5302 | 6.5852 | 6.6404 | 6.6959 | 6.7517 | 6.845 | 6.9375 | 7.0293 | 7.1205 | 7.2109 | 7.3006 | 7.3915 | 7.4816 | 7.5711 | 7.66 | 7.7483 | 7.836 | 7.9231 | 8.0096 | 8.0956
Customer: Population | 49FP | Measured Non Household - Population | Input (total) | 000's | 2 | 0.289 | 0.289 | 0.289 | 0.289 | 0.289 | 0.289 | 0.289 | 0.289 | 0.289 | 0.289 | 0.289 | 0.289 | 0.289 | 0.289 | 0.289 | 0.289 | 0.289 | 0.289 | 0.289 | 0.289 | 0.289 | 0.289 | 0.289 | 0.289 | 0.289 | 0.289 | 0.289 | 0.289 | 0.289
| 50FP | Unmeasured Non Household - Population | Input (total) | 000's | 2 | 0 | 0 | 0 | 0 | 0 | 0 | 0 | 0 | 0 | 0 | 0 | 0 | 0 | 0 | 0 | 0 | 0 | 0 | 0 | 0 | 0 | 0 | 0 | 0 | 0 | 0 | 0 | 0 | 0
| 51FP | Measured Household - Population | Input (total) | 000's | 2 | 5.7654 | 5.9143 | 6.0771 | 6.2406 | 6.4024 | 6.5651 | 6.7255 | 6.8829 | 7.0365 | 8.3527 | 9.4641 | 10.5613 | 11.6396 | 12.6997 | 12.7384 | 12.7771 | 12.8154 | 12.8545 | 12.8892 | 12.9204 | 12.9521 | 12.9833 | 13.0109 | 13.0423 | 13.0728 | 13.1027 | 13.1334 | 13.1638 | 13.1947
| 52FP | Unmeasured Household - Population | Input (total) | 000's | 2 | 6.3129 | 6.213 | 6.1039 | 5.9982 | 5.8934 | 5.7848 | 5.6788 | 5.5745 | 5.4715 | 4.2049 | 3.1398 | 2.0894 | 1.0527 | 0.034214 | 0.033993 | 0.033773 | 0.033557 | 0.033348 | 0.033132 | 0.032909 | 0.032681 | 0.032457 | 0.032229 | 0.032014 | 0.031799 | 0.031587 | 0.031382 | 0.03118 | 0.03098
| 53FP | Total Resource Zone Population | 49FP+Sum(50FP:52FP) | 000's | 2 | 12.3673 | 12.4164 | 12.4699 | 12.5277 | 12.5848 | 12.639 | 12.6933 | 12.7464 | 12.797 | 12.8466 | 12.8929 | 12.9397 | 12.9813 | 13.0229 | 13.0614 | 13.0999 | 13.138 | 13.1768 | 13.2113 | 13.2424 | 13.2737 | 13.3048 | 13.3321 | 13.3633 | 13.3936 | 13.4233 | 13.4538 | 13.484 | 13.5147
Occupancy | 54FP | Measured Household - Occupancy Rate (average) (excl voids) | 51FP/45FP | h/prop | 1 | 2.3181 | 2.2841 | 2.2577 | 2.2336 | 2.2121 | 2.1888 | 2.167 | 2.1461 | 2.126 | 2.1853 | 2.1865 | 2.1846 | 2.1795 | 2.1721 | 2.1451 | 2.1192 | 2.0942 | 2.0703 | 2.0466 | 2.0232 | 2.0002 | 1.978 | 1.956 | 1.9353 | 1.9152 | 1.8957 | 1.8769 | 1.8587 | 1.8411
| 55FP | Unmeasured Household - Occupancy Rate | 52BL/46BL | h/prop | 1 | 2.3815 | 2.3876 | 2.3903 | 2.3944 | 2.3973 | 2.3977 | 2.3984 | 2.399 | 2.3993 | 2.3012 | 2.2844 | 2.2662 | 2.2408 | 1.9106 | 1.8995 | 1.8886 | 1.8779 | 1.8675 | 1.8567 | 1.8455 | 1.8341 | 1.8228 | 1.8113 | 1.8005 | 1.7897 | 1.779 | 1.7687 | 1.7586 | 1.7486
Metering | 56FP | Total Household Metering penetration (excl. voids) | 45FP/45FP+46FP | % | 0 | 48.41% | 49.88% | 51.32% | 52.73% | 54.07% | 55.42% | 56.73% | 57.99% | 59.21% | 67.66% | 75.9% | 83.98% | 91.92% | 99.69% | 99.7% | 99.7% | 99.71% | 99.71% | 99.72% | 99.72% | 99.73% | 99.73% | 99.73% | 99.74% | 99.74% | 99.74% | 99.75% | 99.75% | 99.75%
| 57FP | Total Household Metering penetration (incl. voids) | 45FP/(45FP+45.7FP+46FP+47FP) | % | 0 | 45.96% | 47.38% | 48.78% | 50.14% | 51.45% | 52.76% | 54.03% | 55.26% | 56.45% | 64.53% | 72.43% | 80.18% | 87.79% | 95.26% | 95.33% | 95.39% | 95.46% | 95.52% | 95.58% | 95.64% | 95.7% | 95.75% | 95.81% | 95.86% | 95.91% | 95.96% | 96.01% | 96.05% | 96.1%
|  | Company: | Severn Trent Water
|  | Resource Zone Name: | Kinsall
|  | Resource Zone Number: | 3
|  | Planning Scenario Name: | Dry Year Annual Average
|  | Chosen Level of Service: | No more than 3 in 100 Temporary Use Bans

## 9. FP SDB
Table 9: Final planning water supply
| Row Ref | Component | Derivation | Unit | Decimal places | 2016-17 | For info 2017-18 | For info 2018-19 | For info 2019-20 | 2020-21 | 2021-22 | 2022-23 | 2023-24 | 2024-25 | 2025-26 | 2026-27 | 2027-28 | 2028-29 | 2029-2030 | 2030-2031 | 2031-2032 | 2032-33 | 2033-34 | 2034-35 | 2035-36 | 2036-37 | 2037-38 | 2038-39 | 2039-40 | 2040-41 | 2041-42 | 2042-43 | 2043-44 | 2044-45
SDB | 11FP | Distribution Input | 19FP+20FP+21FP+22FP+32FP+33FP+38FP+39FP | Ml/d | 2 | 4.3707 | 4.3561 | 4.3476 | 4.3332 | 4.3324 | 4.3432 | 4.3531 | 4.3633 | 4.3682 | 4.3483 | 4.3382 | 4.329 | 4.3166 | 4.3129 | 4.1883 | 4.1838 | 4.1851 | 4.1842 | 4.179 | 4.1759 | 4.1791 | 4.1809 | 4.1788 | 4.1766 | 4.1705 | 4.1725 | 4.1706 | 4.1685 | 4.1624
| 12FP | Water Available For Use (own sources) | 7FP-(9FP+10FP) | Ml/d | 2 | 4.8136 | 4.8136 | 4.8136 | 4.8136 | 4.8136 | 4.8136 | 4.8136 | 4.8136 | 4.8136 | 4.8136 | 4.8136 | 4.8136 | 4.8136 | 4.8136 | 4.3036 | 4.3036 | 4.3036 | 4.3036 | 4.3036 | 4.3036 | 4.3036 | 4.3036 | 4.3036 | 4.3036 | 4.3036 | 4.3036 | 4.3036 | 4.3036 | 4.3036
| 13FP | Total Water Available For Use | 12FP+(2FP+3FP)-(5FP+6FP) | Ml/d | 2 | 4.8136 | 4.8136 | 4.8136 | 4.8136 | 4.8136 | 4.8136 | 4.8136 | 4.8136 | 4.8136 | 4.8136 | 4.8136 | 4.8136 | 4.8136 | 4.8136 | 4.3036 | 4.3036 | 4.3036 | 4.3036 | 4.3036 | 4.3036 | 4.3036 | 4.3036 | 4.3036 | 4.3036 | 4.3036 | 4.3036 | 4.3036 | 4.3036 | 4.3036
| 14FP | Target headroom (climate change component) | Input | Ml/d | 2 | 0 | 0 | 0 | 0 | 0 | 0 | 0 | 0 | 0 | 0 | 0 | 0 | 0 | 0 | 0 | 0 | 0 | 0 | 0 | 0 | 0 | 0 | 0 | 0 | 0 | 0 | 0 | 0 | 0
| 15FP | Target headroom (All other components) | Input | Ml/d | 2 | 0.17416 | 0.17129 | 0.16355 | 0.16252 | 0.15724 | 0.14954 | 0.14761 | 0.1414 | 0.14026 | 0.11505 | 0.11052 | 0.11458 | 0.11038 | 0.11038 | 0.11259 | 0.11214 | 0.11079 | 0.11251 | 0.11478 | 0.11719 | 0.11907 | 0.11864 | 0.12255 | 0.12541 | 0.12396 | 0.12472 | 0.12672 | 0.13294 | 0.13349
| 16FP | Target Headroom | 14FP+15FP | Ml/d | 2 | 0.17416 | 0.17129 | 0.16355 | 0.16252 | 0.15724 | 0.14954 | 0.14761 | 0.1414 | 0.14026 | 0.11505 | 0.11052 | 0.11458 | 0.11038 | 0.11038 | 0.11259 | 0.11214 | 0.11079 | 0.11251 | 0.11478 | 0.11719 | 0.11907 | 0.11864 | 0.12255 | 0.12541 | 0.12396 | 0.12472 | 0.12672 | 0.13294 | 0.13349
| 17FP | Available Headroom | 13FP-11FP | Ml/d | 2 | 0.44289 | 0.4575 | 0.46605 | 0.48039 | 0.48122 | 0.47036 | 0.46045 | 0.4503 | 0.44542 | 0.46527 | 0.47538 | 0.48465 | 0.49701 | 0.50066 | 0.11527 | 0.11978 | 0.11847 | 0.11942 | 0.12464 | 0.12773 | 0.12448 | 0.12268 | 0.12484 | 0.12705 | 0.1331 | 0.1311 | 0.13304 | 0.13508 | 0.14123
| 18FP | Supply Demand Balance | 17FP-16FP | Ml/d | 2 | 0.26873 | 0.28621 | 0.30249 | 0.31787 | 0.32398 | 0.32082 | 0.31284 | 0.3089 | 0.30516 | 0.35022 | 0.36486 | 0.37006 | 0.38664 | 0.39028 | 0.0026719 | 0.0076395 | 0.0076744 | 0.0069004 | 0.0098628 | 0.010542 | 0.0054144 | 0.0040351 | 0.002282 | 0.0016438 | 0.0091456 | 0.0063805 | 0.0063253 | 0.0021369 | 0.0077408
|  | Company: | Severn Trent Water
|  | Resource Zone Name: | Kinsall
|  | Resource Zone Number: | 3
|  | Planning Scenario Name: | Dry Year Annual Average
|  | Chosen Level of Service: | No more than 3 in 100 Temporary Use Bans

## 10. Drought plan links
Table 10: Drought plan links and Deployable Output Overview
10.1 Planning scenarios |  |  |  |  | 10.2 Water resources management plan | [7 empty] | 10.3 Drought plan | [5 empty] | 10.4 Demand
Drought Scenarios | Drought Description | Drought Severity | Plan in which scenario is used (highlights overlaps) |  | WRMP DO of Sources (not including drought measures) | WRMP Additional Yield from Drought Supply Measures (eg drought permits or orders) |  |  | WRMP Impact on DO of drought plan Demand Restrictions (eg TUBs) |  |  | WRMP DO Levels of Service | Drought Plan Additional Yield from Further Supply Measures (eg drought permits or orders) |  |  | Drought Plan Impact on DO of Further Demand Restrictions (eg TUBs) |  |  | Unrestricted Demand | Restricted Demand
|  |  | WRMP | Drought Plan | DO (Ml/d) | Description | Marginal Benefit (Ml/d) | DO (Ml/d) | Description | Marginal Benefit (Ml/d) | DO (Ml/d) | DO (Ml/d) | Description | Marginal Benefit (Ml/d) | DO (Ml/d) | Description | Marginal Benefit (Ml/d) | DO (Ml/d) | Ml/d | Ml/d
Historic Droughts | 0 | 0 | 0 | 0 | 0 | (6) | 0 | 0 | (6) | 0 | 0 | 0 | (6) | 0 | 0 | (6) | 0 | 0
| 0 | 0 | 0 | 0 | 0 | (6) | 0 | 0 | (6) | 0 | 0 | 0 | (6) | 0 | 0 | (6) | 0 | 0
Additional Drought Scenarios | 0 | 0 | 0 | 0 | 0 | (6) | 0 | 0 | (6) | 0 | 0 | 0 | (6) | 0 | 0 | (6) | 0 | 0
| 0 | 0 | 0 | 0 | 0 | (6) | 0 | 0 | (6) | 0 | 0 | 0 | (6) | 0 | 0 | (6) | 0 | 0
Reported DO for WRMP tables highlighted in yellow
10.5 Summary report
WRMP DO Overview | [8 empty] | Drought Plan Overview
No drought resilience narrative was carried out for this WRZ as identified under our drought vulnerability assessment see Appendix A9 in the narrative for more information. | [8 empty] | N/A
Additional Drought Scenarios | [8 empty] | Drought Supply Measures and Demand Restrictions Further Details
N/A | [8 empty] | List individual measures used in scenario e.g. (6) No data entered- N/A for WRZ
Impact on Supply Demand
N/A
Demands
N/A