## TITLE PAGE
Water Resources Planning Tables 2019
v11 - August 2016 with updates upto v14 Oct 17
All queries on the content of this workbook should be sent to:
water-company-plan@environment-agency.gov.uk
Water resource zone information
Company: |  | Severn Trent Water
Resource Zone Name: |  | Rutland |  |  |  |  | Data validation: Cell D20
Resource Zone Number: |  | 9 |  |  |  |  | Dry Year Annual Average
Planning Scenario Name: |  | Dry Year Annual Average | DYAA | Normal Year Annual Average |  |  | Dry Year Critical Period
Chosen Level of Service: |  | No more than 3 in 100 Temporary Use Bans |  |  |  |  | Dry Year Annual Average - benchmarking data
Base Year: |  | 2016-17 |  |  |  |  | Dry Year Critical Period - benchmarking data
Responsible Officer: |  | Marcus O'Kane | Signed: | Marcus O'Kane | Dated: | 2017-11-29
Version: |  | 1 |  | [Digital signature is acceptable]
Key to cells
Clear cells - indicate an input is required
Yellow shaded cells - indicates a formula.
Blue shaded cells - indicate base year data.
Light grey shaded cells - indicate preceding years.
Dark grey cells - indicate that no data entry is required.
Worksheet |  | Content
WRZ summary |  | Supply-Demand Balance and components
1. BL Licences |  | Baseline water resources
2. BL Supply |  | Baseline water supplies
3. BL Demand |  | Baseline demand
4. BL SDB |  | Baseline supply demand balance
5. Feasible options |  | Fixed and Variable costs, Net Present Value, AIC and AISC of all feasible options - confidential
6. Preferred options |  | High level costs of preferred options (Dry Year) - publicly available
7. FP Supply |  | Final Planning water supplies (impact of Scenario options)
8. FP Demand |  | Final Planning demand (impact of Scenario options)
9. FP SDB |  | Final Planning supply demand balance
10. Drought plan links |  | Drought plan links
11. Drought plan links graph |  | Drought plan links graph

## WRZ summary
Summary graphs of water resources planning tables data
DERIVATION | DESCRIPTION | UNITS | 2016-17 | For info 2017-18 | For info 2018-19 | For info 2019-20 | 2020-21 | 2021-22 | 2022-23 | 2023-24 | 2024-25 | 2025-26 | 2026-27 | 2027-28 | 2028-29 | 2029-2030 | 2030-2031 | 2031-2032 | 2032-33 | 2033-34 | 2034-35 | 2035-36 | 2036-37 | 2037-38 | 2038-39 | 2039-40 | 2040-41 | 2041-42 | 2042-43 | 2043-44 | 2044-45
SUPPLY
13BL | Total water available for use | Ml/d | 10 | 10 | 10 | 10 | 10 | 10 | 10 | 10 | 10 | 10 | 10 | 10 | 10 | 10 | 10 | 10 | 10 | 10 | 10 | 10 | 10 | 10 | 10 | 10 | 10 | 10 | 10 | 10 | 10
13FP | Total water available for use | Ml/d | 10 | 10 | 10 | 10 | 10 | 10 | 10 | 10 | 10 | 10 | 10 | 10 | 10 | 10 | 10 | 10 | 10 | 10 | 10 | 10 | 10 | 10 | 10 | 10 | 10 | 10 | 10 | 10 | 10
| DEMAND |  | 0
26BL | Unmeasured household consumption | Ml/d | 1.9057 | 1.8548 | 1.8107 | 1.7805 | 1.749 | 1.7144 | 1.6803 | 1.651 | 1.6252 | 1.599 | 1.5685 | 1.5365 | 1.5078 | 1.4776 | 1.4472 | 1.4198 | 1.391 | 1.365 | 1.3376 | 1.3138 | 1.2887 | 1.2661 | 1.242 | 1.2192 | 1.1971 | 1.1752 | 1.1539 | 1.133 | 1.1126
26FP | Unmeasured household consumption | Ml/d | 1.9057 | 1.8548 | 1.8107 | 1.7805 | 1.749 | 1.7144 | 1.6803 | 1.651 | 1.6252 | 1.2728 | 0.95181 | 0.63306 | 0.32018 | 0.010604 | 0.010518 | 0.010453 | 0.010371 | 0.010309 | 0.010231 | 0.01018 | 0.010114 | 0.010066 | 0.010001 | 0.0099443 | 0.0098895 | 0.0098337 | 0.0097802 | 0.009726 | 0.0096731
25BL | Measured household consumption | Ml/d | 1.7398 | 1.8165 | 1.8694 | 1.8958 | 1.9182 | 1.9586 | 2.0017 | 2.0221 | 2.041 | 2.0548 | 2.0961 | 2.1374 | 2.1789 | 2.2203 | 2.253 | 2.285 | 2.3164 | 2.347 | 2.3771 | 2.4091 | 2.4408 | 2.4718 | 2.502 | 2.5316 | 2.5604 | 2.5887 | 2.6165 | 2.6437 | 2.6703
25FP | Measured household consumption | Ml/d | 1.7398 | 1.8165 | 1.8694 | 1.8958 | 1.9163 | 1.9547 | 1.9962 | 2.0149 | 2.0322 | 2.3131 | 2.6136 | 2.9123 | 3.2087 | 3.5028 | 3.5125 | 3.5223 | 3.5323 | 3.5423 | 3.5525 | 3.5682 | 3.5842 | 3.6001 | 3.6156 | 3.6308 | 3.6465 | 3.6619 | 3.6775 | 3.6927 | 3.7078
23BL+24BL | Non-household consumption | Ml/d | 2.2636 | 2.271 | 2.2732 | 2.2822 | 2.2871 | 2.3058 | 2.3198 | 2.3331 | 2.3379 | 2.3526 | 2.3607 | 2.3686 | 2.3698 | 2.3835 | 2.3914 | 2.3995 | 2.401 | 2.4148 | 2.4219 | 2.429 | 2.4294 | 2.4431 | 2.4504 | 2.4578 | 2.4587 | 2.4728 | 2.4804 | 2.4881 | 2.4891
23FP+24FP | Non-household consumption | Ml/d | 2.2636 | 2.271 | 2.2732 | 2.2822 | 2.2871 | 2.3058 | 2.3198 | 2.3331 | 2.3379 | 2.3526 | 2.3607 | 2.3686 | 2.3698 | 2.3835 | 2.3914 | 2.3995 | 2.401 | 2.4148 | 2.4219 | 2.429 | 2.4294 | 2.4431 | 2.4504 | 2.4578 | 2.4587 | 2.4728 | 2.4804 | 2.4881 | 2.4891
40BL | Total leakage | Ml/d | 1.92 | 1.91 | 1.9 | 1.9 | 1.9 | 1.9 | 1.9 | 1.9 | 1.9 | 1.9 | 1.9 | 1.9 | 1.9 | 1.9 | 1.9 | 1.9 | 1.9 | 1.9 | 1.9 | 1.9 | 1.9 | 1.9 | 1.9 | 1.9 | 1.9 | 1.9 | 1.9 | 1.9 | 1.9
40FP | Total leakage | Ml/d | 1.92 | 1.91 | 1.9 | 1.9 | 1.9 | 1.9 | 1.9 | 1.9 | 1.9 | 1.9 | 1.9 | 1.9 | 1.9 | 1.9 | 1.9 | 1.9 | 1.9 | 1.9 | 1.9 | 1.9 | 1.9 | 1.9 | 1.9 | 1.9 | 1.9 | 1.9 | 1.9 | 1.9 | 1.9
11BL-(23BL:26BL)-40BL | Other components of demand | Ml/d | 0.27954 | 0.27954 | 0.27954 | 0.27954 | 0.27954 | 0.27954 | 0.27954 | 0.27954 | 0.27954 | 0.27954 | 0.27954 | 0.27954 | 0.27954 | 0.27954 | 0.27954 | 0.27954 | 0.27954 | 0.27954 | 0.27954 | 0.27954 | 0.27954 | 0.27954 | 0.27954 | 0.27954 | 0.27954 | 0.27954 | 0.27954 | 0.27954 | 0.27954
11FP-(23FP:26FP)-40FP | Other components of demand | Ml/d | 0.27954 | 0.27954 | 0.27954 | 0.27954 | 0.27954 | 0.27954 | 0.27954 | 0.27954 | 0.27954 | 0.27954 | 0.27954 | 0.27954 | 0.27954 | 0.27954 | 0.27954 | 0.27954 | 0.27954 | 0.27954 | 0.27954 | 0.27954 | 0.27954 | 0.27954 | 0.27954 | 0.27954 | 0.27954 | 0.27954 | 0.27954 | 0.27954 | 0.27954
| Total demand + target headroom (baseline) | Ml/d | 8.1087 | 8.1318 | 8.1328 | 8.138 | 8.1339 | 8.1582 | 8.1814 | 8.1857 | 8.1836 | 8.1859 | 8.2049 | 8.2221 | 8.236 | 8.2609 | 8.2711 | 8.2838 | 8.2879 | 8.3064 | 8.3161 | 8.3314 | 8.3384 | 8.3605 | 8.374 | 8.3882 | 8.3958 | 8.4162 | 8.4304 | 8.4444 | 8.4515
| Total demand + target headroom (final plan) | Ml/d | 8.1087 | 8.1318 | 8.1328 | 8.138 | 8.132 | 8.1544 | 8.1758 | 8.1784 | 8.1748 | 8.118 | 8.1057 | 8.0936 | 8.0782 | 8.0764 | 8.094 | 8.1118 | 8.1232 | 8.147 | 8.1642 | 8.1869 | 8.2033 | 8.2328 | 8.2555 | 8.2782 | 8.2947 | 8.3241 | 8.3472 | 8.3701 | 8.3861
SUPPLY-DEMAND BALANCE
16BL | Target headroom | Ml/d | 0 | 0 | 0 | 0 | 0 | 0 | 0 | 0 | 0 | 0 | 0 | 0 | 0 | 0 | 0 | 0 | 0 | 0 | 0 | 0 | 0 | 0 | 0 | 0 | 0 | 0 | 0 | 0 | 0
16FP | Target headroom | Ml/d | 0 | 0 | 0 | 0 | 0 | 0 | 0 | 0 | 0 | 0 | 0 | 0 | 0 | 0 | 0 | 0 | 0 | 0 | 0 | 0 | 0 | 0 | 0 | 0 | 0 | 0 | 0 | 0 | 0
17BL | Available headroom | Ml/d | 1.8913 | 1.8682 | 1.8672 | 1.862 | 1.8661 | 1.8418 | 1.8186 | 1.8143 | 1.8164 | 1.8141 | 1.7951 | 1.7779 | 1.764 | 1.7391 | 1.7289 | 1.7162 | 1.7121 | 1.6936 | 1.6839 | 1.6686 | 1.6616 | 1.6395 | 1.626 | 1.6118 | 1.6042 | 1.5838 | 1.5696 | 1.5556 | 1.5485
17FP | Available headroom | Ml/d | 1.8913 | 1.8682 | 1.8672 | 1.862 | 1.868 | 1.8456 | 1.8242 | 1.8216 | 1.8252 | 1.882 | 1.8943 | 1.9064 | 1.9218 | 1.9236 | 1.906 | 1.8882 | 1.8768 | 1.853 | 1.8358 | 1.8131 | 1.7967 | 1.7672 | 1.7445 | 1.7218 | 1.7053 | 1.6759 | 1.6528 | 1.6299 | 1.6139
Baseline Supply-Demand Balance:
|  | 2020-21 | 2021-22 | 2022-23 | 2023-24 | 2024-25 | 2025-26 | 2026-27 | 2027-28 | 2028-29 | 2029-2030 | 2030-2031 | 2031-2032 | 2032-33 | 2033-34 | 2034-35 | 2035-36 | 2036-37 | 2037-38 | 2038-39 | 2039-40 | 2040-41 | 2041-42 | 2042-43 | 2043-44 | 2044-45
| SDB (Ml/d) | 1.8661 | 1.8418 | 1.8186 | 1.8143 | 1.8164 | 1.8141 | 1.7951 | 1.7779 | 1.764 | 1.7391 | 1.7289 | 1.7162 | 1.7121 | 1.6936 | 1.6839 | 1.6686 | 1.6616 | 1.6395 | 1.626 | 1.6118 | 1.6042 | 1.5838 | 1.5696 | 1.5556 | 1.5485
Final Planning Supply-Demand Balance:
|  | 2020-21 | 2021-22 | 2022-23 | 2023-24 | 2024-25 | 2025-26 | 2026-27 | 2027-28 | 2028-29 | 2029-2030 | 2030-2031 | 2031-2032 | 2032-33 | 2033-34 | 2034-35 | 2035-36 | 2036-37 | 2037-38 | 2038-39 | 2039-40 | 2040-41 | 2041-42 | 2042-43 | 2043-44 | 2044-45
| SDB (Ml/d) | 1.868 | 1.8456 | 1.8242 | 1.8216 | 1.8252 | 1.882 | 1.8943 | 1.9064 | 1.9218 | 1.9236 | 1.906 | 1.8882 | 1.8768 | 1.853 | 1.8358 | 1.8131 | 1.7967 | 1.7672 | 1.7445 | 1.7218 | 1.7053 | 1.6759 | 1.6528 | 1.6299 | 1.6139
| Company: | 2026-27: Severn Trent Water
| Resource Zone Name | 2026-27: Rutland
| Resource Zone Number: | 2026-27: 9
| Planning Scenario Name: | 2026-27: Dry Year Annual Average
| Chosen Level of Service: | 2026-27: No more than 3 in 100 Temporary Use Bans

## 1. BL Licences (hidden)
Table 1: Baseline licences |  |  |  |  | deployable output (Ml/d)
Row ref | Derivation | Licence number | Source name | Source type | Deployable output (Ml/d) | Annual licensed quantity (Ml/d) | Constraints on deployable output
All individual licences:
0.1BL | Sum (0.1BL+...) | - | - | - | 0 | 0 | -
- | Input
Input
0.2BL | Sum (0.2BL+...) | - | Total | - | 0 | - | -
- | - | Group #: | [Enter name of group] | - | 0 | - | -
- | Input
- | Input
- | Input
- | Input
- | Input
Unused licences: | Derivation | Licence number | Source name | Source type | DYAA deployable output (Ml/d) | Annual licensed quantity (Ml/d) | Reason licence is unused
0.3BL | Sum (0.3BL+...) | - | - | - | 0 | 0 | -
Input
- | Input
New licences (within current AMP): | Derivation | Licence number | Source name | Source type | DYAA deployable output (Ml/d) | Annual licensed quantity (Ml/d) | Status of licence
0.4BL | Sum (0.4BL+...) | - | - | - | 0 | 0 | -
Input
- | Input
- | - | - | - | - | - | - | -
Company: |  | Severn Trent Water
Resource Zone Name: |  | Rutland
Resource Zone Number: |  | 9
Planning Scenario Name: |  | Dry Year Annual Average
Chosen Level of Service: |  | No more than 3 in 100 Temporary Use Bans
README

## 2. BL Supply
Table 2: Baseline supply
| Row ref | Component | Derivation | Unit | decimal places | 2016-17 | For info 2017-18 | For info 2018-19 | For info 2019-20 | 2020-21 | 2021-22 | 2022-23 | 2023-24 | 2024-25 | 2025-26 | 2026-27 | 2027-28 | 2028-29 | 2029-2030 | 2030-2031 | 2031-2032 | 2032-33 | 2033-34 | 2034-35 | 2035-36 | 2036-37 | 2037-38 | 2038-39 | 2039-40 | 2040-41 | 2041-42 | 2042-43 | 2043-44 | 2044-45
| 1BL | Raw water abstracted | Input | Ml/d | 2 | 0 | 0 | 0 | 0 | 0 | 0 | 0 | 0 | 0 | 0 | 0 | 0 | 0 | 0 | 0 | 0 | 0 | 0 | 0 | 0 | 0 | 0 | 0 | 0 | 0 | 0 | 0 | 0 | 0
Resources | 2BL | Total raw water imported | sum(2.1BL+2.2BL+2.3BL...) | Ml/d | 2 | 0 | 0 | 0 | 0 | 0 | 0 | 0 | 0 | 0 | 0 | 0 | 0 | 0 | 0 | 0 | 0 | 0 | 0 | 0 | 0 | 0 | 0 | 0 | 0 | 0 | 0 | 0 | 0 | 0
| 2.1BL+ | Raw water imported from: None | Input | Ml/d | 2 | 0 | 0 | 0 | 0 | 0 | 0 | 0 | 0 | 0 | 0 | 0 | 0 | 0 | 0 | 0 | 0 | 0 | 0 | 0 | 0 | 0 | 0 | 0 | 0 | 0 | 0 | 0 | 0 | 0
| - | - | - | - | 2 | - | - | - | - | bar: 2020-21 to 2044-45
| 3BL | Total potable water imported | sum(3.1BL+3.2BL+3.3BL...) | Ml/d | 2 | 10 | 10 | 10 | 10 | 10 | 10 | 10 | 10 | 10 | 10 | 10 | 10 | 10 | 10 | 10 | 10 | 10 | 10 | 10 | 10 | 10 | 10 | 10 | 10 | 10 | 10 | 10 | 10 | 10
| 3.1BL+ | Potable water imported from: Anglian Water Wing import to Rutland - same value as WRMP14 | Input | Ml/d | 2 | 10 | 10 | 10 | 10 | 10 | 10 | 10 | 10 | 10 | 10 | 10 | 10 | 10 | 10 | 10 | 10 | 10 | 10 | 10 | 10 | 10 | 10 | 10 | 10 | 10 | 10 | 10 | 10 | 10
| - | - | - | - | 2 | - | - | - | - | bar: 2020-21 to 2044-45
| 5BL | Total raw water exported (raw exports and non potable uses) | sum(5.1BL+5.2BL+...) | Ml/d | 2 | 0 | 0 | 0 | 0 | 0 | 0 | 0 | 0 | 0 | 0 | 0 | 0 | 0 | 0 | 0 | 0 | 0 | 0 | 0 | 0 | 0 | 0 | 0 | 0 | 0 | 0 | 0 | 0 | 0
| 5.1BL | Non potable water supplied to: | Input | Ml/d | 2 | 0 | 0 | 0 | 0 | 0 | 0 | 0 | 0 | 0 | 0 | 0 | 0 | 0 | 0 | 0 | 0 | 0 | 0 | 0 | 0 | 0 | 0 | 0 | 0 | 0 | 0 | 0 | 0 | 0
| 5.2BL+ | Raw water export to: None | Input | Ml/d | 2 | 0 | 0 | 0 | 0 | 0 | 0 | 0 | 0 | 0 | 0 | 0 | 0 | 0 | 0 | 0 | 0 | 0 | 0 | 0 | 0 | 0 | 0 | 0 | 0 | 0 | 0 | 0 | 0 | 0
| - |  | - | - | 2 | - | - | - | - | bar: 2020-21 to 2044-45
| 6BL | Total potable water exported | sum(6.1BL+6.2BL+6.3BL...) | Ml/d | 2 | 0 | 0 | 0 | 0 | 0 | 0 | 0 | 0 | 0 | 0 | 0 | 0 | 0 | 0 | 0 | 0 | 0 | 0 | 0 | 0 | 0 | 0 | 0 | 0 | 0 | 0 | 0 | 0 | 0
| 6.1BL+ | Potable water export to: None | Input | Ml/d | 2 | 0 | 0 | 0 | 0 | 0 | 0 | 0 | 0 | 0 | 0 | 0 | 0 | 0 | 0 | 0 | 0 | 0 | 0 | 0 | 0 | 0 | 0 | 0 | 0 | 0 | 0 | 0 | 0 | 0
| - |  | - | Ml/d | 2 | - | - | - | - | bar: 2020-21 to 2044-45
| 7BL | Deployable Output (baseline profile without reductions) | sum(0.1Bl+0.2BL+0.3BL+0.4BL) | Ml/d | 2 | 0 | 0 | 0 | 0 | 0 | 0 | 0 | 0 | 0 | 0 | 0 | 0 | 0 | 0 | 0 | 0 | 0 | 0 | 0 | 0 | 0 | 0 | 0 | 0 | 0 | 0 | 0 | 0 | 0
Resource (and process) Losses | 8BL | Baseline forecast changes to Deployable Output | sum(8.1BL+8.2BL+8.3BL) | Ml/d | 2 | 0 | 0 | 0 | 0 | 0 | 0 | 0 | 0 | 0 | 0 | 0 | 0 | 0 | 0 | 0 | 0 | 0 | 0 | 0 | 0 | 0 | 0 | 0 | 0 | 0 | 0 | 0 | 0 | 0
| 8.1BL | Change in DO due to climate change | Input (reductions must be expressed as -ve) | Ml/d | 2 | 0 | 0 | 0 | 0 | 0 | 0 | 0 | 0 | 0 | 0 | 0 | 0 | 0 | 0 | 0 | 0 | 0 | 0 | 0 | 0 | 0 | 0 | 0 | 0 | 0 | 0 | 0 | 0 | 0
| 8.2BL | Reductions to restore sustainable abstraction | sum(8.2BL sub components) | Ml/d | 2 | 0 | 0 | 0 | 0 | 0 | 0 | 0 | 0 | 0 | 0 | 0 | 0 | 0 | 0 | 0 | 0 | 0 | 0 | 0 | 0 | 0 | 0 | 0 | 0 | 0 | 0 | 0 | 0 | 0
| 8.2BL+ | Total for the zone | Input (zero or negative number) | Ml/d | 2 | 0 | 0 | 0 | 0 | 0 | 0 | 0 | 0 | 0 | 0 | 0 | 0 | 0 | 0 | 0 | 0 | 0 | 0 | 0 | 0 | 0 | 0 | 0 | 0 | 0 | 0 | 0 | 0 | 0
| - | - | - | - | 2 | - | - | - | - | bar: 2020-21 to 2044-45
| 8.3BL | Total other changes to DO (specify, e.g. nitrates): None | Input (reductions must be expressed as -ve) | Ml/d | 2 | 0 | 0 | 0 | 0 | 0 | 0 | 0 | 0 | 0 | 0 | 0 | 0 | 0 | 0 | 0 | 0 | 0 | 0 | 0 | 0 | 0 | 0 | 0 | 0 | 0 | 0 | 0 | 0 | 0
| 9BL | Raw water losses, treatment works losses and operational use | Input | Ml/d | 2 | 0 | 0 | 0 | 0 | 0 | 0 | 0 | 0 | 0 | 0 | 0 | 0 | 0 | 0 | 0 | 0 | 0 | 0 | 0 | 0 | 0 | 0 | 0 | 0 | 0 | 0 | 0 | 0 | 0
| 10BL | Outage allowance | Input | Ml/d | 2 | 0 | 0 | 0 | 0 | 0 | 0 | 0 | 0 | 0 | 0 | 0 | 0 | 0 | 0 | 0 | 0 | 0 | 0 | 0 | 0 | 0 | 0 | 0 | 0 | 0 | 0 | 0 | 0 | 0
|  | Company: | Severn Trent Water
|  | Resource Zone Name: | Rutland
|  | Resource Zone Number: | 9
|  | Planning Scenario Name: | Dry Year Annual Average
|  | Chosen Level of Service: | No more than 3 in 100 Temporary Use Bans

## 3. BL Demand
Table 3: Baseline demand
| Row ref | Component | Derivation | Unit | Decimal places | 2016-17 | For info 2017-18 | For info 2018-19 | For info 2019-20 | 2020-21 | 2021-22 | 2022-23 | 2023-24 | 2024-25 | 2025-26 | 2026-27 | 2027-28 | 2028-29 | 2029-2030 | 2030-2031 | 2031-2032 | 2032-33 | 2033-34 | 2034-35 | 2035-36 | 2036-37 | 2037-38 | 2038-39 | 2039-40 | 2040-41 | 2041-42 | 2042-43 | 2043-44 | 2044-45
Consumption | 19BL | Water delivered measured non-household | Input | Ml/d | 2 | 2.2319 | 2.2393 | 2.2415 | 2.2504 | 2.2554 | 2.274 | 2.2881 | 2.3013 | 2.3061 | 2.3209 | 2.3289 | 2.3368 | 2.3381 | 2.3517 | 2.3596 | 2.3677 | 2.3692 | 2.3831 | 2.3902 | 2.3972 | 2.3976 | 2.4113 | 2.4187 | 2.4261 | 2.4269 | 2.4411 | 2.4487 | 2.4563 | 2.4573
| 20BL | Water delivered unmeasured non- household | Input | Ml/d | 2 | 0.057421 | 0.057421 | 0.057421 | 0.057421 | 0.057421 | 0.057421 | 0.057421 | 0.057421 | 0.057421 | 0.057421 | 0.057421 | 0.057421 | 0.057421 | 0.057421 | 0.057421 | 0.057421 | 0.057421 | 0.057421 | 0.057421 | 0.057421 | 0.057421 | 0.057421 | 0.057421 | 0.057421 | 0.057421 | 0.057421 | 0.057421 | 0.057421 | 0.057421
| 21BL | Water delivered measured household | Input | Ml/d | 2 | 1.9121 | 1.9909 | 2.0459 | 2.0743 | 2.0987 | 2.141 | 2.1861 | 2.2083 | 2.2291 | 2.2447 | 2.2878 | 2.3309 | 2.374 | 2.4171 | 2.4514 | 2.4851 | 2.518 | 2.5502 | 2.5818 | 2.6152 | 2.6484 | 2.6808 | 2.7125 | 2.7434 | 2.7737 | 2.8019 | 2.8297 | 2.8569 | 2.8835
| 22BL | Water delivered unmeasured household | Input | Ml/d | 2 | 2.0566 | 2.003 | 1.9562 | 1.9234 | 1.8894 | 1.8522 | 1.8157 | 1.784 | 1.7558 | 1.7273 | 1.6946 | 1.6604 | 1.6294 | 1.597 | 1.5645 | 1.535 | 1.5042 | 1.4761 | 1.4468 | 1.4211 | 1.3941 | 1.3696 | 1.3437 | 1.3191 | 1.2951 | 1.2715 | 1.2485 | 1.2259 | 1.2038
| 23BL | Measured Non Household - Consumption | 19BL-34BL | Ml/d | 2 | 2.2081 | 2.2155 | 2.2177 | 2.2266 | 2.2316 | 2.2502 | 2.2643 | 2.2775 | 2.2823 | 2.2971 | 2.3051 | 2.313 | 2.3143 | 2.3279 | 2.3358 | 2.3439 | 2.3454 | 2.3593 | 2.3664 | 2.3734 | 2.3738 | 2.3875 | 2.3949 | 2.4023 | 2.4031 | 2.4173 | 2.4249 | 2.4325 | 2.4335
| 24BL | Unmeasured Non Household - Consumption | 20BL-35BL | Ml/d | 2 | 0.055565 | 0.055565 | 0.055565 | 0.055565 | 0.055565 | 0.055565 | 0.055565 | 0.055565 | 0.055565 | 0.055565 | 0.055565 | 0.055565 | 0.055565 | 0.055565 | 0.055565 | 0.055565 | 0.055565 | 0.055565 | 0.055565 | 0.055565 | 0.055565 | 0.055565 | 0.055565 | 0.055565 | 0.055565 | 0.055565 | 0.055565 | 0.055565 | 0.055565
| 25BL | Measured Household - Consumption | 21BL-36BL | Ml/d | 2 | 1.7398 | 1.8165 | 1.8694 | 1.8958 | 1.9182 | 1.9586 | 2.0017 | 2.0221 | 2.041 | 2.0548 | 2.0961 | 2.1374 | 2.1789 | 2.2203 | 2.253 | 2.285 | 2.3164 | 2.347 | 2.3771 | 2.4091 | 2.4408 | 2.4718 | 2.502 | 2.5316 | 2.5604 | 2.5887 | 2.6165 | 2.6437 | 2.6703
| 26BL | Unmeasured Household - Consumption | 22BL-37BL | Ml/d | 2 | 1.9057 | 1.8548 | 1.8107 | 1.7805 | 1.749 | 1.7144 | 1.6803 | 1.651 | 1.6252 | 1.599 | 1.5685 | 1.5365 | 1.5078 | 1.4776 | 1.4472 | 1.4198 | 1.391 | 1.365 | 1.3376 | 1.3138 | 1.2887 | 1.2661 | 1.242 | 1.2192 | 1.1971 | 1.1752 | 1.1539 | 1.133 | 1.1126
| 27 - | Percentage of consumption driven by climate change | Input | % | 1 | 0 | 0.032311 | 0.064601 | 0.09687 | 0.12912 | 0.16135 | 0.19355 | 0.22574 | 0.2579 | 0.29005 | 0.32217 | 0.35428 | 0.38636 | 0.41842 | 0.45046 | 0.48248 | 0.51448 | 0.54646 | 0.57842 | 0.61036 | 0.64228 | 0.67417 | 0.70605 | 0.73791 | 0.76974 | 0.80156 | 0.83335 | 0.86513 | 0.89688
| 28 - | Volume of consumption driven by climate change |  | Ml/d | 1 | 0 | 0.00192 | 0.0038459 | 0.005772 | 0.0076882 | 0.0096464 | 0.011617 | 0.013558 | 0.015485 | 0.017421 | 0.019412 | 0.021407 | 0.0234 | 0.025445 | 0.02744 | 0.029452 | 0.031426 | 0.033481 | 0.035495 | 0.037548 | 0.039557 | 0.041671 | 0.043736 | 0.045814 | 0.047849 | 0.049991 | 0.052092 | 0.054199 | 0.056253
PCC and consumption by component | 29BL | Measured Household - PCC | (25BL*1,000,000)/(51BL*1,000) | l/h/d | 1 | 117.6 | 119.2 | 119.8 | 119.2 | 118.4 | 118.3 | 118.4 | 118 | 117.2 | 116.7 | 116.8 | 117.2 | 117.3 | 117.7 | 117.7 | 117.4 | 117.4 | 117.1 | 117.1 | 116.9 | 117 | 116.8 | 116.9 | 116.8 | 116.8 | 116.7 | 116.6 | 116.5 | 116.4
| 29.1BL | Measured toilet flushing | Input | l/h/d | 1 | 26.4353 | 26.0395 | 25.4912 | 24.763 | 24.0408 | 23.4253 | 22.8399 | 22.2125 | 21.5366 | 20.9007 | 20.3675 | 19.898 | 19.3897 | 18.9403 | 18.9647 | 18.94 | 18.9575 | 18.9256 | 18.938 | 18.9028 | 18.9117 | 18.8718 | 18.8756 | 18.8583 | 18.8353 | 18.8132 | 18.7877 | 18.7644 | 18.7365
| 29.2BL | Measured personal washing | Input | l/h/d | 1 | 50.0883 | 51.9296 | 53.2458 | 53.9588 | 54.6313 | 55.5808 | 56.5609 | 57.3003 | 57.8652 | 58.476 | 59.4023 | 60.4741 | 61.3895 | 62.4538 | 62.637 | 62.659 | 62.8211 | 62.82 | 62.9666 | 62.9555 | 63.0916 | 63.0654 | 63.1857 | 63.2358 | 63.267 | 63.3015 | 63.3251 | 63.356 | 63.3717
| 29.3BL | Measured clothes washing | Input | l/h/d | 1 | 14.6175 | 14.7771 | 14.801 | 14.6738 | 14.5387 | 14.4731 | 14.4165 | 14.307 | 14.1569 | 14.022 | 13.9606 | 13.9343 | 13.8728 | 13.8458 | 13.7765 | 13.6712 | 13.5961 | 13.4853 | 13.4058 | 13.2925 | 13.21 | 13.0932 | 13.0066 | 12.9052 | 12.7998 | 12.6948 | 12.5876 | 12.4816 | 12.3725
| 29.4BL | Measured dish washing | Input | l/h/d | 1 | 11.5468 | 11.7595 | 11.8516 | 11.8112 | 11.763 | 11.7742 | 11.7914 | 11.7594 | 11.6929 | 11.6373 | 11.645 | 11.6808 | 11.6859 | 11.7189 | 11.7451 | 11.741 | 11.763 | 11.7544 | 11.7733 | 11.7627 | 11.7795 | 11.7659 | 11.7797 | 11.7802 | 11.7772 | 11.7748 | 11.7703 | 11.7671 | 11.761
| 29.5BL | Measured miscellaneous internal use | Input | l/h/d | 1 | 13.6245 | 13.7589 | 13.7922 | 13.711 | 13.6236 | 13.5874 | 13.5586 | 13.4994 | 13.4033 | 13.326 | 13.2956 | 13.2994 | 13.2702 | 13.2745 | 13.2752 | 13.2434 | 13.2428 | 13.2093 | 13.2083 | 13.1755 | 13.1747 | 13.1411 | 13.1392 | 13.1236 | 13.1051 | 13.0881 | 13.0697 | 13.0537 | 13.0353
| 29.6BL | Measured external use | Input | l/h/d | 1 | 1.3259 | 1.3907 | 1.4421 | 1.4775 | 1.5112 | 1.5517 | 1.5926 | 1.6269 | 1.6559 | 1.6858 | 1.7239 | 1.7661 | 1.8036 | 1.8454 | 1.8845 | 1.9184 | 1.9562 | 1.9885 | 2.0251 | 2.0562 | 2.0918 | 2.1216 | 2.1559 | 2.1875 | 2.218 | 2.2483 | 2.2777 | 2.3071 | 2.3355
| 30BL | Unmeasured Household - PCC | (26BL*1,000,000)/(52BL*1,000) | l/h/d | 1 | 141.8 | 142 | 141.8 | 141.1 | 140.2 | 139.7 | 139.3 | 138.7 | 137.9 | 137.1 | 136.8 | 136.6 | 136.3 | 136.1 | 135.9 | 135.5 | 135.3 | 134.9 | 134.6 | 134.4 | 134.3 | 134 | 133.9 | 133.7 | 133.5 | 133.3 | 133.1 | 132.9 | 132.7
| 30.1BL | Unmeasured toilet flushing | Input | l/h/d | 1 | 31.8841 | 31.1919 | 30.4213 | 29.4953 | 28.5815 | 27.7332 | 26.8945 | 26.0073 | 25.0915 | 24.1936 | 23.3593 | 22.5519 | 21.7185 | 20.9093 | 20.8768 | 20.8196 | 20.785 | 20.7267 | 20.6902 | 20.6309 | 20.5934 | 20.532 | 20.4934 | 20.4447 | 20.3929 | 20.3432 | 20.2914 | 20.2402 | 20.1881
| 30.2BL | Unmeasured personal washing | Input | l/h/d | 1 | 59.3772 | 60.4968 | 61.4791 | 62.1436 | 62.817 | 63.6237 | 64.4479 | 65.1468 | 65.7555 | 66.3895 | 67.1847 | 68.0549 | 68.8444 | 69.7073 | 69.7141 | 69.6383 | 69.6377 | 69.5576 | 69.5508 | 69.4669 | 69.4566 | 69.3652 | 69.3509 | 69.3019 | 69.2427 | 69.19 | 69.1302 | 69.0722 | 69.011
| 30.3BL | Unmeasured clothes washing | Input | l/h/d | 1 | 17.0943 | 17.0628 | 16.9905 | 16.8309 | 16.6759 | 16.5576 | 16.4444 | 16.3002 | 16.1355 | 15.9793 | 15.8632 | 15.7651 | 15.6484 | 15.5487 | 15.4257 | 15.2845 | 15.16 | 15.0183 | 14.8926 | 14.7506 | 14.6243 | 14.4812 | 14.3543 | 14.2204 | 14.0846 | 13.9502 | 13.8147 | 13.6797 | 13.5443
| 30.4BL | Unmeasured dish washing | Input | l/h/d | 1 | 13.5273 | 13.5738 | 13.5882 | 13.5327 | 13.4804 | 13.4575 | 13.4387 | 13.3943 | 13.3325 | 13.2773 | 13.255 | 13.2476 | 13.2247 | 13.2161 | 13.2072 | 13.1827 | 13.1724 | 13.1471 | 13.1357 | 13.1097 | 13.0976 | 13.0703 | 13.0575 | 13.0382 | 13.0169 | 12.9969 | 12.9756 | 12.9547 | 12.9331
| 30.5BL | Unmeasured miscellaneous internal use | Input | l/h/d | 1 | 18.4378 | 18.5153 | 18.5491 | 18.4874 | 18.43 | 18.4128 | 18.4011 | 18.3543 | 18.2837 | 18.2218 | 18.2052 | 18.2091 | 18.1916 | 18.1937 | 18.1954 | 18.1757 | 18.1755 | 18.1546 | 18.1528 | 18.1309 | 18.1282 | 18.1044 | 18.1006 | 18.0879 | 18.0724 | 18.0586 | 18.043 | 18.0279 | 18.0119
| 30.6BL | Unmeasured external use | Input | l/h/d | 1 | 1.4637 | 1.5156 | 1.5639 | 1.6048 | 1.6461 | 1.6904 | 1.7351 | 1.7772 | 1.8176 | 1.8587 | 1.9031 | 1.9489 | 1.9931 | 2.0388 | 2.0839 | 2.1274 | 2.1721 | 2.2154 | 2.2598 | 2.3029 | 2.3471 | 2.3899 | 2.4338 | 2.4771 | 2.5202 | 2.5632 | 2.6061 | 2.6489 | 2.6916
| 31BL | Average Household - PCC | ((25BL+26BL)*1,000,000))/(51BL+52BL*1,000) | l/h/d | 1 | 129.1346 | 129.7063 | 129.6786 | 128.8761 | 127.8925 | 127.4292 | 127.0827 | 126.4439 | 125.5643 | 124.8279 | 124.5636 | 124.5698 | 124.3721 | 124.4396 | 124.2089 | 123.7469 | 123.5207 | 123.0595 | 122.8417 | 122.5119 | 122.4361 | 122.1123 | 122.0221 | 121.8269 | 121.6062 | 121.3969 | 121.1861 | 120.9892 | 120.7754
| 32BL | Water Taken Unbilled | Input | Ml/d | 2 | 0.23938 | 0.23938 | 0.23938 | 0.23938 | 0.23938 | 0.23938 | 0.23938 | 0.23938 | 0.23938 | 0.23938 | 0.23938 | 0.23938 | 0.23938 | 0.23938 | 0.23938 | 0.23938 | 0.23938 | 0.23938 | 0.23938 | 0.23938 | 0.23938 | 0.23938 | 0.23938 | 0.23938 | 0.23938 | 0.23938 | 0.23938 | 0.23938 | 0.23938
| 33BL | Distribution System Operational Use | Input | Ml/d | 2 | 0.040158 | 0.040158 | 0.040158 | 0.040158 | 0.040158 | 0.040158 | 0.040158 | 0.040158 | 0.040158 | 0.040158 | 0.040158 | 0.040158 | 0.040158 | 0.040158 | 0.040158 | 0.040158 | 0.040158 | 0.040158 | 0.040158 | 0.040158 | 0.040158 | 0.040158 | 0.040158 | 0.040158 | 0.040158 | 0.040158 | 0.040158 | 0.040158 | 0.040158
Leakage | 34BL | Measured Non Household - USPL | Input | Ml/d | 2 | 0.023801 | 0.023801 | 0.023801 | 0.023801 | 0.023801 | 0.023801 | 0.023801 | 0.023801 | 0.023801 | 0.023801 | 0.023801 | 0.023801 | 0.023801 | 0.023801 | 0.023801 | 0.023801 | 0.023801 | 0.023801 | 0.023801 | 0.023801 | 0.023801 | 0.023801 | 0.023801 | 0.023801 | 0.023801 | 0.023801 | 0.023801 | 0.023801 | 0.023801
| 35BL | Unmeasured Non Household - USPL | Input | Ml/d | 2 | 0.0018568 | 0.0018568 | 0.0018568 | 0.0018568 | 0.0018568 | 0.0018568 | 0.0018568 | 0.0018568 | 0.0018568 | 0.0018568 | 0.0018568 | 0.0018568 | 0.0018568 | 0.0018568 | 0.0018568 | 0.0018568 | 0.0018568 | 0.0018568 | 0.0018568 | 0.0018568 | 0.0018568 | 0.0018568 | 0.0018568 | 0.0018568 | 0.0018568 | 0.0018568 | 0.0018568 | 0.0018568 | 0.0018568
| 36BL | Measured Household - USPL | Input | Ml/d | 2 | 0.1723 | 0.17441 | 0.17648 | 0.17851 | 0.1805 | 0.18245 | 0.18437 | 0.18625 | 0.18809 | 0.1899 | 0.19167 | 0.19341 | 0.19512 | 0.1968 | 0.19844 | 0.20005 | 0.20163 | 0.20318 | 0.2047 | 0.20619 | 0.20765 | 0.20908 | 0.21049 | 0.21186 | 0.21322 | 0.21322 | 0.21322 | 0.21322 | 0.21322
| 37BL | Unmeasured Household - USPL | Input | Ml/d | 2 | 0.15084 | 0.1482 | 0.14555 | 0.14291 | 0.14037 | 0.13788 | 0.13543 | 0.13302 | 0.13066 | 0.12833 | 0.12605 | 0.12381 | 0.12161 | 0.11945 | 0.11733 | 0.11524 | 0.1132 | 0.11118 | 0.10921 | 0.10726 | 0.10536 | 0.10348 | 0.10164 | 0.099829 | 0.098051 | 0.096305 | 0.094588 | 0.092902 | 0.091245
| 38BL | Void Properties - USPL | Input | Ml/d | 2 | 0.023801 | 0.023801 | 0.023801 | 0.023801 | 0.023801 | 0.023801 | 0.023801 | 0.023801 | 0.023801 | 0.023801 | 0.023801 | 0.023801 | 0.023801 | 0.023801 | 0.023801 | 0.023801 | 0.023801 | 0.023801 | 0.023801 | 0.023801 | 0.023801 | 0.023801 | 0.023801 | 0.023801 | 0.023801 | 0.023801 | 0.023801 | 0.023801 | 0.023801 | 0.021058
| 39BL | Distribution Losses | Input | Ml/d | 2 | 1.5474 | 1.5379 | 1.5285 | 1.5291 | 1.5297 | 1.5302 | 1.5307 | 1.5313 | 1.5318 | 1.5323 | 1.5328 | 1.5333 | 1.5338 | 1.5343 | 1.5348 | 1.5352 | 1.5357 | 1.5362 | 1.5366 | 1.5371 | 1.5375 | 1.538 | 1.5384 | 1.5388 | 1.5393 | 1.541 | 1.5427 | 1.5444 | 1.5461
| 40BL | Total Leakage | sum(34BL:39BL) | Ml/d | 2 | 1.92 | 1.91 | 1.9 | 1.9 | 1.9 | 1.9 | 1.9 | 1.9 | 1.9 | 1.9 | 1.9 | 1.9 | 1.9 | 1.9 | 1.9 | 1.9 | 1.9 | 1.9 | 1.9 | 1.9 | 1.9 | 1.9 | 1.9 | 1.9 | 1.9 | 1.9 | 1.9 | 1.9 | 1.9
| 41BL | Total Leakage | (40BL*1,000,000)/(48BL*1,000) | l/prop/d | 2 | 140.7806 | 137.3135 | 134.8751 | 134.2294 | 133.5897 | 132.3547 | 131.0543 | 130.5463 | 130.0855 | 129.8003 | 128.5915 | 127.4051 | 126.2407 | 125.0975 | 123.975 | 122.8726 | 121.7898 | 120.7261 | 119.6809 | 118.6538 | 117.6443 | 116.652 | 115.6764 | 114.717 | 113.7736 | 112.8456 | 111.9328 | 111.0347 | 110.1511
Customer: Properties | 42BL | Measured non-households - properties | Input (total, excluding voids) | 000's | 2 | 0.96503 | 0.96915 | 0.97327 | 0.97739 | 0.98151 | 0.98562 | 0.98975 | 0.99387 | 0.99799 | 1.0021 | 1.0062 | 1.0104 | 1.0145 | 1.0186 | 1.0227 | 1.0269 | 1.031 | 1.0351 | 1.0392 | 1.0434 | 1.0475 | 1.0516 | 1.0558 | 1.0599 | 1.064 | 1.0682 | 1.0723 | 1.0764 | 1.0806
| 43BL | Unmeasured non-households - properties | Input (total, excluding voids) | 000's | 2 | 0.0672 | 0.066091 | 0.064982 | 0.063873 | 0.062764 | 0.061655 | 0.060546 | 0.059437 | 0.058328 | 0.057219 | 0.05611 | 0.055001 | 0.053892 | 0.052783 | 0.051674 | 0.050565 | 0.049456 | 0.048346 | 0.047237 | 0.046128 | 0.045019 | 0.04391 | 0.042801 | 0.041692 | 0.040583 | 0.039474 | 0.038365 | 0.037256 | 0.036147
| 44BL | All void non-households - properties | Input (voids in each year) | 000's | 2 | 0.21324 | 0.21324 | 0.21324 | 0.21324 | 0.21324 | 0.21324 | 0.21324 | 0.21324 | 0.21324 | 0.21324 | 0.21324 | 0.21324 | 0.21324 | 0.21324 | 0.21324 | 0.21324 | 0.21324 | 0.21324 | 0.21324 | 0.21324 | 0.21324 | 0.21324 | 0.21324 | 0.21324 | 0.21324 | 0.21324 | 0.21324 | 0.21324 | 0.21324
| 45BL | Total measured households - properties (excl void) | Pre-plan year = input. Forecast years = Previous year 45BL + sum(45.1BL:45.6BL) | 000's | 2 | 6.4204 | 6.7869 | 7.0592 | 7.2218 | 7.3806 | 7.6025 | 7.8324 | 7.9746 | 8.1103 | 8.2249 | 8.4435 | 8.6604 | 8.8758 | 9.0897 | 9.3021 | 9.513 | 9.7224 | 9.9305 | 10.1371 | 10.3424 | 10.5463 | 10.749 | 10.9503 | 11.1504 | 11.3493 | 11.5469 | 11.7433 | 11.9386 | 12.1327
| 45.1BL | New build properties - properties | Input (new builds in each year) | 000's | 2 | 0.21938 | 0.27457 | 0.18043 | 0.070881 | 0.070881 | 0.1358 | 0.14554 | 0.05952 | 0.054651 | 0.035175 | 0.14067 | 0.14067 | 0.14067 | 0.14067 | 0.14067 | 0.14067 | 0.14067 | 0.14067 | 0.14067 | 0.14067 | 0.14067 | 0.14067 | 0.14067 | 0.14067 | 0.14067 | 0.14067 | 0.14067 | 0.14067 | 0.14067
| 45.2BL | Meter optants - properties | Input (meter optants in each year) | 000's | 2 | 0.065 | 0.094202 | 0.094202 | 0.094202 | 0.090366 | 0.088685 | 0.087034 | 0.085415 | 0.083825 | 0.082265 | 0.080734 | 0.07923 | 0.077755 | 0.076309 | 0.074888 | 0.073495 | 0.072126 | 0.070784 | 0.069468 | 0.068173 | 0.066904 | 0.065659 | 0.064437 | 0.063239 | 0.062061 | 0.060907 | 0.059774 | 0.058661 | 0.057569
| 45.3BL | Compulsory metering - properties | Input (compulsory meters in each year) | 000's | 2 | 0 | 0 | 0 | 0 | 0 | 0 | 0 | 0 | 0 | 0 | 0 | 0 | 0 | 0 | 0 | 0 | 0 | 0 | 0 | 0 | 0 | 0 | 0 | 0 | 0 | 0 | 0 | 0 | 0
| 45.4BL | Metering on change of occupancy - properties | Input (change of occupancy meters in each year) | 000's | 2 | 0 | 0 | 0 | 0 | 0 | 0 | 0 | 0 | 0 | 0 | 0 | 0 | 0 | 0 | 0 | 0 | 0 | 0 | 0 | 0 | 0 | 0 | 0 | 0 | 0 | 0 | 0 | 0 | 0
| 45.5BL | Selective metering - properties | Input (selective meters in each year) | 000's | 2 | 0 | 0 | 0 | 0 | 0 | 0 | 0 | 0 | 0 | 0 | 0 | 0 | 0 | 0 | 0 | 0 | 0 | 0 | 0 | 0 | 0 | 0 | 0 | 0 | 0 | 0 | 0 | 0 | 0
| 45.6BL | Other changes to existing metering - properties | Input (other changes to meters in each year) | 000's | 2 | 0 | -0.0022392 | -0.0023689 | -0.0024587 | -0.002513 | -0.002567 | -0.0026412 | -0.0027212 | -0.0027733 | -0.0028229 | -0.0028673 | -0.0029481 | -0.0030294 | -0.0031088 | -0.0031892 | -0.0032679 | -0.003341 | -0.0034129 | -0.0034835 | -0.003553 | -0.0036212 | -0.0036883 | -0.0037542 | -0.0038191 | -0.0038828 | -0.0039456 | -0.0040072 | -0.0040679 | -0.0041276
| 45.7BL | Measured void households - properties | Input (voids in each year) | 000's | 2 | 0.28006 | 0.28006 | 0.28006 | 0.28006 | 0.28006 | 0.28006 | 0.28006 | 0.28006 | 0.28006 | 0.28006 | 0.28006 | 0.28006 | 0.28006 | 0.28006 | 0.28006 | 0.28006 | 0.28006 | 0.28006 | 0.28006 | 0.28006 | 0.28006 | 0.28006 | 0.28006 | 0.28006 | 0.28006 | 0.28006 | 0.28006 | 0.28006 | 0.28006
| 46BL | Unmeasured households - properties (excl void) | Input (total) | 000's | 2 | 5.3422 | 5.2442 | 5.1463 | 5.0484 | 4.9545 | 4.8623 | 4.7718 | 4.6829 | 4.5958 | 4.5102 | 4.4263 | 4.3439 | 4.2631 | 4.1837 | 4.1059 | 4.0294 | 3.9544 | 3.8808 | 3.8086 | 3.7377 | 3.6682 | 3.5999 | 3.5329 | 3.4671 | 3.4026 | 3.3393 | 3.2771 | 3.2161 | 3.1563
| 47BL | Unmeasured void households - properties | Input (voids in each year) | 000's | 2 | 0.35005 | 0.35005 | 0.35005 | 0.35005 | 0.35005 | 0.35005 | 0.35005 | 0.35005 | 0.35005 | 0.35005 | 0.35005 | 0.35005 | 0.35005 | 0.35005 | 0.35005 | 0.35005 | 0.35005 | 0.35005 | 0.35005 | 0.35005 | 0.35005 | 0.35005 | 0.35005 | 0.35005 | 0.35005 | 0.35005 | 0.35005 | 0.35005 | 0.35005
| 48BL | Total Resource Zone Properties (incl voids) | SUM(42BL:45BL)+45.7BL+46BL+47BL | 000's | 2 | 13.6382 | 13.9098 | 14.0871 | 14.1549 | 14.2227 | 14.3554 | 14.4978 | 14.5542 | 14.6058 | 14.6379 | 14.7755 | 14.9131 | 15.0506 | 15.1882 | 15.3257 | 15.4632 | 15.6006 | 15.7381 | 15.8755 | 16.013 | 16.1504 | 16.2878 | 16.4251 | 16.5625 | 16.6998 | 16.8372 | 16.9745 | 17.1118 | 17.249
Customer: Population | 49BL | Measured Non Household - Population | Input (total) | 000's | 2 | 3.01 | 3.01 | 3.01 | 3.01 | 3.01 | 3.01 | 3.01 | 3.01 | 3.01 | 3.01 | 3.01 | 3.01 | 3.01 | 3.01 | 3.01 | 3.01 | 3.01 | 3.01 | 3.01 | 3.01 | 3.01 | 3.01 | 3.01 | 3.01 | 3.01 | 3.01 | 3.01 | 3.01 | 3.01
| 50BL | Unmeasured Non Household - Population | Input (total) | 000's | 2 | 0 | 0 | 0 | 0 | 0 | 0 | 0 | 0 | 0 | 0 | 0 | 0 | 0 | 0 | 0 | 0 | 0 | 0 | 0 | 0 | 0 | 0 | 0 | 0 | 0 | 0 | 0 | 0 | 0
| 51BL | Measured Household - Population | Input (total) | 000's | 2 | 14.7895 | 15.238 | 15.6104 | 15.9027 | 16.1967 | 16.5514 | 16.9121 | 17.1422 | 17.4079 | 17.6102 | 17.9528 | 18.2452 | 18.5788 | 18.8615 | 19.1396 | 19.4598 | 19.7298 | 20.0444 | 20.3054 | 20.6111 | 20.8625 | 21.1617 | 21.4059 | 21.6679 | 21.9308 | 22.1872 | 22.4421 | 22.6892 | 22.9367
| 52BL | Unmeasured Household - Population | Input (total) | 000's | 2 | 13.441 | 13.0664 | 12.7677 | 12.6227 | 12.4776 | 12.272 | 12.0614 | 11.9068 | 11.7894 | 11.6601 | 11.467 | 11.2482 | 11.0632 | 10.8545 | 10.6505 | 10.4787 | 10.2842 | 10.1198 | 9.9341 | 9.7766 | 9.5983 | 9.4485 | 9.2775 | 9.12 | 8.9683 | 8.8172 | 8.6707 | 8.5262 | 8.385
| 53BL | Total Resource Zone Population | Sum(49BL:52BL) | 000's | 2 | 31.2405 | 31.3143 | 31.3882 | 31.5354 | 31.6843 | 31.8334 | 31.9835 | 32.0589 | 32.2073 | 32.2803 | 32.4298 | 32.5034 | 32.652 | 32.7261 | 32.8001 | 32.9485 | 33.024 | 33.1742 | 33.2495 | 33.3977 | 33.4708 | 33.6202 | 33.6934 | 33.7979 | 33.9091 | 34.0144 | 34.1229 | 34.2255 | 34.3317
Occupancy | 54BL | Measured Household - Occupancy Rate (average) (excl voids) | 51BL/45BL | h/prop | 1 | 2.3035 | 2.2452 | 2.2114 | 2.202 | 2.1945 | 2.1771 | 2.1592 | 2.1496 | 2.1464 | 2.1411 | 2.1262 | 2.1067 | 2.0932 | 2.075 | 2.0576 | 2.0456 | 2.0293 | 2.0185 | 2.0031 | 1.9929 | 1.9782 | 1.9687 | 1.9548 | 1.9432 | 1.9324 | 1.9215 | 1.9111 | 1.9005 | 1.8905
| 55BL | Unmeasured Household - Occupancy Rate | 52BL/46BL | h/prop | 1 | 2.516 | 2.4916 | 2.481 | 2.5003 | 2.5185 | 2.5239 | 2.5277 | 2.5426 | 2.5653 | 2.5853 | 2.5907 | 2.5894 | 2.5951 | 2.5945 | 2.594 | 2.6005 | 2.6007 | 2.6076 | 2.6083 | 2.6157 | 2.6167 | 2.6247 | 2.626 | 2.6304 | 2.6357 | 2.6405 | 2.6458 | 2.6511 | 2.6566
Metering | 56BL | Total Household Metering penetration (excl. voids) | 45BL/45BL+46BL | % | 0 | 54.58% | 56.41% | 57.84% | 58.86% | 59.83% | 60.99% | 62.14% | 63% | 63.83% | 64.58% | 65.61% | 66.6% | 67.55% | 68.48% | 69.38% | 70.25% | 71.09% | 71.9% | 72.69% | 73.45% | 74.19% | 74.91% | 75.61% | 76.28% | 76.93% | 77.57% | 78.18% | 78.78% | 79.36%
| 57BL | Total Household Metering penetration (incl. voids) | 45BL/(45BL+45.7BL+46BL+47BL) | % | 0 | 51.81% | 53.6% | 55% | 55.98% | 56.93% | 58.06% | 59.18% | 60.02% | 60.81% | 61.54% | 62.54% | 63.52% | 64.46% | 65.38% | 66.26% | 67.12% | 67.96% | 68.76% | 69.55% | 70.31% | 71.04% | 71.76% | 72.45% | 73.13% | 73.78% | 74.42% | 75.03% | 75.63% | 76.21%
|  | Company: | Severn Trent Water
|  | Resource Zone Name: | Rutland
|  | Resource Zone Number: | 9
|  | Planning Scenario Name: | Dry Year Annual Average
|  | Chosen Level of Service: | No more than 3 in 100 Temporary Use Bans

## 4. BL SDB
Table 4: Baseline supply demand balance
| Row ref | Component | Derivation | Unit | Decimal places | 2016-17 | For info 2017-18 | For info 2018-19 | For info 2019-20 | 2020-21 | 2021-22 | 2022-23 | 2023-24 | 2024-25 | 2025-26 | 2026-27 | 2027-28 | 2028-29 | 2029-2030 | 2030-2031 | 2031-2032 | 2032-33 | 2033-34 | 2034-35 | 2035-36 | 2036-37 | 2037-38 | 2038-39 | 2039-40 | 2040-41 | 2041-42 | 2042-43 | 2043-44 | 2044-45
SDB | 11BL | Distribution input | 19BL+20BL+21BL+22BL+32BL+33BL+38BL+39BL | Ml/d | 2 | 8.1087 | 8.1318 | 8.1328 | 8.138 | 8.1339 | 8.1582 | 8.1814 | 8.1857 | 8.1836 | 8.1859 | 8.2049 | 8.2221 | 8.236 | 8.2609 | 8.2711 | 8.2838 | 8.2879 | 8.3064 | 8.3161 | 8.3314 | 8.3384 | 8.3605 | 8.374 | 8.3882 | 8.3958 | 8.4162 | 8.4304 | 8.4444 | 8.4515
| 12BL | Water Available For Use (own sources) | (7BL+8BL)-(9BL+10BL) | Ml/d | 2 | 0 | 0 | 0 | 0 | 0 | 0 | 0 | 0 | 0 | 0 | 0 | 0 | 0 | 0 | 0 | 0 | 0 | 0 | 0 | 0 | 0 | 0 | 0 | 0 | 0 | 0 | 0 | 0 | 0
| 13BL | Total Water Available For Use | 12BL+(2BL+3BL)-(5BL+6BL) | Ml/d | 2 | 10 | 10 | 10 | 10 | 10 | 10 | 10 | 10 | 10 | 10 | 10 | 10 | 10 | 10 | 10 | 10 | 10 | 10 | 10 | 10 | 10 | 10 | 10 | 10 | 10 | 10 | 10 | 10 | 10
| 14BL | Target headroom (climate change component) | Input | Ml/d | 2 | 0 | 0 | 0 | 0 | 0 | 0 | 0 | 0 | 0 | 0 | 0 | 0 | 0 | 0 | 0 | 0 | 0 | 0 | 0 | 0 | 0 | 0 | 0 | 0 | 0 | 0 | 0 | 0 | 0
| 15BL | Target headroom (All other components) | Input | Ml/d | 2 | 0 | 0 | 0 | 0 | 0 | 0 | 0 | 0 | 0 | 0 | 0 | 0 | 0 | 0 | 0 | 0 | 0 | 0 | 0 | 0 | 0 | 0 | 0 | 0 | 0 | 0 | 0 | 0 | 0
| 16BL | Target Headroom | 14BL+15BL | Ml/d | 2 | 0 | 0 | 0 | 0 | 0 | 0 | 0 | 0 | 0 | 0 | 0 | 0 | 0 | 0 | 0 | 0 | 0 | 0 | 0 | 0 | 0 | 0 | 0 | 0 | 0 | 0 | 0 | 0 | 0
| 17BL | Available Headroom | 13BL-11BL | Ml/d | 2 | 1.8913 | 1.8682 | 1.8672 | 1.862 | 1.8661 | 1.8418 | 1.8186 | 1.8143 | 1.8164 | 1.8141 | 1.7951 | 1.7779 | 1.764 | 1.7391 | 1.7289 | 1.7162 | 1.7121 | 1.6936 | 1.6839 | 1.6686 | 1.6616 | 1.6395 | 1.626 | 1.6118 | 1.6042 | 1.5838 | 1.5696 | 1.5556 | 1.5485
| 18BL | Supply Demand Balance | 17BL-16BL | Ml/d | 2 | 1.8913 | 1.8682 | 1.8672 | 1.862 | 1.8661 | 1.8418 | 1.8186 | 1.8143 | 1.8164 | 1.8141 | 1.7951 | 1.7779 | 1.764 | 1.7391 | 1.7289 | 1.7162 | 1.7121 | 1.6936 | 1.6839 | 1.6686 | 1.6616 | 1.6395 | 1.626 | 1.6118 | 1.6042 | 1.5838 | 1.5696 | 1.5556 | 1.5485
|  | Company: | Severn Trent Water
|  | Resource Zone Name: | Rutland
|  | Resource Zone Number: | 9
|  | Planning Scenario Name: | Dry Year Annual Average
|  | Chosen Level of Service: | No more than 3 in 100 Temporary Use Bans
README

## 5. Feasible Options
Table 5: Feasible options detailed costs | [18 empty] | ENTER DISCOUNT RATE % |  | 0.035 |  | 3.5% | 3.5% | 3.5% | 3.5% | 3.5% | 3.5% | 3.5% | 3.5% | 3.5% | 3.5% | 3.5% | 3.5% | 3.5% | 3.5% | 3.5% | 3.5% | 3.5% | 3.5% | 3.5% | 3.5% | 3.5% | 3.5% | 3.5% | 3.5% | 3.5% | 3.5% | 3.5% | 3.5% | 3.5% | 3% | 3% | 3% | 3% | 3% | 3% | 3% | 3% | 3% | 3% | 3% | 3% | 3% | 3% | 3% | 3% | 3% | 3% | 3% | 3% | 3% | 3% | 3% | 3% | 3% | 3% | 3% | 3% | 3% | 3% | 3% | 3% | 3% | 3% | 3% | 3% | 3% | 3% | 3% | 3% | 3% | 3% | 3% | 3% | 3% | 2.5% | 2.5% | 2.5% | 2.5% | 2.5% | 2.5% | 2.5% | 2.5% | 2.5% | 2.5% | 2.5% | 2.5% | 2.5% | 2.5% | 2.5% | 2.5% | 2.5% | 2.5% | 2.5% | 2.5% | 2.5% | 2.5% | 2.5% | 2.5% | 2.5% | 2.5% | 2.5% | 2.5% | 2.5%
Detail the gains in WAFU / savings in demand, and the costs of feasible options under capacity use scenario | [18 empty] | ENTER DISCOUNT PERIOD (YRS) | 80 |  | 1 | 0.96618 | 0.93351 | 0.90194 | 0.87144 | 0.84197 | 0.8135 | 0.78599 | 0.75941 | 0.73373 | 0.70892 | 0.68495 | 0.66178 | 0.6394 | 0.61778 | 0.59689 | 0.57671 | 0.5572 | 0.53836 | 0.52016 | 0.50257 | 0.48557 | 0.46915 | 0.45329 | 0.43796 | 0.42315 | 0.40884 | 0.39501 | 0.38165 | 0.36875 | 0.35801 | 0.34758 | 0.33746 | 0.32763 | 0.31809 | 0.30882 | 0.29983 | 0.29109 | 0.28261 | 0.27438 | 0.26639 | 0.25863 | 0.2511 | 0.24379 | 0.23669 | 0.22979 | 0.2231 | 0.2166 | 0.21029 | 0.20417 | 0.19822 | 0.19245 | 0.18684 | 0.1814 | 0.17612 | 0.17099 | 0.16601 | 0.16117 | 0.15648 | 0.15192 | 0.14749 | 0.1432 | 0.13903 | 0.13498 | 0.13105 | 0.12723 | 0.12352 | 0.11993 | 0.11643 | 0.11304 | 0.10975 | 0.10655 | 0.10345 | 0.10044 | 0.097511 | 0.095133 | 0.092813 | 0.090549 | 0.08834 | 0.086186 | Note: If option costs are required from beyond year 80 then the NPV calculation formula must be amended manually to cover the extended period
[22 empty] | 1 | 2 | 3 | 4 | 5 | 6 | 7 | 8 | 9 | 10 | 11 | 12 | 13 | 14 | 15 | 16 | 17 | 18 | 19 | 20 | 21 | 22 | 23 | 24 | 25 | 26 | 27 | 28 | 29 | 30 | 31 | 32 | 33 | 34 | 35 | 36 | 37 | 38 | 39 | 40 | 41 | 42 | 43 | 44 | 45 | 46 | 47 | 48 | 49 | 50 | 51 | 52 | 53 | 54 | 55 | 56 | 57 | 58 | 59 | 60 | 61 | 62 | 63 | 64 | 65 | 66 | 67 | 68 | 69 | 70 | 71 | 72 | 73 | 74 | 75 | 76 | 77 | 78 | 79 | 80 | 81 | 82 | 83 | 84 | 85 | 86 | 87 | 88 | 89 | 90 | 91 | 92 | 93 | 94 | 95 | 96 | 97 | 98 | 99 | 100 | 101 | 102 | 103 | 104
Row ref | Option name | Option reference no. | Type of option | Preferred Option (Y/N) | Earliest potential option start date (Year) | Costs based on capacity | WAFU on full implementation (Ml/d) | NPV of WAFU (Ml) | CAPEX NPV (£000) | OPEX NPV (£000) | NPV of opex savings (£000) | NPV of carbon (£000) | Social & Env. NPV (£000) | TOTAL NPV (£000) | AIC (p/m3) | AISC (p/m3) | Scope confidence (score 1 to 5) | Cost confidence (score 1 to 5) | Cost component | Derivation | Unit | Year 1 | Year 2 | Year 3 | Year 4 | Year 5 | Year 6 | Year 7 | Year 8 | Year 9 | Year 10 | Year 11 | Year 12 | Year 13 | Year 14 | Year 15 | Year 16 | Year 17 | Year 18 | Year 19 | Year 20 | Year 21 | Year 22 | Year 23 | Year 24 | Year 25 | Year 26 | Year 27 | Year 28 | Year 29 | Year 30 | Year 31 | Year 32 | Year 33 | Year 34 | Year 35 | Year 36 | Year 37 | Year 38 | Year 39 | Year 40 | Year 41 | Year 42 | Year 43 | Year 44 | Year 45 | Year 46 | Year 47 | Year 48 | Year 49 | Year 50 | Year 51 | Year 52 | Year 53 | Year 54 | Year 55 | Year 56 | Year 57 | Year 58 | Year 59 | Year 60 | Year 61 | Year 62 | Year 63 | Year 64 | Year 65 | Year 66 | Year 67 | Year 68 | Year 69 | Year 70 | Year 71 | Year 72 | Year 73 | Year 74 | Year 75 | Year 76 | Year 77 | Year 78 | Year 79 | Year 80 | Year 81 | Year 82 | Year 83 | Year 84 | Year 85 | Year 86 | Year 87 | Year 88 | Year 89 | Year 90 | Year 91 | Year 92 | Year 93 | Year 94 | Year 95 | Year 96 | Year 97 | Year 98 | Year 99 | Year 100 | Year 101 | Year 102 | Year 103 | Year 104
58a | RESOURCE SIDE | bar: 1 Year 1 to 80 Year 80
58.1a | Options to increase raw water abstractions | [17 empty] | Total Mld for SDB component |  |  | 0 | 0 | 0 | 0 | 0 | 0 | 0 | 0 | 0 | 0 | 0 | 0 | 0 | 0 | 0 | 0 | 0 | 0 | 0 | 0 | 0 | 0 | 0 | 0 | 0 | 0 | 0 | 0 | 0 | 0 | 0 | 0 | 0 | 0 | 0 | 0 | 0 | 0 | 0 | 0 | 0 | 0 | 0 | 0 | 0 | 0 | 0 | 0 | 0 | 0 | 0 | 0 | 0 | 0 | 0 | 0 | 0 | 0 | 0 | 0 | 0 | 0 | 0 | 0 | 0 | 0 | 0 | 0 | 0 | 0 | 0 | 0 | 0 | 0 | 0 | 0 | 0 | 0 | 0 | 0 | 0 | 0 | 0 | 0 | 0 | 0 | 0 | 0 | 0 | 0 | 0 | 0 | 0 | 0 | 0 | 0 | 0 | 0 | 0 | 0 | 0 | 0 | 0 | 0
58.2a | Options to increase raw imports | [20 empty] | 0 | 0 | 0 | 0 | 0 | 0 | 0 | 0 | 0 | 0 | 0 | 0 | 0 | 0 | 0 | 0 | 0 | 0 | 0 | 0 | 0 | 0 | 0 | 0 | 0 | 0 | 0 | 0 | 0 | 0 | 0 | 0 | 0 | 0 | 0 | 0 | 0 | 0 | 0 | 0 | 0 | 0 | 0 | 0 | 0 | 0 | 0 | 0 | 0 | 0 | 0 | 0 | 0 | 0 | 0 | 0 | 0 | 0 | 0 | 0 | 0 | 0 | 0 | 0 | 0 | 0 | 0 | 0 | 0 | 0 | 0 | 0 | 0 | 0 | 0 | 0 | 0 | 0 | 0 | 0 | 0 | 0 | 0 | 0 | 0 | 0 | 0 | 0 | 0 | 0 | 0 | 0 | 0 | 0 | 0 | 0 | 0 | 0 | 0 | 0 | 0 | 0 | 0 | 0
58.3a | Options to increase potable imports | [20 empty] | 0 | 0 | 0 | 0 | 0 | 0 | 0 | 0 | 0 | 0 | 0 | 0 | 0 | 0 | 0 | 0 | 0 | 0 | 0 | 0 | 0 | 0 | 0 | 0 | 0 | 0 | 0 | 0 | 0 | 0 | 0 | 0 | 0 | 0 | 0 | 0 | 0 | 0 | 0 | 0 | 0 | 0 | 0 | 0 | 0 | 0 | 0 | 0 | 0 | 0 | 0 | 0 | 0 | 0 | 0 | 0 | 0 | 0 | 0 | 0 | 0 | 0 | 0 | 0 | 0 | 0 | 0 | 0 | 0 | 0 | 0 | 0 | 0 | 0 | 0 | 0 | 0 | 0 | 0 | 0 | 0 | 0 | 0 | 0 | 0 | 0 | 0 | 0 | 0 | 0 | 0 | 0 | 0 | 0 | 0 | 0 | 0 | 0 | 0 | 0 | 0 | 0 | 0 | 0
58.4a | Options to reduce raw water losses and operational use | [20 empty] | 0 | 0 | 0 | 0 | 0 | 0 | 0 | 0 | 0 | 0 | 0 | 0 | 0 | 0 | 0 | 0 | 0 | 0 | 0 | 0 | 0 | 0 | 0 | 0 | 0 | 0 | 0 | 0 | 0 | 0 | 0 | 0 | 0 | 0 | 0 | 0 | 0 | 0 | 0 | 0 | 0 | 0 | 0 | 0 | 0 | 0 | 0 | 0 | 0 | 0 | 0 | 0 | 0 | 0 | 0 | 0 | 0 | 0 | 0 | 0 | 0 | 0 | 0 | 0 | 0 | 0 | 0 | 0 | 0 | 0 | 0 | 0 | 0 | 0 | 0 | 0 | 0 | 0 | 0 | 0 | 0 | 0 | 0 | 0 | 0 | 0 | 0 | 0 | 0 | 0 | 0 | 0 | 0 | 0 | 0 | 0 | 0 | 0 | 0 | 0 | 0 | 0 | 0 | 0
58.5a | Options to reduce raw water exports | [20 empty] | 0 | 0 | 0 | 0 | 0 | 0 | 0 | 0 | 0 | 0 | 0 | 0 | 0 | 0 | 0 | 0 | 0 | 0 | 0 | 0 | 0 | 0 | 0 | 0 | 0 | 0 | 0 | 0 | 0 | 0 | 0 | 0 | 0 | 0 | 0 | 0 | 0 | 0 | 0 | 0 | 0 | 0 | 0 | 0 | 0 | 0 | 0 | 0 | 0 | 0 | 0 | 0 | 0 | 0 | 0 | 0 | 0 | 0 | 0 | 0 | 0 | 0 | 0 | 0 | 0 | 0 | 0 | 0 | 0 | 0 | 0 | 0 | 0 | 0 | 0 | 0 | 0 | 0 | 0 | 0 | 0 | 0 | 0 | 0 | 0 | 0 | 0 | 0 | 0 | 0 | 0 | 0 | 0 | 0 | 0 | 0 | 0 | 0 | 0 | 0 | 0 | 0 | 0 | 0
58.6a | Options to reduce potable water exports | [20 empty] | 0 | 0 | 0 | 0 | 0 | 0 | 0 | 0 | 0 | 0 | 0 | 0 | 0 | 0 | 0 | 0 | 0 | 0 | 0 | 0 | 0 | 0 | 0 | 0 | 0 | 0 | 0 | 0 | 0 | 0 | 0 | 0 | 0 | 0 | 0 | 0 | 0 | 0 | 0 | 0 | 0 | 0 | 0 | 0 | 0 | 0 | 0 | 0 | 0 | 0 | 0 | 0 | 0 | 0 | 0 | 0 | 0 | 0 | 0 | 0 | 0 | 0 | 0 | 0 | 0 | 0 | 0 | 0 | 0 | 0 | 0 | 0 | 0 | 0 | 0 | 0 | 0 | 0 | 0 | 0 | 0 | 0 | 0 | 0 | 0 | 0 | 0 | 0 | 0 | 0 | 0 | 0 | 0 | 0 | 0 | 0 | 0 | 0 | 0 | 0 | 0 | 0 | 0 | 0
58.7a | Other options to increase Deployable Output | [20 empty] | 0 | 0 | 0 | 0 | 0 | 0 | 0 | 0 | 0 | 0 | 0 | 0 | 0 | 0 | 0 | 0 | 0 | 0 | 0 | 0 | 0 | 0 | 0 | 0 | 0 | 0 | 0 | 0 | 0 | 0 | 0 | 0 | 0 | 0 | 0 | 0 | 0 | 0 | 0 | 0 | 0 | 0 | 0 | 0 | 0 | 0 | 0 | 0 | 0 | 0 | 0 | 0 | 0 | 0 | 0 | 0 | 0 | 0 | 0 | 0 | 0 | 0 | 0 | 0 | 0 | 0 | 0 | 0 | 0 | 0 | 0 | 0 | 0 | 0 | 0 | 0 | 0 | 0 | 0 | 0 | 0 | 0 | 0 | 0 | 0 | 0 | 0 | 0 | 0 | 0 | 0 | 0 | 0 | 0 | 0 | 0 | 0 | 0 | 0 | 0 | 0 | 0 | 0 | 0
59a | DISTRIBUTION SIDE | bar: 1 Year 1 to 80 Year 80
59.1a | Options to reduce Distribution Losses | [20 empty] | 0 | 0 | 0 | 0 | 0 | 0 | 0 | 0 | 0 | 0 | 0 | 0 | 0 | 0 | 0 | 0 | 0 | 0 | 0 | 0 | 0 | 0 | 0 | 0 | 0 | 0 | 0 | 0 | 0 | 0 | 0 | 0 | 0 | 0 | 0 | 0 | 0 | 0 | 0 | 0 | 0 | 0 | 0 | 0 | 0 | 0 | 0 | 0 | 0 | 0 | 0 | 0 | 0 | 0 | 0 | 0 | 0 | 0 | 0 | 0 | 0 | 0 | 0 | 0 | 0 | 0 | 0 | 0 | 0 | 0 | 0 | 0 | 0 | 0 | 0 | 0 | 0 | 0 | 0 | 0 | 0 | 0 | 0 | 0 | 0 | 0 | 0 | 0 | 0 | 0 | 0 | 0 | 0 | 0 | 0 | 0 | 0 | 0 | 0 | 0 | 0 | 0 | 0 | 0
58.1x | Active Leakage Control |  | Demand | Y | 2020-21 | Capacity | 0.35 | 2021.144 | 2013.9108 | 180.7123 | -401.4289 | 1078.8777 | 327.8611 | 3199.933 | 88.7217 | 158.3229 | 3 | 3 | Gains in WAFU / Savings in demand | Input | Ml/d | 0 | 0 | 0 | 0.01 | 0.01 | 0.01 | 0.02 | 0.03 | 0.04 | 0.05 | 0.06 | 0.07 | 0.09 | 0.1 | 0.12 | 0.14 | 0.16 | 0.18 | 0.2 | 0.22 | 0.24 | 0.27 | 0.29 | 0.32 | 0.35 | 0.37 | 0.37 | 0.37 | 0.37 | 0.37 | 0.37 | 0.37 | 0.37 | 0.37 | 0.37 | 0.37 | 0.37 | 0.37 | 0.37 | 0.37 | 0.37 | 0.37 | 0.37 | 0.37 | 0.37 | 0.37 | 0.37 | 0.37 | 0.37 | 0.37 | 0.37 | 0.37 | 0.37 | 0.37 | 0.37 | 0.37 | 0.37 | 0.37 | 0.37 | 0.37 | 0.37 | 0.37 | 0.37 | 0.37 | 0.37 | 0.37 | 0.37 | 0.37 | 0.37 | 0.37 | 0.37 | 0.37 | 0.37 | 0.37 | 0.37 | 0.37 | 0.37 | 0.37 | 0.37 | 0.37 | 0 | 0 | 0 | 0 | 0 | 0 | 0 | 0 | 0 | 0 | 0 | 0 | 0 | 0 | 0 | 0 | 0 | 0 | 0 | 0 | 0 | 0 | 0 | 0
[19 empty] | Fixed capex | Input | £000s | 2.346 | 2.3543 | 2.3644 | 2.3758 | 2.3883 | 2.4027 | 2.4193 | 2.4376 | 2.4576 | 2.4792 | 2.5026 | 2.5278 | 2.5548 | 2.5839 | 2.6152 | 2.6485 | 2.6839 | 2.7219 | 2.7625 | 2.8061 | 2.8526 | 2.9025 | 2.9562 | 3.014 | 3.0762 | 3.0762 | 3.0762 | 3.0762 | 3.0762 | 3.0762 | 3.0762 | 3.0762 | 3.0762 | 3.0762 | 3.0762 | 3.0762 | 3.0762 | 3.0762 | 3.0762 | 3.0762 | 3.0762 | 3.0762 | 3.0762 | 3.0762 | 3.0762 | 3.0762 | 3.0762 | 3.0762 | 3.0762 | 3.0762 | 3.0762 | 3.0762 | 3.0762 | 3.0762 | 3.0762 | 3.0762 | 3.0762 | 3.0762 | 3.0762 | 3.0762 | 3.0762 | 3.0762 | 3.0762 | 3.0762 | 3.0762 | 3.0762 | 3.0762 | 3.0762 | 3.0762 | 3.0762 | 3.0762 | 3.0762 | 3.0762 | 3.0762 | 3.0762 | 3.0762 | 3.0762 | 3.0762 | 3.0762 | 3.0762 | 0 | 0 | 0 | 0 | 0 | 0 | 0 | 0 | 0 | 0 | 0 | 0 | 0 | 0 | 0 | 0 | 0 | 0 | 0 | 0 | 0 | 0 | 0 | 0
[19 empty] | Variable capex | Input | £000s | 50.0187 | 50.2918 | 50.6698 | 51.1349 | 51.686 | 52.344 | 53.1207 | 54.0046 | 54.9931 | 56.0869 | 57.2833 | 58.5857 | 59.9943 | 61.5104 | 63.1356 | 64.8643 | 66.6975 | 68.6402 | 70.6959 | 72.8682 | 75.1552 | 77.567 | 80.108 | 82.7838 | 85.6019 | 85.6019 | 85.6019 | 85.6019 | 85.6019 | 85.6019 | 85.6019 | 85.6019 | 85.6019 | 85.6019 | 85.6019 | 85.6019 | 85.6019 | 85.6019 | 85.6019 | 85.6019 | 85.6019 | 85.6019 | 85.6019 | 85.6019 | 85.6019 | 85.6019 | 85.6019 | 85.6019 | 85.6019 | 85.6019 | 85.6019 | 85.6019 | 85.6019 | 85.6019 | 85.6019 | 85.6019 | 85.6019 | 85.6019 | 85.6019 | 85.6019 | 85.6019 | 85.6019 | 85.6019 | 85.6019 | 85.6019 | 85.6019 | 85.6019 | 85.6019 | 85.6019 | 85.6019 | 85.6019 | 85.6019 | 85.6019 | 85.6019 | 85.6019 | 85.6019 | 85.6019 | 85.6019 | 85.6019 | 85.6019 | 0 | 0 | 0 | 0 | 0 | 0 | 0 | 0 | 0 | 0 | 0 | 0 | 0 | 0 | 0 | 0 | 0 | 0 | 0 | 0 | 0 | 0 | 0 | 0
[19 empty] | Fixed opex | Input | £000s | 0 | 0 | 0 | 0 | 0 | 0 | 0 | 0 | 0 | 0 | 0 | 0 | 0 | 0 | 0 | 0 | 0 | 0 | 0 | 0 | 0 | 0 | 0 | 0 | 0 | 0 | 0 | 0 | 0 | 0 | 0 | 0 | 0 | 0 | 0 | 0 | 0 | 0 | 0 | 0 | 0 | 0 | 0 | 0 | 0 | 0 | 0 | 0 | 0 | 0 | 0 | 0 | 0 | 0 | 0 | 0 | 0 | 0 | 0 | 0 | 0 | 0 | 0 | 0 | 0 | 0 | 0 | 0 | 0 | 0 | 0 | 0 | 0 | 0 | 0 | 0 | 0 | 0 | 0 | 0 | 0 | 0 | 0 | 0 | 0 | 0 | 0 | 0 | 0 | 0 | 0 | 0 | 0 | 0 | 0 | 0 | 0 | 0 | 0 | 0 | 0 | 0 | 0 | 0
[19 empty] | Variable opex | Input | £000s | 5.554 | 5.5735 | 5.5975 | 5.6244 | 5.654 | 5.6881 | 5.7274 | 5.7708 | 5.8181 | 5.8694 | 5.9246 | 5.9842 | 6.0483 | 6.1172 | 6.1912 | 6.27 | 6.354 | 6.4438 | 6.54 | 6.6431 | 6.7531 | 6.8714 | 6.9985 | 7.1353 | 7.2826 | 7.2826 | 7.2826 | 7.2826 | 7.2826 | 7.2826 | 7.2826 | 7.2826 | 7.2826 | 7.2826 | 7.2826 | 7.2826 | 7.2826 | 7.2826 | 7.2826 | 7.2826 | 7.2826 | 7.2826 | 7.2826 | 7.2826 | 7.2826 | 7.2826 | 7.2826 | 7.2826 | 7.2826 | 7.2826 | 7.2826 | 7.2826 | 7.2826 | 7.2826 | 7.2826 | 7.2826 | 7.2826 | 7.2826 | 7.2826 | 7.2826 | 7.2826 | 7.2826 | 7.2826 | 7.2826 | 7.2826 | 7.2826 | 7.2826 | 7.2826 | 7.2826 | 7.2826 | 7.2826 | 7.2826 | 7.2826 | 7.2826 | 7.2826 | 7.2826 | 7.2826 | 7.2826 | 7.2826 | 7.2826 | 0 | 0 | 0 | 0 | 0 | 0 | 0 | 0 | 0 | 0 | 0 | 0 | 0 | 0 | 0 | 0 | 0 | 0 | 0 | 0 | 0 | 0 | 0 | 0
[19 empty] | Opex savings | Input | £000s | 0 | 0 | 0 | 0.75388 | 0.75388 | 0.75388 | 1.5078 | 2.2616 | 3.0155 | 3.7694 | 4.5233 | 5.2771 | 6.7849 | 7.5388 | 9.0465 | 10.5543 | 12.0621 | 13.5698 | 15.0776 | 16.5853 | 18.0931 | 20.3547 | 21.8625 | 24.1241 | 26.3857 | 26.3857 | 26.3857 | 26.3857 | 26.3857 | 26.3857 | 26.3857 | 26.3857 | 26.3857 | 26.3857 | 26.3857 | 26.3857 | 26.3857 | 26.3857 | 26.3857 | 26.3857 | 26.3857 | 26.3857 | 26.3857 | 26.3857 | 26.3857 | 26.3857 | 26.3857 | 26.3857 | 26.3857 | 26.3857 | 26.3857 | 26.3857 | 26.3857 | 26.3857 | 26.3857 | 26.3857 | 26.3857 | 26.3857 | 26.3857 | 26.3857 | 26.3857 | 26.3857 | 26.3857 | 26.3857 | 26.3857 | 26.3857 | 26.3857 | 26.3857 | 26.3857 | 26.3857 | 26.3857 | 26.3857 | 26.3857 | 26.3857 | 26.3857 | 26.3857 | 26.3857 | 26.3857 | 26.3857 | 26.3857 | 0 | 0 | 0 | 0 | 0 | 0 | 0 | 0 | 0 | 0 | 0 | 0 | 0 | 0 | 0 | 0 | 0 | 0 | 0 | 0 | 0 | 0 | 0 | 0
[19 empty] | Fixed env & social | Input | £000s | 0 | 0 | 0 | 0 | 0 | 0 | 0 | 0 | 0 | 0 | 0 | 0 | 0 | 0 | 0 | 0 | 0 | 0 | 0 | 0 | 0 | 0 | 0 | 0 | 0 | 0 | 0 | 0 | 0 | 0 | 0 | 0 | 0 | 0 | 0 | 0 | 0 | 0 | 0 | 0 | 0 | 0 | 0 | 0 | 0 | 0 | 0 | 0 | 0 | 0 | 0 | 0 | 0 | 0 | 0 | 0 | 0 | 0 | 0 | 0 | 0 | 0 | 0 | 0 | 0 | 0 | 0 | 0 | 0 | 0 | 0 | 0 | 0 | 0 | 0 | 0 | 0 | 0 | 0 | 0 | 0 | 0 | 0 | 0 | 0 | 0 | 0 | 0 | 0 | 0 | 0 | 0 | 0 | 0 | 0 | 0 | 0 | 0 | 0 | 0 | 0 | 0 | 0 | 0
[19 empty] | Variable env & social | Input | £000s | 0.03465 | 0.13771 | 0.30775 | 0.54338 | 0.84319 | 1.213 | 1.6583 | 2.1781 | 2.7715 | 3.4377 | 4.1746 | 4.9817 | 5.8578 | 6.8018 | 7.8126 | 8.8869 | 10.0222 | 11.2174 | 12.4712 | 13.7825 | 15.1481 | 16.5678 | 18.0399 | 19.5626 | 21.1343 | 21.1343 | 21.1343 | 21.1343 | 21.1343 | 21.1343 | 21.1343 | 21.1343 | 21.1343 | 21.1343 | 21.1343 | 21.1343 | 21.1343 | 21.1343 | 21.1343 | 21.1343 | 21.1343 | 21.1343 | 21.1343 | 21.1343 | 21.1343 | 21.1343 | 21.1343 | 21.1343 | 21.1343 | 21.1343 | 21.1343 | 21.1343 | 21.1343 | 21.1343 | 21.1343 | 21.1343 | 21.1343 | 21.1343 | 21.1343 | 21.1343 | 21.1343 | 21.1343 | 21.1343 | 21.1343 | 21.1343 | 21.1343 | 21.1343 | 21.1343 | 21.1343 | 21.1343 | 21.1343 | 21.1343 | 21.1343 | 21.1343 | 21.1343 | 21.1343 | 21.1343 | 21.1343 | 21.1343 | 21.1343 | 0 | 0 | 0 | 0 | 0 | 0 | 0 | 0 | 0 | 0 | 0 | 0 | 0 | 0 | 0 | 0 | 0 | 0 | 0 | 0 | 0 | 0 | 0 | 0
[19 empty] | Fixed carbon costs | Input | £000s | 0 | 0 | 0 | 0 | 0 | 0 | 0 | 0 | 0 | 0 | 0 | 0 | 0 | 0 | 0 | 0 | 0 | 0 | 0 | 0 | 0 | 0 | 0 | 0 | 0 | 0 | 0 | 0 | 0 | 0 | 0 | 0 | 0 | 0 | 0 | 0 | 0 | 0 | 0 | 0 | 0 | 0 | 0 | 0 | 0 | 0 | 0 | 0 | 0 | 0 | 0 | 0 | 0 | 0 | 0 | 0 | 0 | 0 | 0 | 0 | 0 | 0 | 0 | 0 | 0 | 0 | 0 | 0 | 0 | 0 | 0 | 0 | 0 | 0 | 0 | 0 | 0 | 0 | 0 | 0 | 0 | 0 | 0 | 0 | 0 | 0 | 0 | 0 | 0 | 0 | 0 | 0 | 0 | 0 | 0 | 0 | 0 | 0 | 0 | 0 | 0 | 0 | 0 | 0
[19 empty] | Variable carbon costs | Input | £000s | 33.16 | 33.27 | 33.42 | 33.58 | 33.75 | 33.96 | 34.19 | 34.45 | 34.73 | 35.04 | 35.37 | 35.73 | 36.11 | 36.52 | 36.96 | 37.43 | 37.93 | 38.47 | 39.04 | 39.66 | 40.32 | 41.02 | 41.78 | 42.6 | 43.48 | 43.48 | 43.48 | 43.48 | 43.48 | 43.48 | 43.48 | 43.48 | 43.48 | 43.48 | 43.48 | 43.48 | 43.48 | 43.48 | 43.48 | 43.48 | 43.48 | 43.48 | 43.48 | 43.48 | 43.48 | 43.48 | 43.48 | 43.48 | 43.48 | 43.48 | 43.48 | 43.48 | 43.48 | 43.48 | 43.48 | 43.48 | 43.48 | 43.48 | 43.48 | 43.48 | 43.48 | 43.48 | 43.48 | 43.48 | 43.48 | 43.48 | 43.48 | 43.48 | 43.48 | 43.48 | 43.48 | 43.48 | 43.48 | 43.48 | 43.48 | 43.48 | 43.48 | 43.48 | 43.48 | 43.48 | 0 | 0 | 0 | 0 | 0 | 0 | 0 | 0 | 0 | 0 | 0 | 0 | 0 | 0 | 0 | 0 | 0 | 0 | 0 | 0 | 0 | 0 | 0 | 0
[19 empty] | Customer willingness to pay | Input | £000s | 0 | 0 | 0 | 0 | 0 | 0 | 0 | 0 | 0 | 0 | 0 | 0 | 0 | 0 | 0 | 0 | 0 | 0 | 0 | 0 | 0 | 0 | 0 | 0 | 0 | 0 | 0 | 0 | 0 | 0 | 0 | 0 | 0 | 0 | 0 | 0 | 0 | 0 | 0 | 0 | 0 | 0 | 0 | 0 | 0 | 0 | 0 | 0 | 0 | 0 | 0 | 0 | 0 | 0 | 0 | 0 | 0 | 0 | 0 | 0 | 0 | 0 | 0 | 0 | 0 | 0 | 0 | 0 | 0 | 0 | 0 | 0 | 0 | 0 | 0 | 0 | 0 | 0 | 0 | 0 | 0 | 0 | 0 | 0 | 0 | 0 | 0 | 0 | 0 | 0 | 0 | 0 | 0 | 0 | 0 | 0 | 0 | 0 | 0 | 0 | 0 | 0 | 0 | 0
[19 empty] | Total | Sum of above (excl WAFU) | £000s | 91.1133 | 91.6273 | 92.3595 | 94.0123 | 95.0753 | 96.3617 | 98.6234 | 101.1028 | 103.7859 | 106.6826 | 109.7784 | 113.0864 | 117.3502 | 121.0722 | 125.7611 | 130.6539 | 135.7497 | 141.063 | 146.5871 | 152.3451 | 158.3221 | 165.2835 | 171.7451 | 179.2197 | 186.9608 | 186.9608 | 186.9608 | 186.9608 | 186.9608 | 186.9608 | 186.9608 | 186.9608 | 186.9608 | 186.9608 | 186.9608 | 186.9608 | 186.9608 | 186.9608 | 186.9608 | 186.9608 | 186.9608 | 186.9608 | 186.9608 | 186.9608 | 186.9608 | 186.9608 | 186.9608 | 186.9608 | 186.9608 | 186.9608 | 186.9608 | 186.9608 | 186.9608 | 186.9608 | 186.9608 | 186.9608 | 186.9608 | 186.9608 | 186.9608 | 186.9608 | 186.9608 | 186.9608 | 186.9608 | 186.9608 | 186.9608 | 186.9608 | 186.9608 | 186.9608 | 186.9608 | 186.9608 | 186.9608 | 186.9608 | 186.9608 | 186.9608 | 186.9608 | 186.9608 | 186.9608 | 186.9608 | 186.9608 | 186.9608 | 0 | 0 | 0 | 0 | 0 | 0 | 0 | 0 | 0 | 0 | 0 | 0 | 0 | 0 | 0 | 0 | 0 | 0 | 0 | 0 | 0 | 0 | 0 | 0
59.2a | Options to reduce Distribution System Operating Use (DSOU) losses | [20 empty] | 0 | 0 | 0 | 0 | 0 | 0 | 0 | 0 | 0 | 0 | 0 | 0 | 0 | 0 | 0 | 0 | 0 | 0 | 0 | 0 | 0 | 0 | 0 | 0 | 0 | 0 | 0 | 0 | 0 | 0 | 0 | 0 | 0 | 0 | 0 | 0 | 0 | 0 | 0 | 0 | 0 | 0 | 0 | 0 | 0 | 0 | 0 | 0 | 0 | 0 | 0 | 0 | 0 | 0 | 0 | 0 | 0 | 0 | 0 | 0 | 0 | 0 | 0 | 0 | 0 | 0 | 0 | 0 | 0 | 0 | 0 | 0 | 0 | 0 | 0 | 0 | 0 | 0 | 0 | 0 | 0 | 0 | 0 | 0 | 0 | 0 | 0 | 0 | 0 | 0 | 0 | 0 | 0 | 0 | 0 | 0 | 0 | 0 | 0 | 0 | 0 | 0 | 0 | 0
60a | PRODUCTION SIDE | bar: 1 Year 1 to 80 Year 80
60.1a | Options to reduce treatment works losses | [20 empty] | 0 | 0 | 0 | 0 | 0 | 0 | 0 | 0 | 0 | 0 | 0 | 0 | 0 | 0 | 0 | 0 | 0 | 0 | 0 | 0 | 0 | 0 | 0 | 0 | 0 | 0 | 0 | 0 | 0 | 0 | 0 | 0 | 0 | 0 | 0 | 0 | 0 | 0 | 0 | 0 | 0 | 0 | 0 | 0 | 0 | 0 | 0 | 0 | 0 | 0 | 0 | 0 | 0 | 0 | 0 | 0 | 0 | 0 | 0 | 0 | 0 | 0 | 0 | 0 | 0 | 0 | 0 | 0 | 0 | 0 | 0 | 0 | 0 | 0 | 0 | 0 | 0 | 0 | 0 | 0 | 0 | 0 | 0 | 0 | 0 | 0 | 0 | 0 | 0 | 0 | 0 | 0 | 0 | 0 | 0 | 0 | 0 | 0 | 0 | 0 | 0 | 0 | 0 | 0
60.2a | Options to reduce outage | [20 empty] | 0 | 0 | 0 | 0 | 0 | 0 | 0 | 0 | 0 | 0 | 0 | 0 | 0 | 0 | 0 | 0 | 0 | 0 | 0 | 0 | 0 | 0 | 0 | 0 | 0 | 0 | 0 | 0 | 0 | 0 | 0 | 0 | 0 | 0 | 0 | 0 | 0 | 0 | 0 | 0 | 0 | 0 | 0 | 0 | 0 | 0 | 0 | 0 | 0 | 0 | 0 | 0 | 0 | 0 | 0 | 0 | 0 | 0 | 0 | 0 | 0 | 0 | 0 | 0 | 0 | 0 | 0 | 0 | 0 | 0 | 0 | 0 | 0 | 0 | 0 | 0 | 0 | 0 | 0 | 0 | 0 | 0 | 0 | 0 | 0 | 0 | 0 | 0 | 0 | 0 | 0 | 0 | 0 | 0 | 0 | 0 | 0 | 0 | 0 | 0 | 0 | 0 | 0 | 0
61a | CUSTOMER SIDE | bar: 1 Year 1 to 80 Year 80
61.1a | Options to change volume delivered to measured households | [20 empty] | 0 | 0 | 0 | 0 | 0 | 0 | 0 | 0 | 0 | 0 | 0 | 0 | 0 | 0 | 0 | 0 | 0 | 0 | 0 | 0 | 0 | 0 | 0 | 0 | 0 | 0 | 0 | 0 | 0 | 0 | 0 | 0 | 0 | 0 | 0 | 0 | 0 | 0 | 0 | 0 | 0 | 0 | 0 | 0 | 0 | 0 | 0 | 0 | 0 | 0 | 0 | 0 | 0 | 0 | 0 | 0 | 0 | 0 | 0 | 0 | 0 | 0 | 0 | 0 | 0 | 0 | 0 | 0 | 0 | 0 | 0 | 0 | 0 | 0 | 0 | 0 | 0 | 0 | 0 | 0 | 0 | 0 | 0 | 0 | 0 | 0 | 0 | 0 | 0 | 0 | 0 | 0 | 0 | 0 | 0 | 0 | 0 | 0 | 0 | 0 | 0 | 0 | 0 | 0
58.1x | Home water efficiency checks including social housing | WE003 | Demand | Y | 2020-21 | Capacity | 0.020417 | 82.3168 | 0 | 311.1282 | 0 | 0 | 0 | 311.1282 | 377.9642 | 377.9642 | 3 | 3 | Gains in WAFU / Savings in demand | Input | Ml/d | 0.0019632 | 0.0038185 | 0.0055717 | 0.0072285 | 0.0087942 | 0.010274 | 0.011672 | 0.012993 | 0.014242 | 0.015422 | 0.016537 | 0.017591 | 0.018586 | 0.019527 | 0.020417 | 0.019294 | 0.018233 | 0.01723 | 0.016282 | 0.015387 | 0.013907 | 0.012509 | 0.011188 | 0.0099389 | 0.008759 | 0.0076439 | 0.0065902 | 0.0055945 | 0.0046535 | 0.0037642 | 0.0029239 | 0.0021298 | 0.0013793 | 0.00067016 | 0 | 0 | 0 | 0 | 0 | 0 | 0 | 0 | 0 | 0 | 0 | 0 | 0 | 0 | 0 | 0 | 0 | 0 | 0 | 0 | 0 | 0 | 0 | 0 | 0 | 0 | 0 | 0 | 0 | 0 | 0 | 0 | 0 | 0 | 0 | 0 | 0 | 0 | 0 | 0 | 0 | 0 | 0 | 0 | 0 | 0 | 0 | 0 | 0 | 0 | 0 | 0 | 0 | 0 | 0 | 0 | 0 | 0 | 0 | 0 | 0 | 0 | 0 | 0 | 0 | 0 | 0 | 0 | 0 | 0
| This is a company wide decision, and the AIC reflects the company wide costs and demand benefits for measured and unmeasured water efficiency programmes | [17 empty] | Fixed capex | Input | £000s | 0 | 0 | 0 | 0 | 0 | 0 | 0 | 0 | 0 | 0 | 0 | 0 | 0 | 0 | 0 | 0 | 0 | 0 | 0 | 0 | 0 | 0 | 0 | 0 | 0 | 0 | 0 | 0 | 0 | 0 | 0 | 0 | 0 | 0 | 0 | 0 | 0 | 0 | 0 | 0 | 0 | 0 | 0 | 0 | 0 | 0 | 0 | 0 | 0 | 0 | 0 | 0 | 0 | 0 | 0 | 0 | 0 | 0 | 0 | 0 | 0 | 0 | 0 | 0 | 0 | 0 | 0 | 0 | 0 | 0 | 0 | 0 | 0 | 0 | 0 | 0 | 0 | 0 | 0 | 0 | 0 | 0 | 0 | 0 | 0 | 0 | 0 | 0 | 0 | 0 | 0 | 0 | 0 | 0 | 0 | 0 | 0 | 0 | 0 | 0 | 0 | 0 | 0 | 0
[19 empty] | Variable capex | Input | £000s | 0 | 0 | 0 | 0 | 0 | 0 | 0 | 0 | 0 | 0 | 0 | 0 | 0 | 0 | 0 | 0 | 0 | 0 | 0 | 0 | 0 | 0 | 0 | 0 | 0 | 0 | 0 | 0 | 0 | 0 | 0 | 0 | 0 | 0 | 0 | 0 | 0 | 0 | 0 | 0 | 0 | 0 | 0 | 0 | 0 | 0 | 0 | 0 | 0 | 0 | 0 | 0 | 0 | 0 | 0 | 0 | 0 | 0 | 0 | 0 | 0 | 0 | 0 | 0 | 0 | 0 | 0 | 0 | 0 | 0 | 0 | 0 | 0 | 0 | 0 | 0 | 0 | 0 | 0 | 0 | 0 | 0 | 0 | 0 | 0 | 0 | 0 | 0 | 0 | 0 | 0 | 0 | 0 | 0 | 0 | 0 | 0 | 0 | 0 | 0 | 0 | 0 | 0 | 0
[19 empty] | Fixed opex | Input | £000s | 0 | 0 | 0 | 0 | 0 | 0 | 0 | 0 | 0 | 0 | 0 | 0 | 0 | 0 | 0 | 0 | 0 | 0 | 0 | 0 | 0 | 0 | 0 | 0 | 0 | 0 | 0 | 0 | 0 | 0 | 0 | 0 | 0 | 0 | 0 | 0 | 0 | 0 | 0 | 0 | 0 | 0 | 0 | 0 | 0 | 0 | 0 | 0 | 0 | 0 | 0 | 0 | 0 | 0 | 0 | 0 | 0 | 0 | 0 | 0 | 0 | 0 | 0 | 0 | 0 | 0 | 0 | 0 | 0 | 0 | 0 | 0 | 0 | 0 | 0 | 0 | 0 | 0 | 0 | 0 | 0 | 0 | 0 | 0 | 0 | 0 | 0 | 0 | 0 | 0 | 0 | 0 | 0 | 0 | 0 | 0 | 0 | 0 | 0 | 0 | 0 | 0 | 0 | 0
[19 empty] | Variable opex | Input | £000s | 3.5459 | 7.0918 | 10.6377 | 14.1836 | 17.7295 | 21.2754 | 24.8213 | 28.3672 | 31.9131 | 35.459 | 39.0049 | 42.5508 | 46.0966 | 49.6425 | 53.1884 | 0 | 0 | 0 | 0 | 0 | 0 | 0 | 0 | 0 | 0 | 0 | 0 | 0 | 0 | 0 | 0 | 0 | 0 | 0 | 0 | 0 | 0 | 0 | 0 | 0 | 0 | 0 | 0 | 0 | 0 | 0 | 0 | 0 | 0 | 0 | 0 | 0 | 0 | 0 | 0 | 0 | 0 | 0 | 0 | 0 | 0 | 0 | 0 | 0 | 0 | 0 | 0 | 0 | 0 | 0 | 0 | 0 | 0 | 0 | 0 | 0 | 0 | 0 | 0 | 0 | 0 | 0 | 0 | 0 | 0 | 0 | 0 | 0 | 0 | 0 | 0 | 0 | 0 | 0 | 0 | 0 | 0 | 0 | 0 | 0 | 0 | 0 | 0 | 0
[19 empty] | Opex savings | Input | £000s | 0 | 0 | 0 | 0 | 0 | 0 | 0 | 0 | 0 | 0 | 0 | 0 | 0 | 0 | 0 | 0 | 0 | 0 | 0 | 0 | 0 | 0 | 0 | 0 | 0 | 0 | 0 | 0 | 0 | 0 | 0 | 0 | 0 | 0 | 0 | 0 | 0 | 0 | 0 | 0 | 0 | 0 | 0 | 0 | 0 | 0 | 0 | 0 | 0 | 0 | 0 | 0 | 0 | 0 | 0 | 0 | 0 | 0 | 0 | 0 | 0 | 0 | 0 | 0 | 0 | 0 | 0 | 0 | 0 | 0 | 0 | 0 | 0 | 0 | 0 | 0 | 0 | 0 | 0 | 0 | 0 | 0 | 0 | 0 | 0 | 0 | 0 | 0 | 0 | 0 | 0 | 0 | 0 | 0 | 0 | 0 | 0 | 0 | 0 | 0 | 0 | 0 | 0 | 0
[19 empty] | Fixed env & social | Input | £000s | 0 | 0 | 0 | 0 | 0 | 0 | 0 | 0 | 0 | 0 | 0 | 0 | 0 | 0 | 0 | 0 | 0 | 0 | 0 | 0 | 0 | 0 | 0 | 0 | 0 | 0 | 0 | 0 | 0 | 0 | 0 | 0 | 0 | 0 | 0 | 0 | 0 | 0 | 0 | 0 | 0 | 0 | 0 | 0 | 0 | 0 | 0 | 0 | 0 | 0 | 0 | 0 | 0 | 0 | 0 | 0 | 0 | 0 | 0 | 0 | 0 | 0 | 0 | 0 | 0 | 0 | 0 | 0 | 0 | 0 | 0 | 0 | 0 | 0 | 0 | 0 | 0 | 0 | 0 | 0 | 0 | 0 | 0 | 0 | 0 | 0 | 0 | 0 | 0 | 0 | 0 | 0 | 0 | 0 | 0 | 0 | 0 | 0 | 0 | 0 | 0 | 0 | 0 | 0
[19 empty] | Variable env & social | Input | £000s | 0 | 0 | 0 | 0 | 0 | 0 | 0 | 0 | 0 | 0 | 0 | 0 | 0 | 0 | 0 | 0 | 0 | 0 | 0 | 0 | 0 | 0 | 0 | 0 | 0 | 0 | 0 | 0 | 0 | 0 | 0 | 0 | 0 | 0 | 0 | 0 | 0 | 0 | 0 | 0 | 0 | 0 | 0 | 0 | 0 | 0 | 0 | 0 | 0 | 0 | 0 | 0 | 0 | 0 | 0 | 0 | 0 | 0 | 0 | 0 | 0 | 0 | 0 | 0 | 0 | 0 | 0 | 0 | 0 | 0 | 0 | 0 | 0 | 0 | 0 | 0 | 0 | 0 | 0 | 0 | 0 | 0 | 0 | 0 | 0 | 0 | 0 | 0 | 0 | 0 | 0 | 0 | 0 | 0 | 0 | 0 | 0 | 0 | 0 | 0 | 0 | 0 | 0 | 0
[19 empty] | Fixed carbon costs | Input | £000s | 0 | 0 | 0 | 0 | 0 | 0 | 0 | 0 | 0 | 0 | 0 | 0 | 0 | 0 | 0 | 0 | 0 | 0 | 0 | 0 | 0 | 0 | 0 | 0 | 0 | 0 | 0 | 0 | 0 | 0 | 0 | 0 | 0 | 0 | 0 | 0 | 0 | 0 | 0 | 0 | 0 | 0 | 0 | 0 | 0 | 0 | 0 | 0 | 0 | 0 | 0 | 0 | 0 | 0 | 0 | 0 | 0 | 0 | 0 | 0 | 0 | 0 | 0 | 0 | 0 | 0 | 0 | 0 | 0 | 0 | 0 | 0 | 0 | 0 | 0 | 0 | 0 | 0 | 0 | 0 | 0 | 0 | 0 | 0 | 0 | 0 | 0 | 0 | 0 | 0 | 0 | 0 | 0 | 0 | 0 | 0 | 0 | 0 | 0 | 0 | 0 | 0 | 0 | 0
[19 empty] | Variable carbon costs | Input | £000s | 0 | 0 | 0 | 0 | 0 | 0 | 0 | 0 | 0 | 0 | 0 | 0 | 0 | 0 | 0 | 0 | 0 | 0 | 0 | 0 | 0 | 0 | 0 | 0 | 0 | 0 | 0 | 0 | 0 | 0 | 0 | 0 | 0 | 0 | 0 | 0 | 0 | 0 | 0 | 0 | 0 | 0 | 0 | 0 | 0 | 0 | 0 | 0 | 0 | 0 | 0 | 0 | 0 | 0 | 0 | 0 | 0 | 0 | 0 | 0 | 0 | 0 | 0 | 0 | 0 | 0 | 0 | 0 | 0 | 0 | 0 | 0 | 0 | 0 | 0 | 0 | 0 | 0 | 0 | 0 | 0 | 0 | 0 | 0 | 0 | 0 | 0 | 0 | 0 | 0 | 0 | 0 | 0 | 0 | 0 | 0 | 0 | 0 | 0 | 0 | 0 | 0 | 0 | 0
[19 empty] | Customer willingness to pay | Input | £000s | 0 | 0 | 0 | 0 | 0 | 0 | 0 | 0 | 0 | 0 | 0 | 0 | 0 | 0 | 0 | 0 | 0 | 0 | 0 | 0 | 0 | 0 | 0 | 0 | 0 | 0 | 0 | 0 | 0 | 0 | 0 | 0 | 0 | 0 | 0 | 0 | 0 | 0 | 0 | 0 | 0 | 0 | 0 | 0 | 0 | 0 | 0 | 0 | 0 | 0 | 0 | 0 | 0 | 0 | 0 | 0 | 0 | 0 | 0 | 0 | 0 | 0 | 0 | 0 | 0 | 0 | 0 | 0 | 0 | 0 | 0 | 0 | 0 | 0 | 0 | 0 | 0 | 0 | 0 | 0 | 0 | 0 | 0 | 0 | 0 | 0 | 0 | 0 | 0 | 0 | 0 | 0 | 0 | 0 | 0 | 0 | 0 | 0 | 0 | 0 | 0 | 0 | 0 | 0
[19 empty] | Total | Sum of above (excl WAFU) | £000s | 3.5459 | 7.0918 | 10.6377 | 14.1836 | 17.7295 | 21.2754 | 24.8213 | 28.3672 | 31.9131 | 35.459 | 39.0049 | 42.5508 | 46.0966 | 49.6425 | 53.1884 | 0 | 0 | 0 | 0 | 0 | 0 | 0 | 0 | 0 | 0 | 0 | 0 | 0 | 0 | 0 | 0 | 0 | 0 | 0 | 0 | 0 | 0 | 0 | 0 | 0 | 0 | 0 | 0 | 0 | 0 | 0 | 0 | 0 | 0 | 0 | 0 | 0 | 0 | 0 | 0 | 0 | 0 | 0 | 0 | 0 | 0 | 0 | 0 | 0 | 0 | 0 | 0 | 0 | 0 | 0 | 0 | 0 | 0 | 0 | 0 | 0 | 0 | 0 | 0 | 0 | 0 | 0 | 0 | 0 | 0 | 0 | 0 | 0 | 0 | 0 | 0 | 0 | 0 | 0 | 0 | 0 | 0 | 0 | 0 | 0 | 0 | 0 | 0 | 0
61.2a | Options to change volume delivered to unmeasured households | [20 empty] | 0 | 0 | 0 | 0 | 0 | 0 | 0 | 0 | 0 | 0 | 0 | 0 | 0 | 0 | 0 | 0 | 0 | 0 | 0 | 0 | 0 | 0 | 0 | 0 | 0 | 0 | 0 | 0 | 0 | 0 | 0 | 0 | 0 | 0 | 0 | 0 | 0 | 0 | 0 | 0 | 0 | 0 | 0 | 0 | 0 | 0 | 0 | 0 | 0 | 0 | 0 | 0 | 0 | 0 | 0 | 0 | 0 | 0 | 0 | 0 | 0 | 0 | 0 | 0 | 0 | 0 | 0 | 0 | 0 | 0 | 0 | 0 | 0 | 0 | 0 | 0 | 0 | 0 | 0 | 0 | 0 | 0 | 0 | 0 | 0 | 0 | 0 | 0 | 0 | 0 | 0 | 0 | 0 | 0 | 0 | 0 | 0 | 0 | 0 | 0 | 0 | 0 | 0 | 0
58.1x | Enhanced Metering |  | Demand | Y | 2020-21 | Capacity | 35.7062 | 198975.7363 | 450072.3585 | 299535.8184 | 0 | 10126.8707 | 168162.8438 | 927897.8914 | 376.7335 | 466.3372 | 3 | 3 | Gains in WAFU / Savings in demand | Input | Ml/d | 3.2731 | 4.964 | 6.6772 | 8.4361 | 10.2206 | 14.1137 | 18.1353 | 22.2053 | 26.2404 | 30.3353 | 31.5773 | 32.6149 | 33.6508 | 34.6846 | 35.7062 | 33.4778 | 31.3251 | 29.2283 | 27.1642 | 25.2109 | 23.3221 | 21.4961 | 19.7296 | 18.025 | 16.3866 | 16.3866 | 16.3866 | 16.3866 | 16.3866 | 16.3866 | 16.3866 | 16.3866 | 16.3866 | 16.3866 | 16.3866 | 16.3866 | 16.3866 | 16.3866 | 16.3866 | 16.3866 | 16.3866 | 16.3866 | 16.3866 | 16.3866 | 16.3866 | 16.3866 | 16.3866 | 16.3866 | 16.3866 | 16.3866 | 16.3866 | 16.3866 | 16.3866 | 16.3866 | 16.3866 | 16.3866 | 16.3866 | 16.3866 | 16.3866 | 16.3866 | 16.3866 | 16.3866 | 16.3866 | 16.3866 | 16.3866 | 16.3866 | 16.3866 | 16.3866 | 16.3866 | 16.3866 | 16.3866 | 16.3866 | 16.3866 | 16.3866 | 16.3866 | 16.3866 | 16.3866 | 16.3866 | 16.3866 | 16.3866 | 0 | 0 | 0 | 0 | 0 | 0 | 0 | 0 | 0 | 0 | 0 | 0 | 0 | 0 | 0 | 0 | 0 | 0 | 0 | 0 | 0 | 0 | 0 | 0
| This is a company wide decision, and the AIC reflects the company wide costs and demand benefits | [17 empty] | Fixed capex | Input | £000s | 14360.5 | 14360.5 | 14360.5 | 14360.5 | 14360.5 | 26243.0561 | 26349.7341 | 26454.5657 | 26557.3459 | 26658.0745 | 17352.9756 | 17415.9828 | 17477.9243 | 17538.6669 | 17598.2106 | 6396.0653 | 6422.0653 | 6447.6153 | 6472.6653 | 6497.2153 | 14716.3041 | 14731.6604 | 14746.7571 | 14761.5615 | 14776.0738 | 20723.2517 | 20807.4917 | 20890.2737 | 20971.4357 | 21050.9777 | 14439.2252 | 14488.9798 | 14537.8929 | 14585.8593 | 14632.879 | 6396.0653 | 6422.0653 | 6447.6153 | 6472.6653 | 6497.2153 | 14716.3041 | 14731.6604 | 14746.7571 | 14761.5615 | 14776.0738 | 20723.2517 | 20807.4917 | 20890.2737 | 20971.4357 | 21050.9777 | 14439.2252 | 14488.9798 | 14537.8929 | 14585.8593 | 14632.879 | 6396.0653 | 6422.0653 | 6447.6153 | 6472.6653 | 6497.2153 | 14716.3041 | 14731.6604 | 14746.7571 | 14761.5615 | 14776.0738 | 20723.2517 | 20807.4917 | 20890.2737 | 20971.4357 | 21050.9777 | 14439.2252 | 14488.9798 | 14537.8929 | 14585.8593 | 14632.879 | 6396.0653 | 6422.0653 | 6447.6153 | 6472.6653 | 6497.2153 | 0 | 0 | 0 | 0 | 0 | 0 | 0 | 0 | 0 | 0 | 0 | 0 | 0 | 0 | 0 | 0 | 0 | 0 | 0 | 0 | 0 | 0 | 0 | 0
[19 empty] | Variable capex | Input | £000s | 0 | 0 | 0 | 0 | 0 | 0 | 0 | 0 | 0 | 0 | 0 | 0 | 0 | 0 | 0 | 0 | 0 | 0 | 0 | 0 | 0 | 0 | 0 | 0 | 0 | 0 | 0 | 0 | 0 | 0 | 0 | 0 | 0 | 0 | 0 | 0 | 0 | 0 | 0 | 0 | 0 | 0 | 0 | 0 | 0 | 0 | 0 | 0 | 0 | 0 | 0 | 0 | 0 | 0 | 0 | 0 | 0 | 0 | 0 | 0 | 0 | 0 | 0 | 0 | 0 | 0 | 0 | 0 | 0 | 0 | 0 | 0 | 0 | 0 | 0 | 0 | 0 | 0 | 0 | 0 | 0 | 0 | 0 | 0 | 0 | 0 | 0 | 0 | 0 | 0 | 0 | 0 | 0 | 0 | 0 | 0 | 0 | 0 | 0 | 0 | 0 | 0 | 0 | 0
[19 empty] | Fixed opex | Input | £000s | 0 | 0 | 0 | 0 | 0 | 0 | 0 | 0 | 0 | 0 | 0 | 0 | 0 | 0 | 0 | 0 | 0 | 0 | 0 | 0 | 0 | 0 | 0 | 0 | 0 | 0 | 0 | 0 | 0 | 0 | 0 | 0 | 0 | 0 | 0 | 0 | 0 | 0 | 0 | 0 | 0 | 0 | 0 | 0 | 0 | 0 | 0 | 0 | 0 | 0 | 0 | 0 | 0 | 0 | 0 | 0 | 0 | 0 | 0 | 0 | 0 | 0 | 0 | 0 | 0 | 0 | 0 | 0 | 0 | 0 | 0 | 0 | 0 | 0 | 0 | 0 | 0 | 0 | 0 | 0
[19 empty] | Variable opex | Input | £000s | 700 | 1400 | 2100 | 2800 | 3500 | 4779.2131 | 6063.6261 | 7353.1492 | 8647.6823 | 9947.1253 | 10622.3862 | 11300.7182 | 11982.0697 | 12666.382 | 13353.5967 | 13353.5967 | 13353.5967 | 13353.5967 | 13353.5967 | 13353.5967 | 13353.5967 | 13353.5967 | 13353.5967 | 13353.5967 | 13353.5967 | 13353.5967 | 13353.5967 | 13353.5967 | 13353.5967 | 13353.5967 | 13353.5967 | 13353.5967 | 13353.5967 | 13353.5967 | 13353.5967 | 13353.5967 | 13353.5967 | 13353.5967 | 13353.5967 | 13353.5967 | 13353.5967 | 13353.5967 | 13353.5967 | 13353.5967 | 13353.5967 | 13353.5967 | 13353.5967 | 13353.5967 | 13353.5967 | 13353.5967 | 13353.5967 | 13353.5967 | 13353.5967 | 13353.5967 | 13353.5967 | 13353.5967 | 13353.5967 | 13353.5967 | 13353.5967 | 13353.5967 | 13353.5967 | 13353.5967 | 13353.5967 | 13353.5967 | 13353.5967 | 13353.5967 | 13353.5967 | 13353.5967 | 13353.5967 | 13353.5967 | 13353.5967 | 13353.5967 | 13353.5967 | 13353.5967 | 13353.5967 | 13353.5967 | 13353.5967 | 13353.5967 | 13353.5967 | 13353.5967 | 0 | 0 | 0 | 0 | 0 | 0 | 0 | 0 | 0 | 0 | 0 | 0 | 0 | 0 | 0 | 0 | 0 | 0 | 0 | 0 | 0 | 0 | 0 | 0
[19 empty] | Opex savings | Input | £000s | 0 | 0 | 0 | 0 | 0 | 0 | 0 | 0 | 0 | 0 | 0 | 0 | 0 | 0 | 0 | 0 | 0 | 0 | 0 | 0 | 0 | 0 | 0 | 0 | 0 | 0 | 0 | 0 | 0 | 0 | 0 | 0 | 0 | 0 | 0 | 0 | 0 | 0 | 0 | 0 | 0 | 0 | 0 | 0 | 0 | 0 | 0 | 0 | 0 | 0 | 0 | 0 | 0 | 0 | 0 | 0 | 0 | 0 | 0 | 0 | 0 | 0 | 0 | 0 | 0 | 0 | 0 | 0 | 0 | 0 | 0 | 0 | 0 | 0 | 0 | 0 | 0 | 0 | 0 | 0 | 0 | 0 | 0 | 0 | 0 | 0 | 0 | 0 | 0 | 0 | 0 | 0 | 0 | 0 | 0 | 0 | 0 | 0 | 0 | 0 | 0 | 0 | 0 | 0
[19 empty] | Fixed env & social | Input | £000s | 0 | 0 | 0 | 0 | 0 | 0 | 0 | 0 | 0 | 0 | 0 | 0 | 0 | 0 | 0 | 0 | 0 | 0 | 0 | 0 | 0 | 0 | 0 | 0 | 0 | 0 | 0 | 0 | 0 | 0 | 0 | 0 | 0 | 0 | 0 | 0 | 0 | 0 | 0 | 0 | 0 | 0 | 0 | 0 | 0 | 0 | 0 | 0 | 0 | 0 | 0 | 0 | 0 | 0 | 0 | 0 | 0 | 0 | 0 | 0 | 0 | 0 | 0 | 0 | 0 | 0 | 0 | 0 | 0 | 0 | 0 | 0 | 0 | 0 | 0 | 0 | 0 | 0 | 0 | 0 | 0 | 0 | 0 | 0 | 0 | 0 | 0 | 0 | 0 | 0 | 0 | 0 | 0 | 0 | 0 | 0 | 0 | 0 | 0 | 0 | 0 | 0 | 0 | 0
[19 empty] | Variable env & social | Input | £000s | 6937.7 | 6937.7 | 6937.7 | 6937.7 | 6937.7 | 12678.2807 | 12729.8179 | 12780.4631 | 12830.1172 | 12878.7802 | 6692.51 | 6722.9493 | 6752.8739 | 6782.2192 | 6810.9854 | 0 | 0 | 0 | 0 | 0 | 4475.8 | 4475.8 | 4475.8 | 4475.8 | 4475.8 | 8179.2884 | 8212.5372 | 8245.2105 | 8277.2444 | 8308.639 | 4317.6177 | 4337.2554 | 4356.5609 | 4375.4929 | 4394.0511 | 0 | 0 | 0 | 0 | 0 | 4475.8 | 4475.8 | 4475.8 | 4475.8 | 4475.8 | 8179.2884 | 8212.5372 | 8245.2105 | 8277.2444 | 8308.639 | 4317.6177 | 4337.2554 | 4356.5609 | 4375.4929 | 4394.0511 | 0 | 0 | 0 | 0 | 0 | 4475.8 | 4475.8 | 4475.8 | 4475.8 | 4475.8 | 8179.2884 | 8212.5372 | 8245.2105 | 8277.2444 | 8308.639 | 4317.6177 | 4337.2554 | 4356.5609 | 4375.4929 | 4394.0511 | 0 | 0 | 0 | 0 | 0 | 0 | 0 | 0 | 0 | 0 | 0 | 0 | 0 | 0 | 0 | 0 | 0 | 0 | 0 | 0 | 0 | 0 | 0 | 0 | 0 | 0 | 0 | 0 | 0
[19 empty] | Fixed carbon costs | Input | £000s | 0 | 0 | 0 | 0 | 0 | 0 | 0 | 0 | 0 | 0 | 0 | 0 | 0 | 0 | 0 | 0 | 0 | 0 | 0 | 0 | 0 | 0 | 0 | 0 | 0 | 0 | 0 | 0 | 0 | 0 | 0 | 0 | 0 | 0 | 0 | 0 | 0 | 0 | 0 | 0 | 0 | 0 | 0 | 0 | 0 | 0 | 0 | 0 | 0 | 0 | 0 | 0 | 0 | 0 | 0 | 0 | 0 | 0 | 0 | 0 | 0 | 0 | 0 | 0 | 0 | 0 | 0 | 0 | 0 | 0 | 0 | 0 | 0 | 0 | 0 | 0 | 0 | 0 | 0 | 0 | 0 | 0 | 0 | 0 | 0 | 0 | 0 | 0 | 0 | 0 | 0 | 0 | 0 | 0 | 0 | 0 | 0 | 0 | 0 | 0 | 0 | 0 | 0 | 0
[19 empty] | Variable carbon costs | Input | £000s | 421.1889 | 421.1889 | 421.1889 | 421.1889 | 421.1889 | 769.7005 | 772.8293 | 775.904 | 778.9185 | 781.8728 | 406.3034 | 408.1513 | 409.9681 | 411.7496 | 413.496 | 0 | 0 | 0 | 0 | 0 | 265.8883 | 265.8883 | 265.8883 | 265.8883 | 265.8883 | 485.8968 | 487.872 | 489.813 | 491.716 | 493.581 | 256.4913 | 257.6579 | 258.8048 | 259.9295 | 261.0319 | 0 | 0 | 0 | 0 | 0 | 265.8883 | 265.8883 | 265.8883 | 265.8883 | 265.8883 | 485.8968 | 487.872 | 489.813 | 491.716 | 493.581 | 256.4913 | 257.6579 | 258.8048 | 259.9295 | 261.0319 | 0 | 0 | 0 | 0 | 0 | 265.8883 | 265.8883 | 265.8883 | 265.8883 | 265.8883 | 485.8968 | 487.872 | 489.813 | 491.716 | 493.581 | 256.4913 | 257.6579 | 258.8048 | 259.9295 | 261.0319 | 0 | 0 | 0 | 0 | 0 | 0 | 0 | 0 | 0 | 0 | 0 | 0 | 0 | 0 | 0 | 0 | 0 | 0 | 0 | 0 | 0 | 0 | 0 | 0 | 0 | 0 | 0 | 0 | 0
[19 empty] | Customer willingness to pay | Input | £000s | 0 | 0 | 0 | 0 | 0 | 0 | 0 | 0 | 0 | 0 | 0 | 0 | 0 | 0 | 0 | 0 | 0 | 0 | 0 | 0 | 0 | 0 | 0 | 0 | 0 | 0 | 0 | 0 | 0 | 0 | 0 | 0 | 0 | 0 | 0 | 0 | 0 | 0 | 0 | 0 | 0 | 0 | 0 | 0 | 0 | 0 | 0 | 0 | 0 | 0 | 0 | 0 | 0 | 0 | 0 | 0 | 0 | 0 | 0 | 0 | 0 | 0 | 0 | 0 | 0 | 0 | 0 | 0 | 0 | 0 | 0 | 0 | 0 | 0 | 0 | 0 | 0 | 0 | 0 | 0 | 0 | 0 | 0 | 0 | 0 | 0 | 0 | 0 | 0 | 0 | 0 | 0 | 0 | 0 | 0 | 0 | 0 | 0 | 0 | 0 | 0 | 0 | 0 | 0
[19 empty] | Total | Sum of above (excl WAFU) | £000s | 22419.3889 | 23119.3889 | 23819.3889 | 24519.3889 | 25219.3889 | 44470.2503 | 45916.0074 | 47364.082 | 48814.0639 | 50265.8529 | 35074.1751 | 35847.8017 | 36622.8358 | 37399.0177 | 38176.2887 | 19749.662 | 19775.662 | 19801.212 | 19826.262 | 19850.812 | 32811.5891 | 32826.9454 | 32842.0421 | 32856.8465 | 32871.3587 | 42742.0336 | 42861.4975 | 42978.8939 | 43093.9928 | 43206.7943 | 32366.9309 | 32437.4898 | 32506.8553 | 32574.8783 | 32641.5587 | 19749.662 | 19775.662 | 19801.212 | 19826.262 | 19850.812 | 32811.5891 | 32826.9454 | 32842.0421 | 32856.8465 | 32871.3587 | 42742.0336 | 42861.4975 | 42978.8939 | 43093.9928 | 43206.7943 | 32366.9309 | 32437.4898 | 32506.8553 | 32574.8783 | 32641.5587 | 19749.662 | 19775.662 | 19801.212 | 19826.262 | 19850.812 | 32811.5891 | 32826.9454 | 32842.0421 | 32856.8465 | 32871.3587 | 42742.0336 | 42861.4975 | 42978.8939 | 43093.9928 | 43206.7943 | 32366.9309 | 32437.4898 | 32506.8553 | 32574.8783 | 32641.5587 | 19749.662 | 19775.662 | 19801.212 | 19826.262 | 19850.812 | 0 | 0 | 0 | 0 | 0 | 0 | 0 | 0 | 0 | 0 | 0 | 0 | 0 | 0 | 0 | 0 | 0 | 0 | 0 | 0 | 0 | 0 | 0 | 0
61.3a | Options to change volume delivered to measured non households | [20 empty] | 0 | 0 | 0 | 0 | 0 | 0 | 0 | 0 | 0 | 0 | 0 | 0 | 0 | 0 | 0 | 0 | 0 | 0 | 0 | 0 | 0 | 0 | 0 | 0 | 0 | 0 | 0 | 0 | 0 | 0 | 0 | 0 | 0 | 0 | 0 | 0 | 0 | 0 | 0 | 0 | 0 | 0 | 0 | 0 | 0 | 0 | 0 | 0 | 0 | 0 | 0 | 0 | 0 | 0 | 0 | 0 | 0 | 0 | 0 | 0 | 0 | 0 | 0 | 0 | 0 | 0 | 0 | 0 | 0 | 0 | 0 | 0 | 0 | 0 | 0 | 0 | 0 | 0 | 0 | 0 | 0 | 0 | 0 | 0 | 0 | 0 | 0 | 0 | 0 | 0 | 0 | 0 | 0 | 0 | 0 | 0 | 0 | 0 | 0 | 0 | 0 | 0 | 0 | 0
61.4a | Options to change volume delivered to unmeasured non households | [20 empty] | 0 | 0 | 0 | 0 | 0 | 0 | 0 | 0 | 0 | 0 | 0 | 0 | 0 | 0 | 0 | 0 | 0 | 0 | 0 | 0 | 0 | 0 | 0 | 0 | 0 | 0 | 0 | 0 | 0 | 0 | 0 | 0 | 0 | 0 | 0 | 0 | 0 | 0 | 0 | 0 | 0 | 0 | 0 | 0 | 0 | 0 | 0 | 0 | 0 | 0 | 0 | 0 | 0 | 0 | 0 | 0 | 0 | 0 | 0 | 0 | 0 | 0 | 0 | 0 | 0 | 0 | 0 | 0 | 0 | 0 | 0 | 0 | 0 | 0 | 0 | 0 | 0 | 0 | 0 | 0 | 0 | 0 | 0 | 0 | 0 | 0 | 0 | 0 | 0 | 0 | 0 | 0 | 0 | 0 | 0 | 0 | 0 | 0 | 0 | 0 | 0 | 0 | 0 | 0
61.5a | Options to reduce water taken unbilled | [20 empty] | 0 | 0 | 0 | 0 | 0 | 0 | 0 | 0 | 0 | 0 | 0 | 0 | 0 | 0 | 0 | 0 | 0 | 0 | 0 | 0 | 0 | 0 | 0 | 0 | 0 | 0 | 0 | 0 | 0 | 0 | 0 | 0 | 0 | 0 | 0 | 0 | 0 | 0 | 0 | 0 | 0 | 0 | 0 | 0 | 0 | 0 | 0 | 0 | 0 | 0 | 0 | 0 | 0 | 0 | 0 | 0 | 0 | 0 | 0 | 0 | 0 | 0 | 0 | 0 | 0 | 0 | 0 | 0 | 0 | 0 | 0 | 0 | 0 | 0 | 0 | 0 | 0 | 0 | 0 | 0 | 0 | 0 | 0 | 0 | 0 | 0 | 0 | 0 | 0 | 0 | 0 | 0 | 0 | 0 | 0 | 0 | 0 | 0 | 0 | 0 | 0 | 0 | 0 | 0
61.6a | Options impacting on measured Non Household - USPL | [20 empty] | 0 | 0 | 0 | 0 | 0 | 0 | 0 | 0 | 0 | 0 | 0 | 0 | 0 | 0 | 0 | 0 | 0 | 0 | 0 | 0 | 0 | 0 | 0 | 0 | 0 | 0 | 0 | 0 | 0 | 0 | 0 | 0 | 0 | 0 | 0 | 0 | 0 | 0 | 0 | 0 | 0 | 0 | 0 | 0 | 0 | 0 | 0 | 0 | 0 | 0 | 0 | 0 | 0 | 0 | 0 | 0 | 0 | 0 | 0 | 0 | 0 | 0 | 0 | 0 | 0 | 0 | 0 | 0 | 0 | 0 | 0 | 0 | 0 | 0 | 0 | 0 | 0 | 0 | 0 | 0 | 0 | 0 | 0 | 0 | 0 | 0 | 0 | 0 | 0 | 0 | 0 | 0 | 0 | 0 | 0 | 0 | 0 | 0 | 0 | 0 | 0 | 0 | 0 | 0
61.7a | Options impacting on unmeasured Non Household - USPL | [20 empty] | 0 | 0 | 0 | 0 | 0 | 0 | 0 | 0 | 0 | 0 | 0 | 0 | 0 | 0 | 0 | 0 | 0 | 0 | 0 | 0 | 0 | 0 | 0 | 0 | 0 | 0 | 0 | 0 | 0 | 0 | 0 | 0 | 0 | 0 | 0 | 0 | 0 | 0 | 0 | 0 | 0 | 0 | 0 | 0 | 0 | 0 | 0 | 0 | 0 | 0 | 0 | 0 | 0 | 0 | 0 | 0 | 0 | 0 | 0 | 0 | 0 | 0 | 0 | 0 | 0 | 0 | 0 | 0 | 0 | 0 | 0 | 0 | 0 | 0 | 0 | 0 | 0 | 0 | 0 | 0 | 0 | 0 | 0 | 0 | 0 | 0 | 0 | 0 | 0 | 0 | 0 | 0 | 0 | 0 | 0 | 0 | 0 | 0 | 0 | 0 | 0 | 0 | 0 | 0
61.8a | Options impacting on measured Household - USPL | [20 empty] | 0 | 0 | 0 | 0 | 0 | 0 | 0 | 0 | 0 | 0 | 0 | 0 | 0 | 0 | 0 | 0 | 0 | 0 | 0 | 0 | 0 | 0 | 0 | 0 | 0 | 0 | 0 | 0 | 0 | 0 | 0 | 0 | 0 | 0 | 0 | 0 | 0 | 0 | 0 | 0 | 0 | 0 | 0 | 0 | 0 | 0 | 0 | 0 | 0 | 0 | 0 | 0 | 0 | 0 | 0 | 0 | 0 | 0 | 0 | 0 | 0 | 0 | 0 | 0 | 0 | 0 | 0 | 0 | 0 | 0 | 0 | 0 | 0 | 0 | 0 | 0 | 0 | 0 | 0 | 0 | 0 | 0 | 0 | 0 | 0 | 0 | 0 | 0 | 0 | 0 | 0 | 0 | 0 | 0 | 0 | 0 | 0 | 0 | 0 | 0 | 0 | 0 | 0 | 0
61.9a | Options impacting on unmeasured Household - USPL | [20 empty] | 0 | 0 | 0 | 0 | 0 | 0 | 0 | 0 | 0 | 0 | 0 | 0 | 0 | 0 | 0 | 0 | 0 | 0 | 0 | 0 | 0 | 0 | 0 | 0 | 0 | 0 | 0 | 0 | 0 | 0 | 0 | 0 | 0 | 0 | 0 | 0 | 0 | 0 | 0 | 0 | 0 | 0 | 0 | 0 | 0 | 0 | 0 | 0 | 0 | 0 | 0 | 0 | 0 | 0 | 0 | 0 | 0 | 0 | 0 | 0 | 0 | 0 | 0 | 0 | 0 | 0 | 0 | 0 | 0 | 0 | 0 | 0 | 0 | 0 | 0 | 0 | 0 | 0 | 0 | 0 | 0 | 0 | 0 | 0 | 0 | 0 | 0 | 0 | 0 | 0 | 0 | 0 | 0 | 0 | 0 | 0 | 0 | 0 | 0 | 0 | 0 | 0 | 0 | 0
61.10a | Options impacting on Void properties - USPL | [20 empty] | 0 | 0 | 0 | 0 | 0 | 0 | 0 | 0 | 0 | 0 | 0 | 0 | 0 | 0 | 0 | 0 | 0 | 0 | 0 | 0 | 0 | 0 | 0 | 0 | 0 | 0 | 0 | 0 | 0 | 0 | 0 | 0 | 0 | 0 | 0 | 0 | 0 | 0 | 0 | 0 | 0 | 0 | 0 | 0 | 0 | 0 | 0 | 0 | 0 | 0 | 0 | 0 | 0 | 0 | 0 | 0 | 0 | 0 | 0 | 0 | 0 | 0 | 0 | 0 | 0 | 0 | 0 | 0 | 0 | 0 | 0 | 0 | 0 | 0 | 0 | 0 | 0 | 0 | 0 | 0 | 0 | 0 | 0 | 0 | 0 | 0 | 0 | 0 | 0 | 0 | 0 | 0 | 0 | 0 | 0 | 0 | 0 | 0 | 0 | 0 | 0 | 0 | 0 | 0
RZCOSTSHERE
| 0 | 0
| 0 | 0
| 0 | 0
| 0 | 0
| 0 | 0
Start dates | Option Categories
2020-21 | Aquifer recharge
2021-22 | Bulk supply
2022-23 | Conjunctive use
2023-24 | Desalination
2024-25 | Effluent reuse
2025-26 | GW enhancement
2026-27 | GW new
2027-28 | Reservoir enlargement
2028-29 | New reservoir
2029-30 | SW enhancement
2030-31 | SW new
2031-32
2032-33
2033-34 | Active leakage management
2034-35 | Mains repair
2035-36 | Mains replacement (not trunk mains)
2036-37 | Pressure management
2037-38 | Other leakage control
2038-39 | Trunk mains renewal
2039-40 | Pumps
2040-41 | Service reservoir
2041-42
2042-43
2043-44 | Water treatment works loss recovery
2044-45 | Water treatment works capacity increase
Cistern displacement device
Household water audit
Commercial water audit
Customer education / awareness
Other water efficiency
Metering optants
Metering change of occupancy
Metering compulsory
Metering other selective
Supply pipe repairs / replacement
Outdoor water efficiency devices
Retrofitting indoor water efficiency devices
Alternative tariffs
Collaborative R&D

## 6. Preferred (Scenario Yr)
Table 6: Preferred list of water management options
DRY YEAR PLANNED GAINS IN WAFU OR SAVINGS IN DEMAND (Ml/d) - TO BE COMPLETED FOR ALL PREFERRED OPTIONS (WAFU gains for each year are individual year gains and not cumulative gains)
Row Ref | Option Name [Insert / delete non-numbered lines to suit] | Option Reference No. | Unit | Decimal places | 2016-17 | For info 2017-18 | For info 2018-19 | For info 2019-20 | 2020-21 | 2021-22 | 2022-23 | 2023-24 | 2024-25 | 2025-26 | 2026-27 | 2027-28 | 2028-29 | 2029-2030 | 2030-2031 | 2031-2032 | 2032-33 | 2033-34 | 2034-35 | 2035-36 | 2036-37 | 2037-38 | 2038-39 | 2039-40 | 2040-41 | 2041-42 | 2042-43 | 2043-44 | 2044-45
58 | Resource Management | - | Ml/d | 2 | 0 | 0 | 0 | 0 | 0 | 0 | 0 | 0 | 0 | 0 | 0 | 0 | 0 | 0 | 0 | 0 | 0 | 0 | 0 | 0 | 0 | 0 | 0 | 0 | 0 | 0 | 0 | 0 | 0
58.1 | Increase raw water abstractions | - | Ml/d | 2 | 0 | 0 | 0 | 0 | 0 | 0 | 0 | 0 | 0 | 0 | 0 | 0 | 0 | 0 | 0 | 0 | 0 | 0 | 0 | 0 | 0 | 0 | 0 | 0 | 0 | 0 | 0 | 0 | 0
- |  |  | Ml/d | 2
- | (insert row above) | - | - |  | - | - | - | - | bar: 2020-21 to 2044-45
58.2 | Raw water imports | - | Ml/d | 2 | 0 | 0 | 0 | 0 | 0 | 0 | 0 | 0 | 0 | 0 | 0 | 0 | 0 | 0 | 0 | 0 | 0 | 0 | 0 | 0 | 0 | 0 | 0 | 0 | 0 | 0 | 0 | 0 | 0
- |  |  | Ml/d | 2
- | (insert row above) | - | - |  | - | - | - | - | bar: 2020-21 to 2044-45
58.3 | Potable water Imports (input reductions as -ve) | - | Ml/d | 2 | 0 | 0 | 0 | 0 | 0 | 0 | 0 | 0 | 0 | 0 | 0 | 0 | 0 | 0 | 0 | 0 | 0 | 0 | 0 | 0 | 0 | 0 | 0 | 0 | 0 | 0 | 0 | 0 | 0
- |  |  | Ml/d | 2
- | (insert row above) | - | - |  | - | - | - | - | bar: 2020-21 to 2044-45
58.4 | Reduce raw water losses and operational use (input as -ve) | - | Ml/d | 2 | 0 | 0 | 0 | 0 | 0 | 0 | 0 | 0 | 0 | 0 | 0 | 0 | 0 | 0 | 0 | 0 | 0 | 0 | 0 | 0 | 0 | 0 | 0 | 0 | 0 | 0 | 0 | 0 | 0
- |  |  | Ml/d | 2
- | (insert row above) | - | - |  | - | - | - | - | bar: 2020-21 to 2044-45
58.5 | Reduced raw water export (including non potable supplies) |  | Ml/d | 2 | 0 | 0 | 0 | 0 | 0 | 0 | 0 | 0 | 0 | 0 | 0 | 0 | 0 | 0 | 0 | 0 | 0 | 0 | 0 | 0 | 0 | 0 | 0 | 0 | 0 | 0 | 0 | 0 | 0
58.51 | Reduce raw water exports (input as -ve) | - | Ml/d | 2 | 0 | 0 | 0 | 0 | 0 | 0 | 0 | 0 | 0 | 0 | 0 | 0 | 0 | 0 | 0 | 0 | 0 | 0 | 0 | 0 | 0 | 0 | 0 | 0 | 0 | 0 | 0 | 0 | 0
- |  |  | Ml/d | 2
- | (insert row above) | - | - |  | - | - | - | - | bar: 2020-21 to 2044-45
58.52 | Reduce non potable supplies (input as -ve) | - | Ml/d | 2 | 0 | 0 | 0 | 0 | 0 | 0 | 0 | 0 | 0 | 0 | 0 | 0 | 0 | 0 | 0 | 0 | 0 | 0 | 0 | 0 | 0 | 0 | 0 | 0 | 0 | 0 | 0 | 0 | 0
- |  |  | Ml/d | 2
- | (insert row above) | - | - |  | - | - | - | - | bar: 2020-21 to 2044-45
58.6 | Reduce potable water exports (input as -ve) | - | Ml/d |  | 0 | 0 | 0 | 0 | 0 | 0 | 0 | 0 | 0 | 0 | 0 | 0 | 0 | 0 | 0 | 0 | 0 | 0 | 0 | 0 | 0 | 0 | 0 | 0 | 0 | 0 | 0 | 0 | 0
- |  |  | Ml/d | 2
- | (insert row above) | - | - |  | - | - | - | - | bar: 2020-21 to 2044-45
58.7 | Other options to increase deployable output | - | Ml/d |  | 0 | 0 | 0 | 0 | 0 | 0 | 0 | 0 | 0 | 0 | 0 | 0 | 0 | 0 | 0 | 0 | 0 | 0 | 0 | 0 | 0 | 0 | 0 | 0 | 0 | 0 | 0 | 0 | 0
- |  |  | Ml/d | 2
- | (insert row above) | - | - |  | - | - | - | - | bar: 2020-21 to 2044-45
59 | Distribution Side Management | - |  |  | 0 | 0 | 0 | 0 | 0 | 0 | 0 | 0 | 0 | 0 | 0 | 0 | 0 | 0 | 0 | 0 | 0 | 0 | 0 | 0 | 0 | 0 | 0 | 0 | 0 | 0 | 0 | 0 | 0
59.1 | Reduce distribution losses (input as -ve) | - | Ml/d | 2 | 0 | 0 | 0 | 0 | 0 | 0 | 0 | 0 | 0 | 0 | 0 | 0 | 0 | 0 | 0 | 0 | 0 | 0 | 0 | 0 | 0 | 0 | 0 | 0 | 0 | 0 | 0 | 0 | 0
| Leakage Reduction |  | Ml/d | 2 |  |  |  |  | 0 | 0 | 0 | 0 | 0 | 0 | 0 | 0 | 0 | 0 | 0 | 0 | 0 | 0 | 0 | 0 | 0 | 0 | 0 | 0 | 0 | 0 | 0 | 0 | 0
- | (insert row above) | - | - |  | - | - | - | - | bar: 2020-21 to 2044-45
59.2 | Reduce distribution system operational use (DSOU) (input as -ve) | - | Ml/d | 2 | 0 | 0 | 0 | 0 | 0 | 0 | 0 | 0 | 0 | 0 | 0 | 0 | 0 | 0 | 0 | 0 | 0 | 0 | 0 | 0 | 0 | 0 | 0 | 0 | 0 | 0 | 0 | 0 | 0
- |  |  | Ml/d | 2
- | (insert row above) | - | - |  | - | - | - | - | bar: 2020-21 to 2044-45
60 | Production Side Management, Specify Below.... | - |  | 2 | 0 | 0 | 0 | 0 | 0 | 0 | 0 | 0 | 0 | 0 | 0 | 0 | 0 | 0 | 0 | 0 | 0 | 0 | 0 | 0 | 0 | 0 | 0 | 0 | 0 | 0 | 0 | 0 | 0
60.1 | Reduce treatment works losses (input as -ve) | - | Ml/d | 2 | 0 | 0 | 0 | 0 | 0 | 0 | 0 | 0 | 0 | 0 | 0 | 0 | 0 | 0 | 0 | 0 | 0 | 0 | 0 | 0 | 0 | 0 | 0 | 0 | 0 | 0 | 0 | 0 | 0
- |  |  | Ml/d | 2
- | (insert row above) | - | - |  | - | - | - | - | bar: 2020-21 to 2044-45
60.2 | Reduce outages (input as -ve) | - | Ml/d | 2 | 0 | 0 | 0 | 0 | 0 | 0 | 0 | 0 | 0 | 0 | 0 | 0 | 0 | 0 | 0 | 0 | 0 | 0 | 0 | 0 | 0 | 0 | 0 | 0 | 0 | 0 | 0 | 0 | 0
- |  |  | Ml/d | 2
- | (insert row above) | - | - |  | - | - | - | - | bar: 2020-21 to 2044-45
61 | Customer Side Management | - |  | 2 | 0 | 0 | 0 | 0 | -0.0019632 | -0.0038185 | -0.0055717 | -0.0072285 | -0.0087942 | -0.067904 | -0.099211 | -0.12858 | -0.15779 | -0.18443 | -0.17715 | -0.172 | -0.16469 | -0.15935 | -0.15199 | -0.1445 | -0.13515 | -0.12776 | -0.11848 | -0.11001 | -0.10111 | -0.092069 | -0.083186 | -0.074266 | -0.06541
61.1 | Change volume delivered to measured non households (input reductions as -ve) | - | Ml/d | 2 | 0 | 0 | 0 | 0 | 0 | 0 | 0 | 0 | 0 | 0 | 0 | 0 | 0 | 0 | 0 | 0 | 0 | 0 | 0 | 0 | 0 | 0 | 0 | 0 | 0 | 0 | 0 | 0 | 0
- |  |  | Ml/d | 2
- | (insert row above) | - | - |  | - | - | - | - | bar: 2020-21 to 2044-45
61.2 | Change volume delivered to unmeasured non households (input reductions as -ve) | - | Ml/d | 2 | 0 | 0 | 0 | 0 | 0 | 0 | 0 | 0 | 0 | 0 | 0 | 0 | 0 | 0 | 0 | 0 | 0 | 0 | 0 | 0 | 0 | 0 | 0 | 0 | 0 | 0 | 0 | 0 | 0
- |  |  | Ml/d | 2
- | (insert row above) | - | - |  | - | - | - | - | bar: 2020-21 to 2044-45
61.3 | Change volume delivered to measured households (input reductions as -ve) | - | Ml/d | 2 | 0 | 0 | 0 | 0 | -0.0019632 | -0.0038185 | -0.0055717 | -0.0072285 | -0.0087942 | 0.29462 | 0.57516 | 0.85338 | 1.1286 | 1.4011 | 1.376 | 1.3517 | 1.3283 | 1.3057 | 1.2838 | 1.2656 | 1.248 | 1.231 | 1.2144 | 1.1983 | 1.1834 | 1.1688 | 1.1548 | 1.1412 | 1.128
| Home water efficiency checks including social housing |  | Ml/d | 2 |  |  |  |  | -0.0019632 | -0.0038185 | -0.0055717 | -0.0072285 | -0.0087942 | -0.010274 | -0.011672 | -0.012993 | -0.014242 | -0.015422 | -0.016537 | -0.017591 | -0.018586 | -0.019527 | -0.020417 | -0.019294 | -0.018233 | -0.01723 | -0.016282 | -0.015387 | -0.013907 | -0.012509 | -0.011188 | -0.0099389 | -0.008759
| Enhanced metering |  | Ml/d | 2 |  |  |  |  | 0 | 0 | 0 | 0 | 0 | 0.30489 | 0.58683 | 0.86638 | 1.1428 | 1.4165 | 1.3925 | 1.3693 | 1.3469 | 1.3252 | 1.3042 | 1.2849 | 1.2663 | 1.2482 | 1.2307 | 1.2137 | 1.1973 | 1.1814 | 1.166 | 1.1512 | 1.1368
- | (insert row above) | - | - |  | - | - | - | - | bar: 2020-21 to 2044-45
61.4 | Change volume delivered to unmeasured households (input reductions as -ve) | - | Ml/d | 2 | 0 | 0 | 0 | 0 | 0 | 0 | 0 | 0 | 0 | -0.36252 | -0.67437 | -0.98196 | -1.2864 | -1.5856 | -1.5531 | -1.5237 | -1.493 | -1.465 | -1.4358 | -1.4101 | -1.3832 | -1.3587 | -1.3329 | -1.3084 | -1.2845 | -1.2609 | -1.238 | -1.2155 | -1.1934
| Enhanced metering |  | Ml/d | 2 |  |  |  |  | 0 | 0 | 0 | 0 | 0 | -0.36252 | -0.67437 | -0.98196 | -1.2864 | -1.5856 | -1.5531 | -1.5237 | -1.493 | -1.465 | -1.4358 | -1.4101 | -1.3832 | -1.3587 | -1.3329 | -1.3084 | -1.2845 | -1.2609 | -1.238 | -1.2155 | -1.1934
- | (insert row above) | - | - |  | - | - | - | - | bar: 2020-21 to 2044-45
61.5 | Options to reduce water taken unbilled (input as -ve) | - | Ml/d | 2 | 0 | 0 | 0 | 0 | 0 | 0 | 0 | 0 | 0 | 0 | 0 | 0 | 0 | 0 | 0 | 0 | 0 | 0 | 0 | 0 | 0 | 0 | 0 | 0 | 0 | 0 | 0 | 0 | 0
- |  |  | Ml/d | 2
- | (insert row above) | - | - |  | - | - | - | - | bar: 2020-21 to 2044-45
61.6 | Options impacting on measured Non Household - USPL (input reductions as -ve) |  | l/pr | 2 | 0 | 0 | 0 | 0 | 0 | 0 | 0 | 0 | 0 | 0 | 0 | 0 | 0 | 0 | 0 | 0 | 0 | 0 | 0 | 0 | 0 | 0 | 0 | 0 | 0 | 0 | 0 | 0 | 0
- |  |  | Ml/d | 2
- | (insert row above) | - | - |  | - | - | - | - | bar: 2020-21 to 2044-45
61.7 | Options impacting on unmeasured Non Household - USPL (input reductions as -ve) |  | l/pr | 2 | 0 | 0 | 0 | 0 | 0 | 0 | 0 | 0 | 0 | 0 | 0 | 0 | 0 | 0 | 0 | 0 | 0 | 0 | 0 | 0 | 0 | 0 | 0 | 0 | 0 | 0 | 0 | 0 | 0
- |  |  | Ml/d | 2
- | (insert row above) | - | - |  | - | - | - | - | bar: 2020-21 to 2044-45
61.8 | Options impacting on measured Household - USPL (input reductions as -ve) |  | l/pr | 2 | 0 | 0 | 0 | 0 | 0 | 0 | 0 | 0 | 0 | 0 | 0 | 0 | 0 | 0 | 0 | 0 | 0 | 0 | 0 | 0 | 0 | 0 | 0 | 0 | 0 | 0 | 0 | 0 | 0
- |  |  | Ml/d | 2
- | (insert row above) | - | - |  | - | - | - | - | bar: 2020-21 to 2044-45
61.9 | Options impacting on unmeasured Household - USPL (input reductions as -ve) |  | l/pr | 2 | 0 | 0 | 0 | 0 | 0 | 0 | 0 | 0 | 0 | 0 | 0 | 0 | 0 | 0 | 0 | 0 | 0 | 0 | 0 | 0 | 0 | 0 | 0 | 0 | 0 | 0 | 0 | 0 | 0
- |  |  | Ml/d | 2
- | (insert row above) | - | - |  | - | - | - | - | bar: 2020-21 to 2044-45
61.1 | Options impacting on Void properties - USPL (input reductions as -ve) |  | l/pr | 2 | 0 | 0 | 0 | 0 | 0 | 0 | 0 | 0 | 0 | 0 | 0 | 0 | 0 | 0 | 0 | 0 | 0 | 0 | 0 | 0 | 0 | 0 | 0 | 0 | 0 | 0 | 0 | 0 | 0
- |  |  | Ml/d | 2
- | (insert row above) | - | - |  | - | - | - | - | bar: 2020-21 to 2044-45
| Company: | Severn Trent Water
| Resource Zone Name: | Rutland
| Resource Zone Number: | 9
| Planning Scenario Name: | Dry Year Annual Average
| Chosen Level of Service: | No more than 3 in 100 Temporary Use Bans

## 7. FP Supply
Table 7: Final planning water supply
| Row Ref | Component | Derivation | Unit | Decimal places | 2016-17 | For info 2017-18 | For info 2018-19 | For info 2019-20 | 2020-21 | 2021-22 | 2022-23 | 2023-24 | 2024-25 | 2025-26 | 2026-27 | 2027-28 | 2028-29 | 2029-2030 | 2030-2031 | 2031-2032 | 2032-33 | 2033-34 | 2034-35 | 2035-36 | 2036-37 | 2037-38 | 2038-39 | 2039-40 | 2040-41 | 2041-42 | 2042-43 | 2043-44 | 2044-45
Resources | 1FP | Raw Water Abstracted | 1BL | Ml/d | 2 | 0 | 0 | 0 | 0 | 0 | 0 | 0 | 0 | 0 | 0 | 0 | 0 | 0 | 0 | 0 | 0 | 0 | 0 | 0 | 0 | 0 | 0 | 0 | 0 | 0 | 0 | 0 | 0 | 0
| 2FP | Raw Water Imported | 2BL+ (6. Preferred scenario ref 58.2) | Ml/d | 2 | 0 | 0 | 0 | 0 | 0 | 0 | 0 | 0 | 0 | 0 | 0 | 0 | 0 | 0 | 0 | 0 | 0 | 0 | 0 | 0 | 0 | 0 | 0 | 0 | 0 | 0 | 0 | 0 | 0
| - | - | - | - | 2 | - | - | - | - | bar: 2020-21 to 2044-45
| - | - | - | - | 2 | - | - | - | - | bar: 2020-21 to 2044-45
| - | - | - | - | 2 | - | - | - | - | bar: 2020-21 to 2044-45
| 3FP | Potable Water Imported | 3BL+ (6. Preferred scenario ref 58.3) | Ml/d | 2 | 10 | 10 | 10 | 10 | 10 | 10 | 10 | 10 | 10 | 10 | 10 | 10 | 10 | 10 | 10 | 10 | 10 | 10 | 10 | 10 | 10 | 10 | 10 | 10 | 10 | 10 | 10 | 10 | 10
| - | - | - | - | 2 | - | - | - | - | bar: 2020-21 to 2044-45
| - | - | - | - | 2 | - | - | - | - | bar: 2020-21 to 2044-45
| - | - | - | - | 2 | - | - | - | - | bar: 2020-21 to 2044-45
| - | - | - | - | 2 | - | - | - | - | bar: 2020-21 to 2044-45
Resource (and process) losses | 5FP | Raw Water Exported (raw exports and non potable uses) | 5BL+ (6. Preferred scenario ref 58.5) | Ml/d | 2 | 0 | 0 | 0 | 0 | 0 | 0 | 0 | 0 | 0 | 0 | 0 | 0 | 0 | 0 | 0 | 0 | 0 | 0 | 0 | 0 | 0 | 0 | 0 | 0 | 0 | 0 | 0 | 0 | 0
| - | - | - | - | 2 | - | - | - | - | bar: 2020-21 to 2044-45
| - | - | - | - | 2 | - | - | - | - | bar: 2020-21 to 2044-45
| - | - | - | - | 2 | - | - | - | - | bar: 2020-21 to 2044-45
| 6FP | Potable Water Exported | 6BL+ (6. Preferred scenario ref 58.6) | Ml/d | 2 | 0 | 0 | 0 | 0 | 0 | 0 | 0 | 0 | 0 | 0 | 0 | 0 | 0 | 0 | 0 | 0 | 0 | 0 | 0 | 0 | 0 | 0 | 0 | 0 | 0 | 0 | 0 | 0 | 0
| - | - | - | - | 2 | - | - | - | - | bar: 2020-21 to 2044-45
| - | - | - | - | 2 | - | - | - | - | bar: 2020-21 to 2044-45
| - | - | - | - | 2 | - | - | - | - | bar: 2020-21 to 2044-45
| 7FP | Deployable Output | 7BL+ 8BL+ (6. Preferred scenario ref 58.7) + (6. Preferred scenario ref 58.1) |  | 2 | 0 | 0 | 0 | 0 | 0 | 0 | 0 | 0 | 0 | 0 | 0 | 0 | 0 | 0 | 0 | 0 | 0 | 0 | 0 | 0 | 0 | 0 | 0 | 0 | 0 | 0 | 0 | 0 | 0
| - | - | - | - | 2 | bar: 2020-21 to 2044-45
| - | - | - | - | 2 | - | - | - | - | bar: 2020-21 to 2044-45
| - | - | - | - | 2 | - | - | - | - | bar: 2020-21 to 2044-45
| - | - | - | - | 2 | - | - | - | - | bar: 2020-21 to 2044-45
| - | - | - | - | 2 | - | - | - | - | bar: 2020-21 to 2044-45
| 9FP | Raw water losses, treatment works losses and operational use | 9BL+ (6. Preferred scenario ref 60.1)+(6. Preferred scenario ref 58.4) | Ml/d | 2 | 0 | 0 | 0 | 0 | 0 | 0 | 0 | 0 | 0 | 0 | 0 | 0 | 0 | 0 | 0 | 0 | 0 | 0 | 0 | 0 | 0 | 0 | 0 | 0 | 0 | 0 | 0 | 0 | 0
| 10FP | Outage allowance | 10BL+ (6. Preferred scenario ref 60.2) | Ml/d | 2 | 0 | 0 | 0 | 0 | 0 | 0 | 0 | 0 | 0 | 0 | 0 | 0 | 0 | 0 | 0 | 0 | 0 | 0 | 0 | 0 | 0 | 0 | 0 | 0 | 0 | 0 | 0 | 0 | 0
|  | Company: | Severn Trent Water
|  | Resource Zone Name: | Rutland
|  | Resource Zone Number: | 9
|  | Planning Scenario Name: | Dry Year Annual Average
|  | Chosen Level of Service: | No more than 3 in 100 Temporary Use Bans

## 8. FP Demand
Table 8: Final planning water demand
| Row Ref | Component | Derivation / Impact of preferred options | Unit | Decimal places | 2016-17 | For info 2017-18 | For info 2018-19 | For info 2019-20 | 2020-21 | 2021-22 | 2022-23 | 2023-24 | 2024-25 | 2025-26 | 2026-27 | 2027-28 | 2028-29 | 2029-2030 | 2030-2031 | 2031-2032 | 2032-33 | 2033-34 | 2034-35 | 2035-36 | 2036-37 | 2037-38 | 2038-39 | 2039-40 | 2040-41 | 2041-42 | 2042-43 | 2043-44 | 2044-45
Consumption | 19FP | Water Delivered Measured Non Household | Calculated BL+Preferred options | Ml/d | 2 | 2.2319 | 2.2393 | 2.2415 | 2.2504 | 2.2554 | 2.274 | 2.2881 | 2.3013 | 2.3061 | 2.3209 | 2.3289 | 2.3368 | 2.3381 | 2.3517 | 2.3596 | 2.3677 | 2.3692 | 2.3831 | 2.3902 | 2.3972 | 2.3976 | 2.4113 | 2.4187 | 2.4261 | 2.4269 | 2.4411 | 2.4487 | 2.4563 | 2.4573
| 20FP | Water Delivered Unmeasured Non Household | Calculated BL+Preferred options | Ml/d | 2 | 0.057421 | 0.057421 | 0.057421 | 0.057421 | 0.057421 | 0.057421 | 0.057421 | 0.057421 | 0.057421 | 0.057421 | 0.057421 | 0.057421 | 0.057421 | 0.057421 | 0.057421 | 0.057421 | 0.057421 | 0.057421 | 0.057421 | 0.057421 | 0.057421 | 0.057421 | 0.057421 | 0.057421 | 0.057421 | 0.057421 | 0.057421 | 0.057421 | 0.057421
| 21FP | Water Delivered Measured Household | Calculated BL+Preferred options | Ml/d | 2 | 1.9121 | 1.9909 | 2.0459 | 2.0743 | 2.0968 | 2.1372 | 2.1805 | 2.2011 | 2.2203 | 2.5393 | 2.863 | 3.1842 | 3.5026 | 3.8182 | 3.8274 | 3.8368 | 3.8463 | 3.8559 | 3.8655 | 3.8808 | 3.8965 | 3.9118 | 3.9269 | 3.9418 | 3.957 | 3.9707 | 3.9846 | 3.9981 | 4.0116
| 22FP | Water Delivered Unmeasured Household | Calculated BL+Preferred options | Ml/d | 2 | 2.0566 | 2.003 | 1.9562 | 1.9234 | 1.8894 | 1.8522 | 1.8157 | 1.784 | 1.7558 | 1.3648 | 1.0202 | 0.67839 | 0.343 | 0.011464 | 0.011368 | 0.011292 | 0.0112 | 0.011128 | 0.01104 | 0.01098 | 0.010905 | 0.010848 | 0.010774 | 0.010709 | 0.010645 | 0.010578 | 0.010513 | 0.010448 | 0.010384
| 23FP | Measured Non Household - Consumption | 19FP-34FP | Ml/d | 2 | 2.2081 | 2.2155 | 2.2177 | 2.2266 | 2.2316 | 2.2502 | 2.2643 | 2.2775 | 2.2823 | 2.2971 | 2.3051 | 2.313 | 2.3143 | 2.3279 | 2.3358 | 2.3439 | 2.3454 | 2.3593 | 2.3664 | 2.3734 | 2.3738 | 2.3875 | 2.3949 | 2.4023 | 2.4031 | 2.4173 | 2.4249 | 2.4325 | 2.4335
| 24FP | Unmeasured Non Household - Consumption | 20FP-35FP | Ml/d | 2 | 0.055565 | 0.055565 | 0.055565 | 0.055565 | 0.055565 | 0.055565 | 0.055565 | 0.055565 | 0.055565 | 0.055565 | 0.055565 | 0.055565 | 0.055565 | 0.055565 | 0.055565 | 0.055565 | 0.055565 | 0.055565 | 0.055565 | 0.055565 | 0.055565 | 0.055565 | 0.055565 | 0.055565 | 0.055565 | 0.055565 | 0.055565 | 0.055565 | 0.055565
| 25FP | Measured Household - Consumption | 21FP-36FP | Ml/d | 2 | 1.7398 | 1.8165 | 1.8694 | 1.8958 | 1.9163 | 1.9547 | 1.9962 | 2.0149 | 2.0322 | 2.3131 | 2.6136 | 2.9123 | 3.2087 | 3.5028 | 3.5125 | 3.5223 | 3.5323 | 3.5423 | 3.5525 | 3.5682 | 3.5842 | 3.6001 | 3.6156 | 3.6308 | 3.6465 | 3.6619 | 3.6775 | 3.6927 | 3.7078
| 26FP | Unmeasured Household - Consumption | 22FP-37FP | Ml/d | 2 | 1.9057 | 1.8548 | 1.8107 | 1.7805 | 1.749 | 1.7144 | 1.6803 | 1.651 | 1.6252 | 1.2728 | 0.95181 | 0.63306 | 0.32018 | 0.010604 | 0.010518 | 0.010453 | 0.010371 | 0.010309 | 0.010231 | 0.01018 | 0.010114 | 0.010066 | 0.010001 | 0.0099443 | 0.0098895 | 0.0098337 | 0.0097802 | 0.009726 | 0.0096731
| 27 - | Percentage of consumption driven by climate change | n/a in FP | - | 1 | - | - | - | - | bar: 2020-21 to 2044-45
| 28 - | Volume of consumption driven by climate change | n/a in FP | - | 1 | - | - | - | - | bar: 2020-21 to 2044-45
PCC and consumption by component | 29FP | Measured Household - PCC | (25FP*1,000,000)/(51FP*1,000) | l/h/d | 1 | 118 | 119 | 120 | 119 | 118 | 118 | 118 | 118 | 117 | 115 | 116 | 117 | 117 | 118 | 118 | 118 | 118 | 118 | 118 | 118 | 118 | 118 | 118 | 118 | 118 | 118 | 118 | 119 | 119
| 29.1FP | Measured toilet flushing | Input brief explanation here | l/h/d | 1 | 26.4353 | 26.0395 | 25.4912 | 24.763 | 24.0408 | 23.4253 | 22.8399 | 22.2125 | 21.5366 | 20.7518 | 20.366 | 19.979 | 19.5076 | 19.0536 | 19.0794 | 19.0564 | 19.0786 | 19.0523 | 19.0722 | 19.045 | 19.064 | 19.0342 | 19.0509 | 19.0471 | 19.0381 | 19.0318 | 19.0227 | 19.0161 | 19.0063
| 29.2FP | Measured personal washing | Input brief explanation here | l/h/d | 1 | 50.0883 | 51.9296 | 53.2458 | 53.9588 | 54.6313 | 55.5808 | 56.5609 | 57.3003 | 57.8652 | 57.8418 | 59.184 | 60.605 | 61.8409 | 63.1961 | 63.3953 | 63.4326 | 63.6208 | 63.6473 | 63.8282 | 63.852 | 64.0305 | 64.0456 | 64.2171 | 64.3197 | 64.4053 | 64.5001 | 64.5851 | 64.6792 | 64.7626
| 29.3FP | Measured clothes washing | Input brief explanation here | l/h/d | 1 | 14.6175 | 14.7771 | 14.801 | 14.6738 | 14.5387 | 14.4731 | 14.4165 | 14.307 | 14.1569 | 13.8661 | 13.9152 | 13.9799 | 13.999 | 14.0421 | 13.9731 | 13.8681 | 13.7956 | 13.6877 | 13.6127 | 13.5038 | 13.4273 | 13.3161 | 13.2372 | 13.1436 | 13.0462 | 12.9503 | 12.8522 | 12.7556 | 12.6565
| 29.4FP | Measured dish washing | Input brief explanation here | l/h/d | 1 | 11.5468 | 11.7595 | 11.8516 | 11.8112 | 11.763 | 11.7742 | 11.7914 | 11.7594 | 11.6929 | 11.5165 | 11.6182 | 11.7337 | 11.8116 | 11.9105 | 11.9387 | 11.9364 | 11.9625 | 11.9581 | 11.9827 | 11.9778 | 12.0018 | 11.9952 | 12.0179 | 12.0276 | 12.0341 | 12.0423 | 12.0487 | 12.0567 | 12.0627
| 29.5FP | Measured miscellaneous internal use | Input brief explanation here | l/h/d | 1 | 13.6245 | 13.7589 | 13.7922 | 13.711 | 13.6236 | 13.5874 | 13.5586 | 13.4994 | 13.4033 | 12.8791 | 12.7804 | 12.7393 | 12.688 | 12.6822 | 12.7101 | 12.7057 | 12.7317 | 12.7254 | 12.7502 | 12.7438 | 12.7685 | 12.7607 | 12.7842 | 12.7942 | 12.8009 | 12.8096 | 12.8166 | 12.8254 | 12.8323
| 29.6FP | Measured external use | Input brief explanation here | l/h/d | 1 | 1.3259 | 1.3907 | 1.4421 | 1.4775 | 1.5112 | 1.5517 | 1.5926 | 1.6269 | 1.6559 | 1.6441 | 1.6893 | 1.7384 | 1.7832 | 1.8322 | 1.8724 | 1.9076 | 1.947 | 1.9813 | 2.0201 | 2.0537 | 2.092 | 2.1248 | 2.1624 | 2.1975 | 2.2318 | 2.2662 | 2.3 | 2.3338 | 2.367
| 30FP | Unmeasured Household - PCC | (26FP*1,000,000)/(52FP*1,000) | l/h/d | 1 | 142 | 142 | 142 | 141 | 140 | 140 | 139 | 139 | 138 | 140 | 140 | 140 | 141 | 152 | 152 | 152 | 152 | 152 | 152 | 152 | 152 | 152 | 152 | 152 | 152 | 152 | 153 | 153 | 153
| 30.1FP | Unmeasured toilet flushing | Input brief explanation here | l/h/d | 1 | 31.8841 | 31.1919 | 30.4213 | 29.4953 | 28.5815 | 27.7332 | 26.8945 | 26.0073 | 25.0915 | 24.6545 | 23.8965 | 23.1786 | 22.4372 | 23.4823 | 23.4994 | 23.4951 | 23.5088 | 23.5015 | 23.5123 | 23.5031 | 23.5119 | 23.5004 | 23.5064 | 23.5034 | 23.4976 | 23.4921 | 23.4848 | 23.4775 | 23.4685
| 30.2FP | Unmeasured personal washing | Input brief explanation here | l/h/d | 1 | 59.3772 | 60.4968 | 61.4791 | 62.1436 | 62.817 | 63.6237 | 64.4479 | 65.1468 | 65.7555 | 67.6543 | 68.7297 | 69.9462 | 71.1226 | 78.2853 | 78.4719 | 78.5871 | 78.7634 | 78.8697 | 79.0374 | 79.1382 | 79.3 | 79.3936 | 79.5468 | 79.6701 | 79.7842 | 79.9001 | 80.0097 | 80.1202 | 80.225
| 30.3FP | Unmeasured clothes washing | Input brief explanation here | l/h/d | 1 | 17.0943 | 17.0628 | 16.9905 | 16.8309 | 16.6759 | 16.5576 | 16.4444 | 16.3002 | 16.1355 | 16.2837 | 16.228 | 16.2032 | 16.1662 | 17.4621 | 17.3635 | 17.2487 | 17.1467 | 17.0289 | 16.9239 | 16.8042 | 16.6969 | 16.5748 | 16.4647 | 16.3479 | 16.2288 | 16.1096 | 15.9888 | 15.8678 | 15.7452
| 30.4FP | Unmeasured dish washing | Input brief explanation here | l/h/d | 1 | 13.5273 | 13.5738 | 13.5882 | 13.5327 | 13.4804 | 13.4575 | 13.4387 | 13.3943 | 13.3325 | 13.5302 | 13.5598 | 13.6158 | 13.6624 | 14.8424 | 14.8663 | 14.8767 | 14.8986 | 14.9072 | 14.9274 | 14.9349 | 14.9538 | 14.9599 | 14.9772 | 14.9888 | 14.9986 | 15.0088 | 15.0177 | 15.0267 | 15.0347
| 30.5FP | Unmeasured miscellaneous internal use | Input brief explanation here | l/h/d | 1 | 18.4378 | 18.5153 | 18.5491 | 18.4874 | 18.43 | 18.4128 | 18.4011 | 18.3543 | 18.2837 | 18.569 | 18.6239 | 18.7152 | 18.7936 | 20.4325 | 20.4812 | 20.5113 | 20.5573 | 20.585 | 20.6288 | 20.6551 | 20.6974 | 20.7218 | 20.7618 | 20.794 | 20.8237 | 20.854 | 20.8826 | 20.9114 | 20.9388
| 30.6FP | Unmeasured external use | Input brief explanation here | l/h/d | 1 | 1.4637 | 1.5156 | 1.5639 | 1.6048 | 1.6461 | 1.6904 | 1.7351 | 1.7772 | 1.8176 | 1.8838 | 1.9329 | 1.9845 | 2.0349 | 2.1803 | 2.2247 | 2.2678 | 2.3114 | 2.3537 | 2.3965 | 2.4381 | 2.48 | 2.521 | 2.562 | 2.6025 | 2.6425 | 2.6821 | 2.7214 | 2.7602 | 2.7987
| 31FP | Average Household - PCC | ((25FP+26FP)*1,000,000))/(51FP+52FP*1,000) | l/h/d | 1 | 129.1346 | 129.7063 | 129.6786 | 128.8761 | 127.824 | 127.2967 | 126.8904 | 126.1951 | 125.2631 | 122.508 | 121.1913 | 120.2103 | 119.049 | 118.2333 | 118.2622 | 118.0019 | 118.0336 | 117.7767 | 117.8155 | 117.7566 | 117.9993 | 117.9386 | 118.1607 | 118.2538 | 118.3339 | 118.4274 | 118.5124 | 118.6101 | 118.6871
| 32FP | Water Taken Unbilled | Calculated BL+Preferred options | Ml/d | 1 | 0.23938 | 0.23938 | 0.23938 | 0.23938 | 0.23938 | 0.23938 | 0.23938 | 0.23938 | 0.23938 | 0.23938 | 0.23938 | 0.23938 | 0.23938 | 0.23938 | 0.23938 | 0.23938 | 0.23938 | 0.23938 | 0.23938 | 0.23938 | 0.23938 | 0.23938 | 0.23938 | 0.23938 | 0.23938 | 0.23938 | 0.23938 | 0.23938 | 0.23938
| 33FP | Distribution System Operational Use | Calculated BL+Preferred options | Ml/d | 1 | 0.040158 | 0.040158 | 0.040158 | 0.040158 | 0.040158 | 0.040158 | 0.040158 | 0.040158 | 0.040158 | 0.040158 | 0.040158 | 0.040158 | 0.040158 | 0.040158 | 0.040158 | 0.040158 | 0.040158 | 0.040158 | 0.040158 | 0.040158 | 0.040158 | 0.040158 | 0.040158 | 0.040158 | 0.040158 | 0.040158 | 0.040158 | 0.040158 | 0.040158
Leakage | 34FP | Measured Non Household - USPL | Calculated BL+Preferred options | Ml/d | 2 | 0.023801 | 0.023801 | 0.023801 | 0.023801 | 0.023801 | 0.023801 | 0.023801 | 0.023801 | 0.023801 | 0.023801 | 0.023801 | 0.023801 | 0.023801 | 0.023801 | 0.023801 | 0.023801 | 0.023801 | 0.023801 | 0.023801 | 0.023801 | 0.023801 | 0.023801 | 0.023801 | 0.023801 | 0.023801 | 0.023801 | 0.023801 | 0.023801 | 0.023801
| 35FP | Unmeasured Non Household - USPL | Calculated BL+Preferred options | Ml/d | 2 | 0.0018568 | 0.0018568 | 0.0018568 | 0.0018568 | 0.0018568 | 0.0018568 | 0.0018568 | 0.0018568 | 0.0018568 | 0.0018568 | 0.0018568 | 0.0018568 | 0.0018568 | 0.0018568 | 0.0018568 | 0.0018568 | 0.0018568 | 0.0018568 | 0.0018568 | 0.0018568 | 0.0018568 | 0.0018568 | 0.0018568 | 0.0018568 | 0.0018568 | 0.0018568 | 0.0018568 | 0.0018568 | 0.0018568
| 36FP | Measured Household - USPL | Calculated BL+Preferred options | Ml/d | 2 | 0.1723 | 0.17441 | 0.17648 | 0.17851 | 0.1805 | 0.18245 | 0.18437 | 0.18625 | 0.18809 | 0.2262 | 0.24933 | 0.2719 | 0.29391 | 0.31539 | 0.31492 | 0.31445 | 0.31399 | 0.31354 | 0.31309 | 0.31265 | 0.31221 | 0.31178 | 0.31135 | 0.31093 | 0.31051 | 0.30878 | 0.30707 | 0.3054 | 0.30375
| 37FP | Unmeasured Household - USPL | Calculated BL+Preferred options | Ml/d | 2 | 0.15084 | 0.1482 | 0.14555 | 0.14291 | 0.14037 | 0.13788 | 0.13543 | 0.13302 | 0.13066 | 0.092032 | 0.068394 | 0.045332 | 0.022826 | 0.00086002 | 0.00084949 | 0.00083919 | 0.00082912 | 0.00081927 | 0.00080963 | 0.0008002 | 0.00079096 | 0.00078191 | 0.00077304 | 0.00076435 | 0.00075583 | 0.0007443 | 0.00073305 | 0.00072207 | 0.00071136
| 38FP | Void Properties - USPL | Calculated BL+Preferred options | Ml/d | 2 | 0.023801 | 0.023801 | 0.023801 | 0.023801 | 0.023801 | 0.023801 | 0.023801 | 0.023801 | 0.023801 | 0.023801 | 0.023801 | 0.023801 | 0.023801 | 0.023801 | 0.023801 | 0.023801 | 0.023801 | 0.023801 | 0.023801 | 0.023801 | 0.023801 | 0.023801 | 0.023801 | 0.023801 | 0.023801 | 0.023801 | 0.023801 | 0.023801 | 0.023801
| 39FP | Distribution Losses | Calculated BL+Preferred options | Ml/d | 2 | 1.5474 | 1.5379 | 1.5285 | 1.5291 | 1.5297 | 1.5302 | 1.5307 | 1.5313 | 1.5318 | 1.5323 | 1.5328 | 1.5333 | 1.5338 | 1.5343 | 1.5348 | 1.5352 | 1.5357 | 1.5362 | 1.5366 | 1.5371 | 1.5375 | 1.538 | 1.5384 | 1.5388 | 1.5393 | 1.541 | 1.5427 | 1.5444 | 1.5461
| 40FP | Total Leakage | Sum(34FP:39FP) | Ml/d | 2 | 1.92 | 1.91 | 1.9 | 1.9 | 1.9 | 1.9 | 1.9 | 1.9 | 1.9 | 1.9 | 1.9 | 1.9 | 1.9 | 1.9 | 1.9 | 1.9 | 1.9 | 1.9 | 1.9 | 1.9 | 1.9 | 1.9 | 1.9 | 1.9 | 1.9 | 1.9 | 1.9 | 1.9 | 1.9
| 41FP | Total Leakage | (40FP*1,000,000)/(48FP*1,000) | l/prop/d | 2 | 140.7806 | 137.3135 | 134.8751 | 134.2294 | 133.5897 | 132.3547 | 131.0543 | 130.5463 | 130.0855 | 129.8003 | 128.5864 | 127.39 | 126.211 | 125.0489 | 123.3012 | 121.6132 | 119.9817 | 118.4038 | 116.8768 | 115.3983 | 113.9658 | 112.5772 | 111.2305 | 109.9236 | 108.6547 | 107.4222 | 106.2245 | 105.0599 | 103.9272
Customer: Properties | 42FP | Measured Non Household - Properties | Input (total, excluding voids) | 000's | 2 | 0.96503 | 0.96915 | 0.97327 | 0.97739 | 0.98151 | 0.98562 | 0.98975 | 0.99387 | 0.99799 | 1.0021 | 1.0062 | 1.0104 | 1.0145 | 1.0186 | 1.0227 | 1.0269 | 1.031 | 1.0351 | 1.0392 | 1.0434 | 1.0475 | 1.0516 | 1.0558 | 1.0599 | 1.064 | 1.0682 | 1.0723 | 1.0764 | 1.0806
| 43FP | Unmeasured Non Household - Properties | Input (total, excluding voids) | 000's | 2 | 0.0672 | 0.066091 | 0.064982 | 0.063873 | 0.062764 | 0.061655 | 0.060546 | 0.059437 | 0.058328 | 0.057219 | 0.05611 | 0.055001 | 0.053892 | 0.052783 | 0.051674 | 0.050565 | 0.049456 | 0.048346 | 0.047237 | 0.046128 | 0.045019 | 0.04391 | 0.042801 | 0.041692 | 0.040583 | 0.039474 | 0.038365 | 0.037256 | 0.036147
| 44FP | All void non-households - properties | Input (voids in each year) | 000's | 2 | 0.21324 | 0.21324 | 0.21324 | 0.21324 | 0.21324 | 0.21324 | 0.21324 | 0.21324 | 0.21324 | 0.21324 | 0.21324 | 0.21324 | 0.21324 | 0.21324 | 0.21324 | 0.21324 | 0.21324 | 0.21324 | 0.21324 | 0.21324 | 0.21324 | 0.21324 | 0.21324 | 0.21324 | 0.21324 | 0.21324 | 0.21324 | 0.21324 | 0.21324
| 45FP | Measured Household - Properties (excl voids) | Pre-plan year = input. Forecast years = Previous year 45FP + sum(45.1FP:45.6FP) | 000's | 2 | 6.4204 | 6.7869 | 7.0592 | 7.2218 | 7.3806 | 7.6025 | 7.8324 | 7.9746 | 8.1103 | 9.0526 | 10.1004 | 11.1481 | 12.1957 | 13.2432 | 13.4556 | 13.6665 | 13.8759 | 14.084 | 14.2906 | 14.4959 | 14.6999 | 14.9025 | 15.1039 | 15.304 | 15.5028 | 15.7004 | 15.8969 | 16.0921 | 16.2862
| 45.1FP | New properties | Input (new builds in each year) | 000's | 2 | 0.21938 | 0.27457 | 0.18043 | 0.070881 | 0.070881 | 0.1358 | 0.14554 | 0.05952 | 0.054651 | 0.035175 | 0.14067 | 0.14067 | 0.14067 | 0.14067 | 0.14067 | 0.14067 | 0.14067 | 0.14067 | 0.14067 | 0.14067 | 0.14067 | 0.14067 | 0.14067 | 0.14067 | 0.14067 | 0.14067 | 0.14067 | 0.14067 | 0.14067
| 45.2FP | Meter optants - properties | Input (meter optants in each year) | 000's | 2 | 0.065 | 0.094202 | 0.094202 | 0.094202 | 0.090366 | 0.088685 | 0.087034 | 0.085415 | 0.083825 | 0.082265 | 0.080734 | 0.07923 | 0.077755 | 0.076309 | 0.074888 | 0.073495 | 0.072126 | 0.070784 | 0.069468 | 0.068173 | 0.066904 | 0.065659 | 0.064437 | 0.063239 | 0.062061 | 0.060907 | 0.059774 | 0.058661 | 0.057569
| 45.3FP | Compulsory metering - properties | Input (compulsory meters in each year) | 000's | 2 | 0 | 0 | 0 | 0 | 0 | 0 | 0 | 0 | 0 | 0.8277 | 0.82923 | 0.83074 | 0.83221 | 0.83366 | 0 | 0 | 0 | 0 | 0 | 0 | 0 | 0 | 0 | 0 | 0 | 0 | 0 | 0 | 0
| 45.4FP | Metering on change of occupancy - properties | Input (change of occupancy meters in each year) | 000's | 2 | 0 | 0 | 0 | 0 | 0 | 0 | 0 | 0 | 0 | 0 | 0 | 0 | 0 | 0 | 0 | 0 | 0 | 0 | 0 | 0 | 0 | 0 | 0 | 0 | 0 | 0 | 0 | 0 | 0
| 45.5FP | Selective metering properties | Input (selective meters in each year) | 000's | 2 | 0 | 0 | 0 | 0 | 0 | 0 | 0 | 0 | 0 | 0 | 0 | 0 | 0 | 0 | 0 | 0 | 0 | 0 | 0 | 0 | 0 | 0 | 0 | 0 | 0 | 0 | 0 | 0 | 0
| 45.6FP | Other changes to existing metering - properties | Input (other changes to meters in each year) | 000's | 2 | 0 | -0.0022392 | -0.0023689 | -0.0024587 | -0.002513 | -0.002567 | -0.0026412 | -0.0027212 | -0.0027733 | -0.0028229 | -0.0028673 | -0.0029481 | -0.0030294 | -0.0031088 | -0.0031892 | -0.0032679 | -0.003341 | -0.0034129 | -0.0034835 | -0.003553 | -0.0036212 | -0.0036883 | -0.0037542 | -0.0038191 | -0.0038828 | -0.0039456 | -0.0040072 | -0.0040679 | -0.0041276
| 45.7FP | Measured void households - properties | Input (voids in each year) | 000's | 2 | 0.28006 | 0.28006 | 0.28006 | 0.28006 | 0.28006 | 0.28006 | 0.28006 | 0.28006 | 0.28006 | 0.63011 | 0.63011 | 0.63011 | 0.63011 | 0.63011 | 0.63011 | 0.63011 | 0.63011 | 0.63011 | 0.63011 | 0.63011 | 0.63011 | 0.63011 | 0.63011 | 0.63011 | 0.63011 | 0.63011 | 0.63011 | 0.63011 | 0.63011
| 46FP | Unmeasured households - properties (excl void) | Input (total) | 000's | 2 | 5.3422 | 5.2442 | 5.1463 | 5.0484 | 4.9545 | 4.8623 | 4.7718 | 4.6829 | 4.5958 | 3.6825 | 2.77 | 1.858 | 0.94673 | 0.03609 | 0.036064 | 0.036039 | 0.036013 | 0.035987 | 0.035962 | 0.035936 | 0.035911 | 0.035885 | 0.035859 | 0.035834 | 0.035808 | 0.035783 | 0.035757 | 0.035732 | 0.035706
| 47FP | Unmeasured void households - properties | Input (voids in each year) | 000's | 2 | 0.35005 | 0.35005 | 0.35005 | 0.35005 | 0.35005 | 0.35005 | 0.35005 | 0.35005 | 0.35005 | 0 | 0 | 0 | 0 | 0 | 0 | 0 | 0 | 0 | 0 | 0 | 0 | 0 | 0 | 0 | 0 | 0 | 0 | 0 | 0
| 48FP | Total Resource Zone Properties (incl voids) | SUM(42FP:45FP)+45.7FP+46FP+47FP | 000's | 2 | 13.6382 | 13.9098 | 14.0871 | 14.1549 | 14.2227 | 14.3554 | 14.4978 | 14.5542 | 14.6058 | 14.6379 | 14.7761 | 14.9148 | 15.0542 | 15.1941 | 15.4094 | 15.6233 | 15.8358 | 16.0468 | 16.2564 | 16.4647 | 16.6717 | 16.8773 | 17.0817 | 17.2847 | 17.4866 | 17.6872 | 17.8867 | 18.0849 | 18.282
Customer: Population | 49FP | Measured Non Household - Population | Input (total) | 000's | 2 | 3.01 | 3.01 | 3.01 | 3.01 | 3.01 | 3.01 | 3.01 | 3.01 | 3.01 | 3.01 | 3.01 | 3.01 | 3.01 | 3.01 | 3.01 | 3.01 | 3.01 | 3.01 | 3.01 | 3.01 | 3.01 | 3.01 | 3.01 | 3.01 | 3.01 | 3.01 | 3.01 | 3.01 | 3.01
| 50FP | Unmeasured Non Household - Population | Input (total) | 000's | 2 | 0 | 0 | 0 | 0 | 0 | 0 | 0 | 0 | 0 | 0 | 0 | 0 | 0 | 0 | 0 | 0 | 0 | 0 | 0 | 0 | 0 | 0 | 0 | 0 | 0 | 0 | 0 | 0 | 0
| 51FP | Measured Household - Population | Input (total) | 000's | 2 | 14.7895 | 15.238 | 15.6104 | 15.9027 | 16.1967 | 16.5514 | 16.9121 | 17.1422 | 17.4079 | 20.1572 | 22.6126 | 24.9799 | 27.3651 | 29.6463 | 29.7209 | 29.8697 | 29.9457 | 30.0963 | 30.1721 | 30.3206 | 30.3943 | 30.544 | 30.6177 | 30.7227 | 30.8342 | 30.9399 | 31.0487 | 31.1517 | 31.2583
| 52FP | Unmeasured Household - Population | Input (total) | 000's | 2 | 13.441 | 13.0664 | 12.7677 | 12.6227 | 12.4776 | 12.272 | 12.0614 | 11.9068 | 11.7894 | 9.1131 | 6.8072 | 4.5135 | 2.2769 | 0.069763 | 0.069197 | 0.068814 | 0.068273 | 0.067912 | 0.06739 | 0.067041 | 0.066532 | 0.066198 | 0.065708 | 0.065293 | 0.064901 | 0.064503 | 0.064119 | 0.063731 | 0.063356
| 53FP | Total Resource Zone Population | 49FP+Sum(50FP:52FP) | 000's | 2 | 31.2405 | 31.3143 | 31.3882 | 31.5354 | 31.6843 | 31.8334 | 31.9835 | 32.0589 | 32.2073 | 32.2803 | 32.4298 | 32.5034 | 32.652 | 32.7261 | 32.8001 | 32.9485 | 33.024 | 33.1742 | 33.2495 | 33.3977 | 33.4708 | 33.6202 | 33.6934 | 33.7979 | 33.9091 | 34.0144 | 34.1229 | 34.2255 | 34.3317
Occupancy | 54FP | Measured Household - Occupancy Rate (average) (excl voids) | 51FP/45FP | h/prop | 1 | 2.3035 | 2.2452 | 2.2114 | 2.202 | 2.1945 | 2.1771 | 2.1592 | 2.1496 | 2.1464 | 2.2267 | 2.2388 | 2.2407 | 2.2438 | 2.2386 | 2.2088 | 2.1856 | 2.1581 | 2.1369 | 2.1113 | 2.0917 | 2.0677 | 2.0496 | 2.0271 | 2.0075 | 1.9889 | 1.9706 | 1.9531 | 1.9358 | 1.9193
| 55FP | Unmeasured Household - Occupancy Rate | 52BL/46BL | h/prop | 1 | 2.516 | 2.4916 | 2.481 | 2.5003 | 2.5185 | 2.5239 | 2.5277 | 2.5426 | 2.5653 | 2.4747 | 2.4575 | 2.4292 | 2.405 | 1.933 | 1.9187 | 1.9095 | 1.8958 | 1.8871 | 1.8739 | 1.8656 | 1.8527 | 1.8447 | 1.8324 | 1.8221 | 1.8125 | 1.8026 | 1.7932 | 1.7836 | 1.7743
Metering | 56FP | Total Household Metering penetration (excl. voids) | 45FP/45FP+46FP | % | 0 | 54.58% | 56.41% | 57.84% | 58.86% | 59.83% | 60.99% | 62.14% | 63% | 63.83% | 71.08% | 78.48% | 85.71% | 92.8% | 99.73% | 99.73% | 99.74% | 99.74% | 99.75% | 99.75% | 99.75% | 99.76% | 99.76% | 99.76% | 99.77% | 99.77% | 99.77% | 99.78% | 99.78% | 99.78%
| 57FP | Total Household Metering penetration (incl. voids) | 45FP/(45FP+45.7FP+46FP+47FP) | % | 0 | 51.81% | 53.6% | 55% | 55.98% | 56.93% | 58.06% | 59.18% | 60.02% | 60.81% | 67.73% | 74.82% | 81.75% | 88.55% | 95.21% | 95.28% | 95.35% | 95.42% | 95.48% | 95.55% | 95.61% | 95.67% | 95.72% | 95.78% | 95.83% | 95.88% | 95.93% | 95.98% | 96.03% | 96.07%
|  | Company: | Severn Trent Water
|  | Resource Zone Name: | Rutland
|  | Resource Zone Number: | 9
|  | Planning Scenario Name: | Dry Year Annual Average
|  | Chosen Level of Service: | No more than 3 in 100 Temporary Use Bans

## 9. FP SDB
Table 9: Final planning water supply
| Row Ref | Component | Derivation | Unit | Decimal places | 2016-17 | For info 2017-18 | For info 2018-19 | For info 2019-20 | 2020-21 | 2021-22 | 2022-23 | 2023-24 | 2024-25 | 2025-26 | 2026-27 | 2027-28 | 2028-29 | 2029-2030 | 2030-2031 | 2031-2032 | 2032-33 | 2033-34 | 2034-35 | 2035-36 | 2036-37 | 2037-38 | 2038-39 | 2039-40 | 2040-41 | 2041-42 | 2042-43 | 2043-44 | 2044-45
SDB | 11FP | Distribution Input | 19FP+20FP+21FP+22FP+32FP+33FP+38FP+39FP | Ml/d | 2 | 8.1087 | 8.1318 | 8.1328 | 8.138 | 8.132 | 8.1544 | 8.1758 | 8.1784 | 8.1748 | 8.118 | 8.1057 | 8.0936 | 8.0782 | 8.0764 | 8.094 | 8.1118 | 8.1232 | 8.147 | 8.1642 | 8.1869 | 8.2033 | 8.2328 | 8.2555 | 8.2782 | 8.2947 | 8.3241 | 8.3472 | 8.3701 | 8.3861
| 12FP | Water Available For Use (own sources) | 7FP-(9FP+10FP) | Ml/d | 2 | 0 | 0 | 0 | 0 | 0 | 0 | 0 | 0 | 0 | 0 | 0 | 0 | 0 | 0 | 0 | 0 | 0 | 0 | 0 | 0 | 0 | 0 | 0 | 0 | 0 | 0 | 0 | 0 | 0
| 13FP | Total Water Available For Use | 12FP+(2FP+3FP)-(5FP+6FP) | Ml/d | 2 | 10 | 10 | 10 | 10 | 10 | 10 | 10 | 10 | 10 | 10 | 10 | 10 | 10 | 10 | 10 | 10 | 10 | 10 | 10 | 10 | 10 | 10 | 10 | 10 | 10 | 10 | 10 | 10 | 10
| 14FP | Target headroom (climate change component) | Input | Ml/d | 2 | 0 | 0 | 0 | 0 | 0 | 0 | 0 | 0 | 0 | 0 | 0 | 0 | 0 | 0 | 0 | 0 | 0 | 0 | 0 | 0 | 0 | 0 | 0 | 0 | 0 | 0 | 0 | 0 | 0
| 15FP | Target headroom (All other components) | Input | Ml/d | 2 | 0 | 0 | 0 | 0 | 0 | 0 | 0 | 0 | 0 | 0 | 0 | 0 | 0 | 0 | 0 | 0 | 0 | 0 | 0 | 0 | 0 | 0 | 0 | 0 | 0 | 0 | 0 | 0 | 0
| 16FP | Target Headroom | 14FP+15FP | Ml/d | 2 | 0 | 0 | 0 | 0 | 0 | 0 | 0 | 0 | 0 | 0 | 0 | 0 | 0 | 0 | 0 | 0 | 0 | 0 | 0 | 0 | 0 | 0 | 0 | 0 | 0 | 0 | 0 | 0 | 0
| 17FP | Available Headroom | 13FP-11FP | Ml/d | 2 | 1.8913 | 1.8682 | 1.8672 | 1.862 | 1.868 | 1.8456 | 1.8242 | 1.8216 | 1.8252 | 1.882 | 1.8943 | 1.9064 | 1.9218 | 1.9236 | 1.906 | 1.8882 | 1.8768 | 1.853 | 1.8358 | 1.8131 | 1.7967 | 1.7672 | 1.7445 | 1.7218 | 1.7053 | 1.6759 | 1.6528 | 1.6299 | 1.6139
| 18FP | Supply Demand Balance | 17FP-16FP | Ml/d | 2 | 1.8913 | 1.8682 | 1.8672 | 1.862 | 1.868 | 1.8456 | 1.8242 | 1.8216 | 1.8252 | 1.882 | 1.8943 | 1.9064 | 1.9218 | 1.9236 | 1.906 | 1.8882 | 1.8768 | 1.853 | 1.8358 | 1.8131 | 1.7967 | 1.7672 | 1.7445 | 1.7218 | 1.7053 | 1.6759 | 1.6528 | 1.6299 | 1.6139
|  | Company: | Severn Trent Water
|  | Resource Zone Name: | Rutland
|  | Resource Zone Number: | 9
|  | Planning Scenario Name: | Dry Year Annual Average
|  | Chosen Level of Service: | No more than 3 in 100 Temporary Use Bans

## 10. Drought plan links
Table 10: Drought plan links and Deployable Output Overview
10.1 Planning scenarios |  |  |  |  | 10.2 Water resources management plan | [7 empty] | 10.3 Drought plan | [5 empty] | 10.4 Demand
Drought Scenarios | Drought Description | Drought Severity | Plan in which scenario is used (highlights overlaps) |  | WRMP DO of Sources (not including drought measures) | WRMP Additional Yield from Drought Supply Measures (eg drought permits or orders) |  |  | WRMP Impact on DO of drought plan Demand Restrictions (eg TUBs) |  |  | WRMP DO Levels of Service | Drought Plan Additional Yield from Further Supply Measures (eg drought permits or orders) |  |  | Drought Plan Impact on DO of Further Demand Restrictions (eg TUBs) |  |  | Unrestricted Demand | Restricted Demand
|  |  | WRMP | Drought Plan | DO (Ml/d) | Description | Marginal Benefit (Ml/d) | DO (Ml/d) | Description | Marginal Benefit (Ml/d) | DO (Ml/d) | DO (Ml/d) | Description | Marginal Benefit (Ml/d) | DO (Ml/d) | Description | Marginal Benefit (Ml/d) | DO (Ml/d) | Ml/d | Ml/d
Historic Droughts | 0 | 0 | n | n | 0 | (6) | 0 | 0 | (6) | 0 | 0 | 0 | (6) | 0 | 0 | (6) | 0 | 0 | 0 | 0
| 0 | 0 | n | n | 0 | (6) | 0 | 0 | (6) | 0 | 0 | 0 | (6) | 0 | 0 | (6) | 0 | 0 | 0 | 0
Additional Drought Scenarios | 0 | 0 | n | n | 0 | (6) | 0 | 0 | (6) | 0 | 0 | 0 | (6) | 0 | 0 | (6) | 0 | 0 | 0 | 0
| 0 | 0 | n | n | 0 | (6) | 0 | 0 | (6) | 0 | 0 | 0 | (6) | 0 | 0 | (6) | 0 | 0 | 0 | 0
Reported DO for WRMP tables highlighted in yellow
10.5 Summary report
WRMP DO Overview | [8 empty] | Drought Plan Overview
No drought resilience work was carried out for this WRZ as it is a bulk import see Appendix A9 for more information. | [8 empty] | N/A
Additional Drought Scenarios | [8 empty] | Drought Supply Measures and Demand Restrictions Further Details
N/A | [8 empty] | List individual measures used in scenario e.g. (6) No data entered into these cells- N/A for the WRZ
Impact on Supply Demand
N/A
Demands
N/A