## TITLE PAGE
Water Resources Planning Tables 2019
v11 - August 2016 with updates upto v14 Oct 17
All queries on the content of this workbook should be sent to:
water-company-plan@environment-agency.gov.uk
Water resource zone information
Company: |  | Severn Trent Water
Resource Zone Name: |  | Ruyton |  |  |  |  | Data validation: Cell D20
Resource Zone Number: |  | 10 |  |  |  |  | Dry Year Annual Average
Planning Scenario Name: |  | Dry Year Annual Average | DYAA | Normal Year Annual Average |  |  | Dry Year Critical Period
Chosen Level of Service: |  | No more than 3 in 100 Temporary Use Bans |  |  |  |  | Dry Year Annual Average - benchmarking data
Base Year: |  | 2016-17 |  |  |  |  | Dry Year Critical Period - benchmarking data
Responsible Officer: |  | Marcus O'Kane | Signed: | Marcus O'Kane | Dated: | 2017-11-29
Version: |  | 1 |  | [Digital signature is acceptable]
Key to cells
Clear cells - indicate an input is required
Yellow shaded cells - indicates a formula.
Blue shaded cells - indicate base year data.
Light grey shaded cells - indicate preceding years.
Dark grey cells - indicate that no data entry is required.
Worksheet |  | Content
WRZ summary |  | Supply-Demand Balance and components
1. BL Licences |  | Baseline water resources
2. BL Supply |  | Baseline water supplies
3. BL Demand |  | Baseline demand
4. BL SDB |  | Baseline supply demand balance
5. Feasible options |  | Fixed and Variable costs, Net Present Value, AIC and AISC of all feasible options - confidential
6. Preferred options |  | High level costs of preferred options (Dry Year) - publicly available
7. FP Supply |  | Final Planning water supplies (impact of Scenario options)
8. FP Demand |  | Final Planning demand (impact of Scenario options)
9. FP SDB |  | Final Planning supply demand balance
10. Drought plan links |  | Drought plan links
11. Drought plan links graph |  | Drought plan links graph

## WRZ summary
Summary graphs of water resources planning tables data
DERIVATION | DESCRIPTION | UNITS | 2016-17 | For info 2017-18 | For info 2018-19 | For info 2019-20 | 2020-21 | 2021-22 | 2022-23 | 2023-24 | 2024-25 | 2025-26 | 2026-27 | 2027-28 | 2028-29 | 2029-2030 | 2030-2031 | 2031-2032 | 2032-33 | 2033-34 | 2034-35 | 2035-36 | 2036-37 | 2037-38 | 2038-39 | 2039-40 | 2040-41 | 2041-42 | 2042-43 | 2043-44 | 2044-45
SUPPLY
13BL | Total water available for use | Ml/d | 5.1025 | 5.1025 | 5.1025 | 5.1025 | 5.1025 | 5.1025 | 5.1025 | 5.1025 | 5.1025 | 5.1025 | 5.1025 | 5.1025 | 5.1025 | 5.1025 | 5.1025 | 5.1025 | 5.1025 | 5.1025 | 5.1025 | 5.1025 | 5.1025 | 5.1025 | 5.1025 | 5.1025 | 5.1025 | 5.1025 | 5.1025 | 5.1025 | 5.1025
13FP | Total water available for use | Ml/d | 5.1025 | 5.1025 | 5.1025 | 5.1025 | 5.1025 | 5.1025 | 5.1025 | 5.1025 | 5.1025 | 5.1025 | 5.1025 | 5.1025 | 5.1025 | 5.1025 | 5.1025 | 5.1025 | 5.1025 | 5.1025 | 5.1025 | 5.1025 | 5.1025 | 5.1025 | 5.1025 | 5.1025 | 5.1025 | 5.1025 | 5.1025 | 5.1025 | 5.1025
| DEMAND |  | 0
26BL | Unmeasured household consumption | Ml/d | 0.72493 | 0.71205 | 0.69694 | 0.6827 | 0.66804 | 0.65376 | 0.64004 | 0.62664 | 0.61357 | 0.60095 | 0.58906 | 0.57752 | 0.56618 | 0.55516 | 0.54399 | 0.53307 | 0.52244 | 0.51212 | 0.50199 | 0.49233 | 0.48289 | 0.47367 | 0.46458 | 0.45573 | 0.44707 | 0.43862 | 0.43032 | 0.42222 | 0.41435
26FP | Unmeasured household consumption | Ml/d | 0.72493 | 0.71205 | 0.69694 | 0.6827 | 0.66804 | 0.65376 | 0.64004 | 0.62664 | 0.61357 | 0.47724 | 0.35646 | 0.23731 | 0.11974 | 0.0040169 | 0.0039855 | 0.0039549 | 0.0039248 | 0.0038955 | 0.003866 | 0.0038397 | 0.0038135 | 0.0037875 | 0.003761 | 0.0037356 | 0.0037103 | 0.0036849 | 0.0036603 | 0.0036359 | 0.003612
25BL | Measured household consumption | Ml/d | 0.90527 | 0.93106 | 0.95678 | 0.98295 | 1.0072 | 1.0335 | 1.0597 | 1.0855 | 1.1111 | 1.1365 | 1.1596 | 1.1825 | 1.2052 | 1.2276 | 1.2444 | 1.2605 | 1.276 | 1.291 | 1.3054 | 1.3203 | 1.3353 | 1.3498 | 1.3637 | 1.377 | 1.3898 | 1.4021 | 1.414 | 1.4253 | 1.4362
25FP | Measured household consumption | Ml/d | 0.90527 | 0.93106 | 0.95678 | 0.98295 | 1.0064 | 1.032 | 1.0575 | 1.0827 | 1.1076 | 1.204 | 1.3192 | 1.4337 | 1.5474 | 1.6601 | 1.6657 | 1.6714 | 1.6771 | 1.6828 | 1.6885 | 1.6964 | 1.705 | 1.7135 | 1.7218 | 1.7301 | 1.7384 | 1.7467 | 1.7549 | 1.7631 | 1.7711
23BL+24BL | Non-household consumption | Ml/d | 0.82129 | 0.82513 | 0.82577 | 0.82683 | 0.82559 | 0.82935 | 0.83173 | 0.83371 | 0.83247 | 0.83466 | 0.83452 | 0.83432 | 0.83185 | 0.83381 | 0.83365 | 0.83352 | 0.83102 | 0.83283 | 0.83219 | 0.83139 | 0.82811 | 0.82966 | 0.82907 | 0.82848 | 0.82565 | 0.82732 | 0.82675 | 0.82618 | 0.82337
23FP+24FP | Non-household consumption | Ml/d | 0.82129 | 0.82513 | 0.82577 | 0.82683 | 0.82559 | 0.82935 | 0.83173 | 0.83371 | 0.83247 | 0.83466 | 0.83452 | 0.83432 | 0.83185 | 0.83381 | 0.83365 | 0.83352 | 0.83102 | 0.83283 | 0.83219 | 0.83139 | 0.82811 | 0.82966 | 0.82907 | 0.82848 | 0.82565 | 0.82732 | 0.82675 | 0.82618 | 0.82337
40BL | Total leakage | Ml/d | 1.73 | 1.7 | 1.66 | 1.63 | 1.63 | 1.63 | 1.63 | 1.63 | 1.63 | 1.63 | 1.63 | 1.63 | 1.63 | 1.63 | 1.63 | 1.63 | 1.63 | 1.63 | 1.63 | 1.63 | 1.63 | 1.63 | 1.63 | 1.63 | 1.63 | 1.63 | 1.63 | 1.63 | 1.63
40FP | Total leakage | Ml/d | 1.73 | 1.7 | 1.66 | 1.63 | 1.63 | 1.63 | 1.63 | 1.63 | 1.63 | 1.63 | 1.63 | 1.63 | 1.63 | 1.63 | 1.63 | 1.63 | 1.63 | 1.63 | 1.63 | 1.63 | 1.63 | 1.63 | 1.63 | 1.63 | 1.63 | 1.63 | 1.63 | 1.63 | 1.63
11BL-(23BL:26BL)-40BL | Other components of demand | Ml/d | 0.10515 | 0.10515 | 0.10515 | 0.10515 | 0.10515 | 0.10515 | 0.10515 | 0.10515 | 0.10515 | 0.10515 | 0.10515 | 0.10515 | 0.10515 | 0.10515 | 0.10515 | 0.10515 | 0.10515 | 0.10515 | 0.10515 | 0.10515 | 0.10515 | 0.10515 | 0.10515 | 0.10515 | 0.10515 | 0.10515 | 0.10515 | 0.10515 | 0.10515
11FP-(23FP:26FP)-40FP | Other components of demand | Ml/d | 0.10515 | 0.10515 | 0.10515 | 0.10515 | 0.10515 | 0.10515 | 0.10515 | 0.10515 | 0.10515 | 0.10515 | 0.10515 | 0.10515 | 0.10515 | 0.10515 | 0.10515 | 0.10515 | 0.10515 | 0.10515 | 0.10515 | 0.10515 | 0.10515 | 0.10515 | 0.10515 | 0.10515 | 0.10515 | 0.10515 | 0.10515 | 0.10515 | 0.10515
| Total demand + target headroom (baseline) | Ml/d | 4.2866 | 4.4697 | 4.4394 | 4.4147 | 4.4153 | 4.4295 | 4.4418 | 4.4521 | 4.466 | 4.4431 | 4.4586 | 4.4683 | 4.4768 | 4.4902 | 4.4946 | 4.4987 | 4.5082 | 4.5118 | 4.5181 | 4.5177 | 4.5222 | 4.5304 | 4.5404 | 4.5466 | 4.5524 | 4.5586 | 4.5643 | 4.5644 | 4.5684
| Total demand + target headroom (final plan) | Ml/d | 4.4886 | 4.4697 | 4.4394 | 4.4147 | 4.4146 | 4.428 | 4.4396 | 4.4493 | 4.4625 | 4.3869 | 4.3856 | 4.3794 | 4.3726 | 4.3714 | 4.3759 | 4.3805 | 4.3907 | 4.3954 | 4.4031 | 4.4054 | 4.4128 | 4.4243 | 4.4377 | 4.4476 | 4.4577 | 4.4683 | 4.4786 | 4.4836 | 4.4925
SUPPLY-DEMAND BALANCE
16BL | Target headroom | Ml/d | 0 | 0.1963 | 0.19472 | 0.18705 | 0.17936 | 0.17774 | 0.17519 | 0.17111 | 0.17367 | 0.13586 | 0.14025 | 0.13889 | 0.13846 | 0.13839 | 0.13744 | 0.13647 | 0.14354 | 0.14072 | 0.14335 | 0.13857 | 0.14073 | 0.14216 | 0.14789 | 0.1502 | 0.15472 | 0.15546 | 0.15814 | 0.15552 | 0.1593
16FP | Target headroom | Ml/d | 0.20198 | 0.1963 | 0.19472 | 0.18705 | 0.17936 | 0.17774 | 0.17519 | 0.17111 | 0.17367 | 0.13586 | 0.14025 | 0.13889 | 0.13846 | 0.13839 | 0.13744 | 0.13647 | 0.14354 | 0.14072 | 0.14335 | 0.13857 | 0.14073 | 0.14216 | 0.14789 | 0.1502 | 0.15472 | 0.15546 | 0.15814 | 0.15552 | 0.1593
17BL | Available headroom | Ml/d | 0.81585 | 0.8291 | 0.85785 | 0.87485 | 0.86649 | 0.85069 | 0.83584 | 0.82145 | 0.8102 | 0.79522 | 0.78415 | 0.77303 | 0.76414 | 0.75072 | 0.74531 | 0.74024 | 0.73783 | 0.73138 | 0.72775 | 0.72333 | 0.72101 | 0.71421 | 0.71 | 0.7061 | 0.70479 | 0.6993 | 0.69629 | 0.69359 | 0.69339
17FP | Available headroom | Ml/d | 0.81585 | 0.8291 | 0.85785 | 0.87485 | 0.86727 | 0.8522 | 0.83803 | 0.8243 | 0.81366 | 0.85143 | 0.85712 | 0.862 | 0.86833 | 0.86943 | 0.86398 | 0.85848 | 0.85531 | 0.84782 | 0.84276 | 0.83568 | 0.83038 | 0.82038 | 0.81266 | 0.80505 | 0.79954 | 0.78966 | 0.78199 | 0.77445 | 0.76924
Baseline Supply-Demand Balance:
|  | 2020-21 | 2021-22 | 2022-23 | 2023-24 | 2024-25 | 2025-26 | 2026-27 | 2027-28 | 2028-29 | 2029-2030 | 2030-2031 | 2031-2032 | 2032-33 | 2033-34 | 2034-35 | 2035-36 | 2036-37 | 2037-38 | 2038-39 | 2039-40 | 2040-41 | 2041-42 | 2042-43 | 2043-44 | 2044-45
| SDB (Ml/d) | 0.68714 | 0.67296 | 0.66064 | 0.65035 | 0.63653 | 0.65936 | 0.64391 | 0.63414 | 0.62568 | 0.61233 | 0.60787 | 0.60376 | 0.59429 | 0.59066 | 0.5844 | 0.58477 | 0.58027 | 0.57205 | 0.5621 | 0.55591 | 0.55007 | 0.54384 | 0.53814 | 0.53807 | 0.53408
Final Planning Supply-Demand Balance:
|  | 2020-21 | 2021-22 | 2022-23 | 2023-24 | 2024-25 | 2025-26 | 2026-27 | 2027-28 | 2028-29 | 2029-2030 | 2030-2031 | 2031-2032 | 2032-33 | 2033-34 | 2034-35 | 2035-36 | 2036-37 | 2037-38 | 2038-39 | 2039-40 | 2040-41 | 2041-42 | 2042-43 | 2043-44 | 2044-45
| SDB (Ml/d) | 0.68791 | 0.67446 | 0.66284 | 0.65319 | 0.64 | 0.71558 | 0.71687 | 0.72311 | 0.72987 | 0.73104 | 0.72654 | 0.722 | 0.71177 | 0.7071 | 0.69941 | 0.69711 | 0.68965 | 0.67822 | 0.66477 | 0.65486 | 0.64482 | 0.63421 | 0.62384 | 0.61893 | 0.60994
| Company: | 2026-27: Severn Trent Water
| Resource Zone Name | 2026-27: Ruyton
| Resource Zone Number: | 2026-27: 10
| Planning Scenario Name: | 2026-27: Dry Year Annual Average
| Chosen Level of Service: | 2026-27: No more than 3 in 100 Temporary Use Bans

## 1. BL Licences (hidden)
Table 1: Baseline licences |  |  |  |  | deployable output (Ml/d)
Row ref | Derivation | Licence number | Source name | Source type | Deployable output (Ml/d) | Annual licensed quantity (Ml/d) | Constraints on deployable output
All individual licences:
0.1BL | Sum (0.1BL+...) | - | - | - | 5.32 | 5.32 | -
- | Input | 18/54/03/0129 | Ruyton |  | 5.32 | 5.32 | Licence
Input
0.2BL | Sum (0.2BL+...) | - | Total | - | 0 | - | -
- | - | Group #: | [Enter name of group] | - | 0 | - | -
- | Input
- | Input
- | Input
- | Input
- | Input
Unused licences: | Derivation | Licence number | Source name | Source type | DYAA deployable output (Ml/d) | Annual licensed quantity (Ml/d) | Reason licence is unused
0.3BL | Sum (0.3BL+...) | - | - | - | 0 | 0 | -
Input
- | Input
New licences (within current AMP): | Derivation | Licence number | Source name | Source type | DYAA deployable output (Ml/d) | Annual licensed quantity (Ml/d) | Status of licence
0.4BL | Sum (0.4BL+...) | - | - | - | 0 | 0 | -
Input
- | Input
- | - | - | - | - | - | - | -
Company: |  | Severn Trent Water
Resource Zone Name: |  | Ruyton
Resource Zone Number: |  | 10
Planning Scenario Name: |  | Dry Year Annual Average
Chosen Level of Service: |  | No more than 3 in 100 Temporary Use Bans
README

## 2. BL Supply
Table 2: Baseline supply
| Row ref | Component | Derivation | Unit | decimal places | 2016-17 | For info 2017-18 | For info 2018-19 | For info 2019-20 | 2020-21 | 2021-22 | 2022-23 | 2023-24 | 2024-25 | 2025-26 | 2026-27 | 2027-28 | 2028-29 | 2029-2030 | 2030-2031 | 2031-2032 | 2032-33 | 2033-34 | 2034-35 | 2035-36 | 2036-37 | 2037-38 | 2038-39 | 2039-40 | 2040-41 | 2041-42 | 2042-43 | 2043-44 | 2044-45
| 1BL | Raw water abstracted | Input | Ml/d | 2 | 5.32 | 5.32 | 5.32 | 5.32 | 5.32 | 5.32 | 5.32 | 5.32 | 5.32 | 5.32 | 5.32 | 5.32 | 5.32 | 5.32 | 5.32 | 5.32 | 5.32 | 5.32 | 5.32 | 5.32 | 5.32 | 5.32 | 5.32 | 5.32 | 5.32 | 5.32 | 5.32 | 5.32 | 5.32
Resources | 2BL | Total raw water imported | sum(2.1BL+2.2BL+2.3BL...) | Ml/d | 2 | 0 | 0 | 0 | 0 | 0 | 0 | 0 | 0 | 0 | 0 | 0 | 0 | 0 | 0 | 0 | 0 | 0 | 0 | 0 | 0 | 0 | 0 | 0 | 0 | 0 | 0 | 0 | 0 | 0
| 2.1BL+ | Raw water imported from: None | Input | Ml/d | 2 | 0 | 0 | 0 | 0 | 0 | 0 | 0 | 0 | 0 | 0 | 0 | 0 | 0 | 0 | 0 | 0 | 0 | 0 | 0 | 0 | 0 | 0 | 0 | 0 | 0 | 0 | 0 | 0 | 0
| - | - | - | - | 2 |  | - | - | - | bar: 2021-22 to 2044-45
| 3BL | Total potable water imported | sum(3.1BL+3.2BL+3.3BL...) | Ml/d | 2 | 0 | 0 | 0 | 0 | 0 | 0 | 0 | 0 | 0 | 0 | 0 | 0 | 0 | 0 | 0 | 0 | 0 | 0 | 0 | 0 | 0 | 0 | 0 | 0 | 0 | 0 | 0 | 0 | 0
| 3.1BL+ | Potable water imported from: None | Input | Ml/d | 2 | 0 | 0 | 0 | 0 | 0 | 0 | 0 | 0 | 0 | 0 | 0 | 0 | 0 | 0 | 0 | 0 | 0 | 0 | 0 | 0 | 0 | 0 | 0 | 0 | 0 | 0 | 0 | 0 | 0
| - | - | - | - | 2 | - | - | - | - | bar: 2020-21 to 2044-45
| 5BL | Total raw water exported (raw exports and non potable uses) | sum(5.1BL+5.2BL+...) | Ml/d | 2 | 0 | 0 | 0 | 0 | 0 | 0 | 0 | 0 | 0 | 0 | 0 | 0 | 0 | 0 | 0 | 0 | 0 | 0 | 0 | 0 | 0 | 0 | 0 | 0 | 0 | 0 | 0 | 0 | 0
| 5.1BL | Non potable water supplied to: None | Input | Ml/d | 2 | 0 | 0 | 0 | 0 | 0 | 0 | 0 | 0 | 0 | 0 | 0 | 0 | 0 | 0 | 0 | 0 | 0 | 0 | 0 | 0 | 0 | 0 | 0 | 0 | 0 | 0 | 0 | 0 | 0
| 5.2BL+ | Raw water export to: None | Input | Ml/d | 2 | 0 | 0 | 0 | 0 | 0 | 0 | 0 | 0 | 0 | 0 | 0 | 0 | 0 | 0 | 0 | 0 | 0 | 0 | 0 | 0 | 0 | 0 | 0 | 0 | 0 | 0 | 0 | 0 | 0
| - | - | - | - | 2 | - | - | - | - | bar: 2020-21 to 2044-45
| 6BL | Total potable water exported | sum(6.1BL+6.2BL+6.3BL...) | Ml/d | 2 | 0 | 0 | 0 | 0 | 0 | 0 | 0 | 0 | 0 | 0 | 0 | 0 | 0 | 0 | 0 | 0 | 0 | 0 | 0 | 0 | 0 | 0 | 0 | 0 | 0 | 0 | 0 | 0 | 0
| 6.1BL+ | Potable water export to: None | Input | Ml/d | 2 | 0 | 0 | 0 | 0 | 0 | 0 | 0 | 0 | 0 | 0 | 0 | 0 | 0 | 0 | 0 | 0 | 0 | 0 | 0 | 0 | 0 | 0 | 0 | 0 | 0 | 0 | 0 | 0 | 0
| - | - | - | Ml/d | 2 | - | - | - | - | bar: 2020-21 to 2044-45
| 7BL | Deployable Output (baseline profile without reductions) | sum(0.1Bl+0.2BL+0.3BL+0.4BL) | Ml/d | 2 | 5.32 | 5.32 | 5.32 | 5.32 | 5.32 | 5.32 | 5.32 | 5.32 | 5.32 | 5.32 | 5.32 | 5.32 | 5.32 | 5.32 | 5.32 | 5.32 | 5.32 | 5.32 | 5.32 | 5.32 | 5.32 | 5.32 | 5.32 | 5.32 | 5.32 | 5.32 | 5.32 | 5.32 | 5.32
Resource (and process) Losses | 8BL | Baseline forecast changes to Deployable Output | sum(8.1BL+8.2BL+8.3BL) | Ml/d | 2 | 0 | 0 | 0 | 0 | 0 | 0 | 0 | 0 | 0 | 0 | 0 | 0 | 0 | 0 | 0 | 0 | 0 | 0 | 0 | 0 | 0 | 0 | 0 | 0 | 0 | 0 | 0 | 0 | 0
| 8.1BL | Change in DO due to climate change | Input (reductions must be expressed as -ve) | Ml/d | 2 | 0 | 0 | 0 | 0 | 0 | 0 | 0 | 0 | 0 | 0 | 0 | 0 | 0 | 0 | 0 | 0 | 0 | 0 | 0 | 0 | 0 | 0 | 0 | 0 | 0 | 0 | 0 | 0 | 0
| 8.2BL | Reductions to restore sustainable abstraction | sum(8.2BL sub components) | Ml/d | 2 | 0 | 0 | 0 | 0 | 0 | 0 | 0 | 0 | 0 | 0 | 0 | 0 | 0 | 0 | 0 | 0 | 0 | 0 | 0 | 0 | 0 | 0 | 0 | 0 | 0 | 0 | 0 | 0 | 0
| 8.2BL+ | No Det | Input (zero or negative number) | Ml/d | 2 | 0 | 0 | 0 | 0 | 0 | 0 | 0 | 0 | 0 | 0 | 0 | 0 | 0 | 0 | 0 | 0 | 0 | 0 | 0 | 0 | 0 | 0 | 0 | 0 | 0 | 0 | 0 | 0 | 0
| - | RSA | - | - | 2 | 0 | 0 | 0 | 0 | 0 | 0 | 0 | 0 | 0 | 0 | 0 | 0 | 0 | 0 | 0 | 0 | 0 | 0 | 0 | 0 | 0 | 0 | 0 | 0 | 0 | 0 | 0 | 0 | 0
| 8.3BL | Total other changes to DO (specify, e.g. nitrates): None | Input (reductions must be expressed as -ve) | Ml/d | 2 | 0 | 0 | 0 | 0 | 0 | 0 | 0 | 0 | 0 | 0 | 0 | 0 | 0 | 0 | 0 | 0 | 0 | 0 | 0 | 0 | 0 | 0 | 0 | 0 | 0 | 0 | 0 | 0 | 0
| 9BL | Raw water losses, treatment works losses and operational use | Input | Ml/d | 2 | 0 | 0 | 0 | 0 | 0 | 0 | 0 | 0 | 0 | 0 | 0 | 0 | 0 | 0 | 0 | 0 | 0 | 0 | 0 | 0 | 0 | 0 | 0 | 0 | 0 | 0 | 0 | 0 | 0
| 10BL | Outage allowance | Input | Ml/d | 2 | 0.21752 | 0.21752 | 0.21752 | 0.21752 | 0.21752 | 0.21752 | 0.21752 | 0.21752 | 0.21752 | 0.21752 | 0.21752 | 0.21752 | 0.21752 | 0.21752 | 0.21752 | 0.21752 | 0.21752 | 0.21752 | 0.21752 | 0.21752 | 0.21752 | 0.21752 | 0.21752 | 0.21752 | 0.21752 | 0.21752 | 0.21752 | 0.21752 | 0.21752
|  | Company: | Severn Trent Water
|  | Resource Zone Name: | Ruyton
|  | Resource Zone Number: | 10
|  | Planning Scenario Name: | Dry Year Annual Average
|  | Chosen Level of Service: | No more than 3 in 100 Temporary Use Bans

## 3. BL Demand
Table 3: Baseline demand
| Row ref | Component | Derivation | Unit | Decimal places | 2016-17 | For info 2017-18 | For info 2018-19 | For info 2019-20 | 2020-21 | 2021-22 | 2022-23 | 2023-24 | 2024-25 | 2025-26 | 2026-27 | 2027-28 | 2028-29 | 2029-2030 | 2030-2031 | 2031-2032 | 2032-33 | 2033-34 | 2034-35 | 2035-36 | 2036-37 | 2037-38 | 2038-39 | 2039-40 | 2040-41 | 2041-42 | 2042-43 | 2043-44 | 2044-45
Consumption | 19BL | Water delivered measured non-household | Input | Ml/d | 2 | 0.82699 | 0.83083 | 0.83147 | 0.83253 | 0.83129 | 0.83505 | 0.83743 | 0.83941 | 0.83817 | 0.84036 | 0.84022 | 0.84002 | 0.83755 | 0.83951 | 0.83935 | 0.83922 | 0.83672 | 0.83853 | 0.83789 | 0.83709 | 0.83381 | 0.83536 | 0.83477 | 0.83418 | 0.83135 | 0.83302 | 0.83245 | 0.83188 | 0.82907
| 20BL | Water delivered unmeasured non- household | Input | Ml/d | 2 | 0.008341 | 0.008341 | 0.008341 | 0.008341 | 0.008341 | 0.008341 | 0.008341 | 0.008341 | 0.008341 | 0.008341 | 0.008341 | 0.008341 | 0.008341 | 0.008341 | 0.008341 | 0.008341 | 0.008341 | 0.008341 | 0.008341 | 0.008341 | 0.008341 | 0.008341 | 0.008341 | 0.008341 | 0.008341 | 0.008341 | 0.008341 | 0.008341 | 0.008341
| 21BL | Water delivered measured household | Input | Ml/d | 2 | 1.0129 | 1.0395 | 1.0661 | 1.093 | 1.1181 | 1.1452 | 1.1721 | 1.1986 | 1.2249 | 1.251 | 1.2748 | 1.2984 | 1.3217 | 1.3449 | 1.3622 | 1.379 | 1.3951 | 1.4107 | 1.4257 | 1.4411 | 1.4568 | 1.4718 | 1.4862 | 1.5001 | 1.5134 | 1.5257 | 1.5376 | 1.5489 | 1.5598
| 22BL | Water delivered unmeasured household | Input | Ml/d | 2 | 0.81802 | 0.80409 | 0.78793 | 0.77265 | 0.75698 | 0.74171 | 0.72701 | 0.71265 | 0.69865 | 0.68511 | 0.67231 | 0.65988 | 0.64766 | 0.63578 | 0.62377 | 0.61202 | 0.60057 | 0.58945 | 0.57853 | 0.5681 | 0.5579 | 0.54793 | 0.53811 | 0.52853 | 0.51916 | 0.51001 | 0.50103 | 0.49226 | 0.48372
| 23BL | Measured Non Household - Consumption | 19BL-34BL | Ml/d | 2 | 0.81337 | 0.81721 | 0.81784 | 0.81891 | 0.81767 | 0.82143 | 0.82381 | 0.82578 | 0.82455 | 0.82674 | 0.8266 | 0.8264 | 0.82393 | 0.82588 | 0.82573 | 0.8256 | 0.8231 | 0.82491 | 0.82427 | 0.82346 | 0.82019 | 0.82174 | 0.82115 | 0.82056 | 0.81773 | 0.8194 | 0.81883 | 0.81825 | 0.81545
| 24BL | Unmeasured Non Household - Consumption | 20BL-35BL | Ml/d | 2 | 0.0079218 | 0.0079218 | 0.0079218 | 0.0079218 | 0.0079218 | 0.0079218 | 0.0079218 | 0.0079218 | 0.0079218 | 0.0079218 | 0.0079218 | 0.0079218 | 0.0079218 | 0.0079218 | 0.0079218 | 0.0079218 | 0.0079218 | 0.0079218 | 0.0079218 | 0.0079218 | 0.0079218 | 0.0079218 | 0.0079218 | 0.0079218 | 0.0079218 | 0.0079218 | 0.0079218 | 0.0079218 | 0.0079218
| 25BL | Measured Household - Consumption | 21BL-36BL | Ml/d | 2 | 0.90527 | 0.93106 | 0.95678 | 0.98295 | 1.0072 | 1.0335 | 1.0597 | 1.0855 | 1.1111 | 1.1365 | 1.1596 | 1.1825 | 1.2052 | 1.2276 | 1.2444 | 1.2605 | 1.276 | 1.291 | 1.3054 | 1.3203 | 1.3353 | 1.3498 | 1.3637 | 1.377 | 1.3898 | 1.4021 | 1.414 | 1.4253 | 1.4362
| 26BL | Unmeasured Household - Consumption | 22BL-37BL | Ml/d | 2 | 0.72493 | 0.71205 | 0.69694 | 0.6827 | 0.66804 | 0.65376 | 0.64004 | 0.62664 | 0.61357 | 0.60095 | 0.58906 | 0.57752 | 0.56618 | 0.55516 | 0.54399 | 0.53307 | 0.52244 | 0.51212 | 0.50199 | 0.49233 | 0.48289 | 0.47367 | 0.46458 | 0.45573 | 0.44707 | 0.43862 | 0.43032 | 0.42222 | 0.41435
| 27 - | Percentage of consumption driven by climate change | Input | % | 1 | 0 | 0.032311 | 0.064601 | 0.09687 | 0.12912 | 0.16135 | 0.19355 | 0.22574 | 0.2579 | 0.29005 | 0.32217 | 0.35428 | 0.38636 | 0.41842 | 0.45046 | 0.48248 | 0.51448 | 0.54646 | 0.57842 | 0.61036 | 0.64228 | 0.67417 | 0.70605 | 0.73791 | 0.76974 | 0.80156 | 0.83335 | 0.86513 | 0.89688
| 28 - | Volume of consumption driven by climate change |  | Ml/d | 1 | 0 | 0.00079751 | 0.0016018 | 0.0024145 | 0.0032291 | 0.0040605 | 0.0048998 | 0.005747 | 0.006595 | 0.0074604 | 0.0083223 | 0.009191 | 0.010058 | 0.010948 | 0.011811 | 0.012675 | 0.013528 | 0.014404 | 0.015268 | 0.016138 | 0.016997 | 0.017887 | 0.018762 | 0.019637 | 0.020495 | 0.021386 | 0.022259 | 0.023131 | 0.023982
PCC and consumption by component | 29BL | Measured Household - PCC | (25BL*1,000,000)/(51BL*1,000) | l/h/d | 1 | 129.1 | 130.7 | 131.5 | 132.4 | 133 | 133.8 | 134.6 | 135.4 | 136.2 | 137 | 137.7 | 138.3 | 139 | 139.7 | 139.8 | 139.8 | 139.8 | 139.8 | 139.8 | 139.8 | 139.9 | 140 | 140.1 | 140 | 140 | 140 | 139.9 | 139.8 | 139.6
| 29.1BL | Measured toilet flushing | Input | l/h/d | 1 | 28.0253 | 27.5772 | 26.9905 | 26.4056 | 25.8176 | 25.2697 | 24.729 | 24.1973 | 23.6778 | 23.1678 | 22.6449 | 22.1284 | 21.6257 | 21.1291 | 21.1516 | 21.1644 | 21.172 | 21.1725 | 21.1738 | 21.1738 | 21.1744 | 21.1708 | 21.1683 | 21.1531 | 21.1353 | 21.1143 | 21.0864 | 21.0553 | 21.0201
| 29.2BL | Measured personal washing | Input | l/h/d | 1 | 56.7118 | 58.5864 | 60.1345 | 61.6401 | 63.0828 | 64.5912 | 66.0704 | 67.5278 | 68.975 | 70.4079 | 71.7543 | 73.0806 | 74.4132 | 75.7294 | 75.9737 | 76.1817 | 76.3685 | 76.5281 | 76.6888 | 76.843 | 76.9972 | 77.1346 | 77.2749 | 77.3675 | 77.4497 | 77.5188 | 77.5613 | 77.5909 | 77.6045
| 29.3BL | Measured clothes washing | Input | l/h/d | 1 | 16.0532 | 16.1811 | 16.2149 | 16.2354 | 16.2388 | 16.2571 | 16.2672 | 16.2712 | 16.2721 | 16.269 | 16.2457 | 16.2177 | 16.1911 | 16.1609 | 16.0804 | 15.9918 | 15.8983 | 15.7988 | 15.6993 | 15.598 | 15.4966 | 15.3914 | 15.2866 | 15.172 | 15.0552 | 14.9357 | 14.8111 | 14.6839 | 14.5538
| 29.4BL | Measured dish washing | Input | l/h/d | 1 | 12.7661 | 12.9521 | 13.0611 | 13.1579 | 13.2389 | 13.3314 | 13.4155 | 13.4931 | 13.5667 | 13.6357 | 13.6861 | 13.7315 | 13.777 | 13.8184 | 13.8517 | 13.8785 | 13.9016 | 13.9198 | 13.9383 | 13.9557 | 13.9733 | 13.9879 | 14.0031 | 14.0096 | 14.0144 | 14.0168 | 14.0145 | 14.0099 | 14.0025
| 29.5BL | Measured miscellaneous internal use | Input | l/h/d | 1 | 14.2843 | 14.4058 | 14.4461 | 14.4771 | 14.4966 | 14.5296 | 14.5577 | 14.5825 | 14.6065 | 14.6288 | 14.637 | 14.6425 | 14.6504 | 14.6562 | 14.658 | 14.655 | 14.6501 | 14.6419 | 14.6357 | 14.63 | 14.6254 | 14.6192 | 14.615 | 14.6031 | 14.5905 | 14.5766 | 14.5589 | 14.5398 | 14.5188
| 29.6BL | Measured external use | Input | l/h/d | 1 | 1.3074 | 1.3675 | 1.4201 | 1.4715 | 1.5216 | 1.5733 | 1.6243 | 1.6747 | 1.7249 | 1.7747 | 1.8221 | 1.8689 | 1.9158 | 1.9622 | 2.0053 | 2.0469 | 2.0876 | 2.1271 | 2.1661 | 2.2045 | 2.2424 | 2.2794 | 2.3159 | 2.3505 | 2.3842 | 2.417 | 2.4484 | 2.4788 | 2.5081
| 30BL | Unmeasured Household - PCC | (26BL*1,000,000)/(52BL*1,000) | l/h/d | 1 | 137 | 136.2 | 135.8 | 135.5 | 135 | 134.7 | 134.4 | 134.2 | 133.9 | 133.7 | 133.4 | 133.2 | 133 | 132.7 | 132.5 | 132.2 | 131.9 | 131.6 | 131.4 | 131.3 | 131.2 | 131.1 | 130.9 | 130.8 | 130.7 | 130.6 | 130.5 | 130.3 | 130.2
| 30.1BL | Unmeasured toilet flushing | Input | l/h/d | 1 | 30.7873 | 29.9153 | 29.1177 | 28.3124 | 27.515 | 26.7296 | 25.9426 | 25.1548 | 24.3678 | 23.5793 | 22.7795 | 21.979 | 21.1819 | 20.3841 | 20.3452 | 20.307 | 20.268 | 20.2272 | 20.1877 | 20.1516 | 20.1164 | 20.08 | 20.0445 | 20.0075 | 19.9695 | 19.9303 | 19.8922 | 19.8527 | 19.8111
| 30.2BL | Unmeasured personal washing | Input | l/h/d | 1 | 57.4034 | 58.0904 | 58.9153 | 59.7229 | 60.5455 | 61.3947 | 62.2411 | 63.0868 | 63.9355 | 64.7812 | 65.5956 | 66.4055 | 67.2238 | 68.0379 | 68.0204 | 68.0051 | 67.987 | 67.9629 | 67.943 | 67.9343 | 67.9288 | 67.9194 | 67.913 | 67.9011 | 67.8863 | 67.8669 | 67.8516 | 67.8311 | 67.8036
| 30.3BL | Unmeasured clothes washing | Input | l/h/d | 1 | 16.5171 | 16.3752 | 16.2731 | 16.1665 | 16.0642 | 15.9688 | 15.8727 | 15.7762 | 15.6804 | 15.5838 | 15.4796 | 15.3746 | 15.2718 | 15.1681 | 15.0428 | 14.918 | 14.7927 | 14.6661 | 14.5405 | 14.4174 | 14.2949 | 14.1717 | 14.0491 | 13.9254 | 13.8012 | 13.6761 | 13.5519 | 13.4267 | 13.3002
| 30.4BL | Unmeasured dish washing | Input | l/h/d | 1 | 13.0723 | 13.0285 | 13.0162 | 13.0003 | 12.9877 | 12.9808 | 12.9733 | 12.9655 | 12.9583 | 12.9504 | 12.9363 | 12.9215 | 12.9083 | 12.8945 | 12.8813 | 12.8685 | 12.8552 | 12.8407 | 12.8271 | 12.8156 | 12.8046 | 12.793 | 12.7819 | 12.7698 | 12.7571 | 12.7436 | 12.7309 | 12.7172 | 12.7021
| 30.5BL | Unmeasured miscellaneous internal use | Input | l/h/d | 1 | 17.7976 | 17.7515 | 17.7483 | 17.74 | 17.7363 | 17.7405 | 17.7437 | 17.7466 | 17.7503 | 17.7531 | 17.7473 | 17.7405 | 17.7361 | 17.7307 | 17.7261 | 17.7221 | 17.7174 | 17.7111 | 17.706 | 17.7037 | 17.7023 | 17.6998 | 17.6981 | 17.695 | 17.6912 | 17.6861 | 17.6821 | 17.6768 | 17.6696
| 30.6BL | Unmeasured external use | Input | l/h/d | 1 | 1.4117 | 1.4523 | 1.4964 | 1.5399 | 1.5839 | 1.6283 | 1.6727 | 1.7169 | 1.7612 | 1.8054 | 1.8489 | 1.8923 | 1.9359 | 1.9793 | 2.0224 | 2.0653 | 2.1082 | 2.1508 | 2.1934 | 2.2361 | 2.2788 | 2.3212 | 2.3637 | 2.4059 | 2.448 | 2.49 | 2.5319 | 2.5736 | 2.6152
| 31BL | Average Household - PCC | ((25BL+26BL)*1,000,000))/(51BL+52BL*1,000) | l/h/d | 1 | 132.5212 | 133.0291 | 133.2989 | 133.6282 | 133.7748 | 134.1454 | 134.5464 | 134.9489 | 135.3849 | 135.8512 | 136.2219 | 136.5996 | 137.0287 | 137.465 | 137.4794 | 137.4635 | 137.4314 | 137.3723 | 137.327 | 137.3956 | 137.4873 | 137.556 | 137.6289 | 137.6369 | 137.6295 | 137.6023 | 137.5525 | 137.4812 | 137.3857
| 32BL | Water Taken Unbilled | Input | Ml/d | 2 | 0.093258 | 0.093258 | 0.093258 | 0.093258 | 0.093258 | 0.093258 | 0.093258 | 0.093258 | 0.093258 | 0.093258 | 0.093258 | 0.093258 | 0.093258 | 0.093258 | 0.093258 | 0.093258 | 0.093258 | 0.093258 | 0.093258 | 0.093258 | 0.093258 | 0.093258 | 0.093258 | 0.093258 | 0.093258 | 0.093258 | 0.093258 | 0.093258 | 0.093258
| 33BL | Distribution System Operational Use | Input | Ml/d | 2 | 0.011893 | 0.011893 | 0.011893 | 0.011893 | 0.011893 | 0.011893 | 0.011893 | 0.011893 | 0.011893 | 0.011893 | 0.011893 | 0.011893 | 0.011893 | 0.011893 | 0.011893 | 0.011893 | 0.011893 | 0.011893 | 0.011893 | 0.011893 | 0.011893 | 0.011893 | 0.011893 | 0.011893 | 0.011893 | 0.011893 | 0.011893 | 0.011893 | 0.011893
Leakage | 34BL | Measured Non Household - USPL | Input | Ml/d | 2 | 0.013621 | 0.013621 | 0.013621 | 0.013621 | 0.013621 | 0.013621 | 0.013621 | 0.013621 | 0.013621 | 0.013621 | 0.013621 | 0.013621 | 0.013621 | 0.013621 | 0.013621 | 0.013621 | 0.013621 | 0.013621 | 0.013621 | 0.013621 | 0.013621 | 0.013621 | 0.013621 | 0.013621 | 0.013621 | 0.013621 | 0.013621 | 0.013621 | 0.013621
| 35BL | Unmeasured Non Household - USPL | Input | Ml/d | 2 | 0.00041925 | 0.00041925 | 0.00041925 | 0.00041925 | 0.00041925 | 0.00041925 | 0.00041925 | 0.00041925 | 0.00041925 | 0.00041925 | 0.00041925 | 0.00041925 | 0.00041925 | 0.00041925 | 0.00041925 | 0.00041925 | 0.00041925 | 0.00041925 | 0.00041925 | 0.00041925 | 0.00041925 | 0.00041925 | 0.00041925 | 0.00041925 | 0.00041925 | 0.00041925 | 0.00041925 | 0.00041925 | 0.00041925
| 36BL | Measured Household - USPL | Input | Ml/d | 2 | 0.10767 | 0.10849 | 0.10929 | 0.11009 | 0.11086 | 0.11162 | 0.11237 | 0.1131 | 0.11382 | 0.11453 | 0.11522 | 0.11589 | 0.11656 | 0.11721 | 0.11785 | 0.11848 | 0.11909 | 0.11969 | 0.12028 | 0.12086 | 0.12143 | 0.12199 | 0.12253 | 0.12307 | 0.1236 | 0.1236 | 0.1236 | 0.1236 | 0.1236
| 37BL | Unmeasured Household - USPL | Input | Ml/d | 2 | 0.093093 | 0.092044 | 0.090995 | 0.089946 | 0.088938 | 0.087947 | 0.086974 | 0.086018 | 0.085079 | 0.084156 | 0.083249 | 0.082358 | 0.081483 | 0.080623 | 0.079779 | 0.078948 | 0.078133 | 0.077331 | 0.076543 | 0.07577 | 0.075009 | 0.074262 | 0.073527 | 0.072805 | 0.072096 | 0.071399 | 0.070713 | 0.07004 | 0.069378
| 38BL | Void Properties - USPL | Input | Ml/d | 2 | 0.013621 | 0.013621 | 0.013621 | 0.013621 | 0.013621 | 0.013621 | 0.013621 | 0.013621 | 0.013621 | 0.013621 | 0.013621 | 0.013621 | 0.013621 | 0.013621 | 0.013621 | 0.013621 | 0.013621 | 0.013621 | 0.013621 | 0.013621 | 0.013621 | 0.013621 | 0.013621 | 0.013621 | 0.013621 | 0.013621 | 0.013621 | 0.013621 | 0.013621 | 0.012764
| 39BL | Distribution Losses | Input | Ml/d | 2 | 1.5016 | 1.4718 | 1.432 | 1.4023 | 1.4025 | 1.4028 | 1.403 | 1.4032 | 1.4034 | 1.4037 | 1.4039 | 1.4041 | 1.4043 | 1.4045 | 1.4047 | 1.4049 | 1.4051 | 1.4053 | 1.4055 | 1.4057 | 1.4059 | 1.4061 | 1.4063 | 1.4065 | 1.4066 | 1.4073 | 1.408 | 1.4087 | 1.4094
| 40BL | Total Leakage | sum(34BL:39BL) | Ml/d | 2 | 1.73 | 1.7 | 1.66 | 1.63 | 1.63 | 1.63 | 1.63 | 1.63 | 1.63 | 1.63 | 1.63 | 1.63 | 1.63 | 1.63 | 1.63 | 1.63 | 1.63 | 1.63 | 1.63 | 1.63 | 1.63 | 1.63 | 1.63 | 1.63 | 1.63 | 1.63 | 1.63 | 1.63 | 1.63
| 41BL | Total Leakage | (40BL*1,000,000)/(48BL*1,000) | l/prop/d | 2 | 317.9335 | 309.23 | 298.9023 | 290.564 | 287.686 | 284.5794 | 281.5396 | 278.5644 | 275.652 | 272.8002 | 270.2917 | 267.8293 | 265.4118 | 263.038 | 260.7066 | 258.4167 | 256.1669 | 253.9564 | 251.7839 | 249.6487 | 247.4849 | 245.3587 | 243.2689 | 241.2148 | 239.1953 | 237.2097 | 235.257 | 233.3364 | 231.4473
Customer: Properties | 42BL | Measured non-households - properties | Input (total, excluding voids) | 000's | 2 | 0.4764 | 0.47813 | 0.47986 | 0.48159 | 0.48332 | 0.48505 | 0.48678 | 0.48851 | 0.49024 | 0.49196 | 0.49369 | 0.49542 | 0.49714 | 0.49886 | 0.50059 | 0.50231 | 0.50403 | 0.50576 | 0.50748 | 0.5092 | 0.51092 | 0.51264 | 0.51436 | 0.51608 | 0.51779 | 0.51951 | 0.52123 | 0.52294 | 0.52466
| 43BL | Unmeasured non-households - properties | Input (total, excluding voids) | 000's | 2 | 0.00965 | 0.0094907 | 0.0093315 | 0.0091722 | 0.009013 | 0.0088537 | 0.0086944 | 0.0085352 | 0.0083759 | 0.0082167 | 0.0080574 | 0.0078982 | 0.0077389 | 0.0075796 | 0.0074204 | 0.0072611 | 0.0071019 | 0.0069426 | 0.0067833 | 0.0066241 | 0.0064648 | 0.0063056 | 0.0061463 | 0.005987 | 0.0058278 | 0.0056685 | 0.0055093 | 0.00535 | 0.0051907
| 44BL | All void non-households - properties | Input (voids in each year) | 000's | 2 | 0.1065 | 0.1065 | 0.1065 | 0.1065 | 0.1065 | 0.1065 | 0.1065 | 0.1065 | 0.1065 | 0.1065 | 0.1065 | 0.1065 | 0.1065 | 0.1065 | 0.1065 | 0.1065 | 0.1065 | 0.1065 | 0.1065 | 0.1065 | 0.1065 | 0.1065 | 0.1065 | 0.1065 | 0.1065 | 0.1065 | 0.1065 | 0.1065 | 0.1065
| 45BL | Total measured households - properties (excl void) | Pre-plan year = input. Forecast years = Previous year 45BL + sum(45.1BL:45.6BL) | 000's | 2 | 2.5516 | 2.6446 | 2.7376 | 2.8306 | 2.922 | 3.0185 | 3.1143 | 3.2094 | 3.3039 | 3.3977 | 3.4846 | 3.5708 | 3.6564 | 3.7414 | 3.8258 | 3.9096 | 3.9929 | 4.0756 | 4.1578 | 4.2394 | 4.3222 | 4.4046 | 4.4864 | 4.5677 | 4.6485 | 4.7288 | 4.8087 | 4.8881 | 4.9671
| 45.1BL | New build properties - properties | Input (new builds in each year) | 000's | 2 | 0.056946 | 0.056946 | 0.056946 | 0.056946 | 0.056946 | 0.062682 | 0.062682 | 0.062682 | 0.062682 | 0.062682 | 0.056332 | 0.056332 | 0.056332 | 0.056332 | 0.056332 | 0.056332 | 0.056332 | 0.056332 | 0.056332 | 0.056332 | 0.058053 | 0.058053 | 0.058053 | 0.058053 | 0.058053 | 0.058053 | 0.058053 | 0.058053 | 0.058053
| 45.2BL | Meter optants - properties | Input (meter optants in each year) | 000's | 2 | 0.014 | 0.036975 | 0.036975 | 0.036975 | 0.03547 | 0.03481 | 0.034162 | 0.033526 | 0.032902 | 0.03229 | 0.031689 | 0.031099 | 0.03052 | 0.029952 | 0.029394 | 0.028848 | 0.028311 | 0.027784 | 0.027267 | 0.026759 | 0.026261 | 0.025772 | 0.025292 | 0.024822 | 0.02436 | 0.023907 | 0.023462 | 0.023025 | 0.022597
| 45.3BL | Compulsory metering - properties | Input (compulsory meters in each year) | 000's | 2 | 0 | 0 | 0 | 0 | 0 | 0 | 0 | 0 | 0 | 0 | 0 | 0 | 0 | 0 | 0 | 0 | 0 | 0 | 0 | 0 | 0 | 0 | 0 | 0 | 0 | 0 | 0 | 0 | 0
| 45.4BL | Metering on change of occupancy - properties | Input (change of occupancy meters in each year) | 000's | 2 | 0 | 0 | 0 | 0 | 0 | 0 | 0 | 0 | 0 | 0 | 0 | 0 | 0 | 0 | 0 | 0 | 0 | 0 | 0 | 0 | 0 | 0 | 0 | 0 | 0 | 0 | 0 | 0 | 0
| 45.5BL | Selective metering - properties | Input (selective meters in each year) | 000's | 2 | 0 | 0 | 0 | 0 | 0 | 0 | 0 | 0 | 0 | 0 | 0 | 0 | 0 | 0 | 0 | 0 | 0 | 0 | 0 | 0 | 0 | 0 | 0 | 0 | 0 | 0 | 0 | 0 | 0
| 45.6BL | Other changes to existing metering - properties | Input (other changes to meters in each year) | 000's | 2 | 0 | -0.0008899 | -0.00092308 | -0.00095352 | -0.00098498 | -0.0010163 | -0.0010487 | -0.001082 | -0.0011161 | -0.0011499 | -0.0011845 | -0.0012167 | -0.0012491 | -0.0012806 | -0.0013127 | -0.001344 | -0.0013731 | -0.0014016 | -0.0014297 | -0.0014573 | -0.0014844 | -0.0015116 | -0.0015383 | -0.0015647 | -0.0015906 | -0.001616 | -0.0016411 | -0.0016657 | -0.00169
| 45.7BL | Measured void households - properties | Input (voids in each year) | 000's | 2 | 0.11941 | 0.11941 | 0.11941 | 0.11941 | 0.11941 | 0.11941 | 0.11941 | 0.11941 | 0.11941 | 0.11941 | 0.11941 | 0.11941 | 0.11941 | 0.11941 | 0.11941 | 0.11941 | 0.11941 | 0.11941 | 0.11941 | 0.11941 | 0.11941 | 0.11941 | 0.11941 | 0.11941 | 0.11941 | 0.11941 | 0.11941 | 0.11941 | 0.11941
| 46BL | Unmeasured households - properties (excl void) | Input (total) | 000's | 2 | 2.0969 | 2.0584 | 2.02 | 1.9816 | 1.9447 | 1.9085 | 1.873 | 1.8381 | 1.8039 | 1.7703 | 1.7374 | 1.705 | 1.6733 | 1.6422 | 1.6116 | 1.5816 | 1.5522 | 1.5233 | 1.4949 | 1.4671 | 1.4398 | 1.413 | 1.3867 | 1.3609 | 1.3356 | 1.3107 | 1.2863 | 1.2624 | 1.2389
| 47BL | Unmeasured void households - properties | Input (voids in each year) | 000's | 2 | 0.08093 | 0.08093 | 0.08093 | 0.08093 | 0.08093 | 0.08093 | 0.08093 | 0.08093 | 0.08093 | 0.08093 | 0.08093 | 0.08093 | 0.08093 | 0.08093 | 0.08093 | 0.08093 | 0.08093 | 0.08093 | 0.08093 | 0.08093 | 0.08093 | 0.08093 | 0.08093 | 0.08093 | 0.08093 | 0.08093 | 0.08093 | 0.08093 | 0.08093
| 48BL | Total Resource Zone Properties (incl voids) | SUM(42BL:45BL)+45.7BL+46BL+47BL | 000's | 2 | 5.4414 | 5.4975 | 5.5537 | 5.6098 | 5.6659 | 5.7278 | 5.7896 | 5.8514 | 5.9133 | 5.9751 | 6.0305 | 6.086 | 6.1414 | 6.1968 | 6.2522 | 6.3076 | 6.363 | 6.4184 | 6.4738 | 6.5292 | 6.5863 | 6.6433 | 6.7004 | 6.7575 | 6.8145 | 6.8716 | 6.9286 | 6.9856 | 7.0426
Customer: Population | 49BL | Measured Non Household - Population | Input (total) | 000's | 2 | 0.533 | 0.533 | 0.533 | 0.533 | 0.533 | 0.533 | 0.533 | 0.533 | 0.533 | 0.533 | 0.533 | 0.533 | 0.533 | 0.533 | 0.533 | 0.533 | 0.533 | 0.533 | 0.533 | 0.533 | 0.533 | 0.533 | 0.533 | 0.533 | 0.533 | 0.533 | 0.533 | 0.533 | 0.533
| 50BL | Unmeasured Non Household - Population | Input (total) | 000's | 2 | 0 | 0 | 0 | 0 | 0 | 0 | 0 | 0 | 0 | 0 | 0 | 0 | 0 | 0 | 0 | 0 | 0 | 0 | 0 | 0 | 0 | 0 | 0 | 0 | 0 | 0 | 0 | 0 | 0
| 51BL | Measured Household - Population | Input (total) | 000's | 2 | 7.0095 | 7.124 | 7.274 | 7.4247 | 7.5741 | 7.7241 | 7.8718 | 8.0165 | 8.1572 | 8.2945 | 8.4222 | 8.5477 | 8.6684 | 8.7869 | 8.9013 | 9.0149 | 9.126 | 9.2358 | 9.3408 | 9.4422 | 9.5431 | 9.6419 | 9.7362 | 9.8325 | 9.9262 | 10.0179 | 10.1094 | 10.1991 | 10.2875
| 52BL | Unmeasured Household - Population | Input (total) | 000's | 2 | 5.2919 | 5.2274 | 5.1321 | 5.0401 | 4.9488 | 4.854 | 4.7615 | 4.6711 | 4.5818 | 4.4948 | 4.4147 | 4.3365 | 4.2584 | 4.1822 | 4.107 | 4.0328 | 3.9603 | 3.89 | 3.8204 | 3.7505 | 3.6815 | 3.6142 | 3.5478 | 3.4833 | 3.4204 | 3.3591 | 3.2985 | 3.2396 | 3.1825
| 53BL | Total Resource Zone Population | Sum(49BL:52BL) | 000's | 2 | 12.8344 | 12.8845 | 12.9391 | 12.9978 | 13.0559 | 13.1111 | 13.1663 | 13.2206 | 13.272 | 13.3224 | 13.3698 | 13.4173 | 13.4598 | 13.5021 | 13.5413 | 13.5806 | 13.6194 | 13.6588 | 13.6942 | 13.7257 | 13.7576 | 13.7891 | 13.817 | 13.8488 | 13.8797 | 13.9101 | 13.9409 | 13.9717 | 14.003
Occupancy | 54BL | Measured Household - Occupancy Rate (average) (excl voids) | 51BL/45BL | h/prop | 1 | 2.7471 | 2.6938 | 2.657 | 2.623 | 2.5921 | 2.5589 | 2.5276 | 2.4978 | 2.469 | 2.4412 | 2.417 | 2.3938 | 2.3708 | 2.3486 | 2.3267 | 2.3058 | 2.2856 | 2.2661 | 2.2466 | 2.2272 | 2.2079 | 2.1891 | 2.1702 | 2.1526 | 2.1354 | 2.1185 | 2.1023 | 2.0865 | 2.0711
| 55BL | Unmeasured Household - Occupancy Rate | 52BL/46BL | h/prop | 1 | 2.5237 | 2.5395 | 2.5406 | 2.5435 | 2.5448 | 2.5433 | 2.5422 | 2.5412 | 2.5399 | 2.539 | 2.541 | 2.5433 | 2.5449 | 2.5468 | 2.5484 | 2.5498 | 2.5515 | 2.5537 | 2.5556 | 2.5564 | 2.5569 | 2.5578 | 2.5585 | 2.5596 | 2.561 | 2.5629 | 2.5643 | 2.5663 | 2.5689
Metering | 56BL | Total Household Metering penetration (excl. voids) | 45BL/45BL+46BL | % | 0 | 54.89% | 56.23% | 57.54% | 58.82% | 60.04% | 61.26% | 62.44% | 63.58% | 64.68% | 65.74% | 66.73% | 67.68% | 68.6% | 69.5% | 70.36% | 71.2% | 72.01% | 72.79% | 73.55% | 74.29% | 75.01% | 75.71% | 76.39% | 77.05% | 77.68% | 78.3% | 78.9% | 79.48% | 80.04%
| 57BL | Total Household Metering penetration (incl. voids) | 45BL/(45BL+45.7BL+46BL+47BL) | % | 0 | 52.62% | 53.93% | 55.22% | 56.47% | 57.67% | 58.87% | 60.03% | 61.16% | 62.24% | 63.29% | 64.26% | 65.21% | 66.12% | 67% | 67.86% | 68.69% | 69.5% | 70.28% | 71.04% | 71.77% | 72.49% | 73.19% | 73.87% | 74.53% | 75.16% | 75.78% | 76.38% | 76.97% | 77.53%
|  | Company: | Severn Trent Water
|  | Resource Zone Name: | Ruyton
|  | Resource Zone Number: | 10
|  | Planning Scenario Name: | Dry Year Annual Average
|  | Chosen Level of Service: | No more than 3 in 100 Temporary Use Bans

## 4. BL SDB
Table 4: Baseline supply demand balance
| Row ref | Component | Derivation | Unit | Decimal places | 2016-17 | For info 2017-18 | For info 2018-19 | For info 2019-20 | 2020-21 | 2021-22 | 2022-23 | 2023-24 | 2024-25 | 2025-26 | 2026-27 | 2027-28 | 2028-29 | 2029-2030 | 2030-2031 | 2031-2032 | 2032-33 | 2033-34 | 2034-35 | 2035-36 | 2036-37 | 2037-38 | 2038-39 | 2039-40 | 2040-41 | 2041-42 | 2042-43 | 2043-44 | 2044-45
SDB | 11BL | Distribution input | 19BL+20BL+21BL+22BL+32BL+33BL+38BL+39BL | Ml/d | 2 | 4.2866 | 4.2734 | 4.2446 | 4.2276 | 4.236 | 4.2518 | 4.2666 | 4.281 | 4.2923 | 4.3073 | 4.3183 | 4.3295 | 4.3383 | 4.3518 | 4.3572 | 4.3622 | 4.3646 | 4.3711 | 4.3747 | 4.3792 | 4.3815 | 4.3883 | 4.3925 | 4.3964 | 4.3977 | 4.4032 | 4.4062 | 4.4089 | 4.4091
| 12BL | Water Available For Use (own sources) | (7BL+8BL)-(9BL+10BL) | Ml/d | 2 | 5.1025 | 5.1025 | 5.1025 | 5.1025 | 5.1025 | 5.1025 | 5.1025 | 5.1025 | 5.1025 | 5.1025 | 5.1025 | 5.1025 | 5.1025 | 5.1025 | 5.1025 | 5.1025 | 5.1025 | 5.1025 | 5.1025 | 5.1025 | 5.1025 | 5.1025 | 5.1025 | 5.1025 | 5.1025 | 5.1025 | 5.1025 | 5.1025 | 5.1025
| 13BL | Total Water Available For Use | 12BL+(2BL+3BL)-(5BL+6BL) | Ml/d | 2 | 5.1025 | 5.1025 | 5.1025 | 5.1025 | 5.1025 | 5.1025 | 5.1025 | 5.1025 | 5.1025 | 5.1025 | 5.1025 | 5.1025 | 5.1025 | 5.1025 | 5.1025 | 5.1025 | 5.1025 | 5.1025 | 5.1025 | 5.1025 | 5.1025 | 5.1025 | 5.1025 | 5.1025 | 5.1025 | 5.1025 | 5.1025 | 5.1025 | 5.1025
| 14BL | Target headroom (climate change component) | Input | Ml/d | 2 | 0 | 0 | 0 | 0 | 0 | 0 | 0 | 0 | 0 | 0 | 0 | 0 | 0 | 0 | 0 | 0 | 0 | 0 | 0 | 0 | 0 | 0 | 0 | 0 | 0 | 0 | 0 | 0 | 0
| 15BL | Target headroom (All other components) | Input | Ml/d | 2 | 0.20198 | 0.1963 | 0.19472 | 0.18705 | 0.17936 | 0.17774 | 0.17519 | 0.17111 | 0.17367 | 0.13586 | 0.14025 | 0.13889 | 0.13846 | 0.13839 | 0.13744 | 0.13647 | 0.14354 | 0.14072 | 0.14335 | 0.13857 | 0.14073 | 0.14216 | 0.14789 | 0.1502 | 0.15472 | 0.15546 | 0.15814 | 0.15552 | 0.1593
| 16BL | Target Headroom | 14BL+15BL | Ml/d | 2 | 0 | 0.1963 | 0.19472 | 0.18705 | 0.17936 | 0.17774 | 0.17519 | 0.17111 | 0.17367 | 0.13586 | 0.14025 | 0.13889 | 0.13846 | 0.13839 | 0.13744 | 0.13647 | 0.14354 | 0.14072 | 0.14335 | 0.13857 | 0.14073 | 0.14216 | 0.14789 | 0.1502 | 0.15472 | 0.15546 | 0.15814 | 0.15552 | 0.1593
| 17BL | Available Headroom | 13BL-11BL | Ml/d | 2 | 0.81585 | 0.8291 | 0.85785 | 0.87485 | 0.86649 | 0.85069 | 0.83584 | 0.82145 | 0.8102 | 0.79522 | 0.78415 | 0.77303 | 0.76414 | 0.75072 | 0.74531 | 0.74024 | 0.73783 | 0.73138 | 0.72775 | 0.72333 | 0.72101 | 0.71421 | 0.71 | 0.7061 | 0.70479 | 0.6993 | 0.69629 | 0.69359 | 0.69339
| 18BL | Supply Demand Balance | 17BL-16BL | Ml/d | 2 | 0.81585 | 0.6328 | 0.66313 | 0.6878 | 0.68714 | 0.67296 | 0.66064 | 0.65035 | 0.63653 | 0.65936 | 0.64391 | 0.63414 | 0.62568 | 0.61233 | 0.60787 | 0.60376 | 0.59429 | 0.59066 | 0.5844 | 0.58477 | 0.58027 | 0.57205 | 0.5621 | 0.55591 | 0.55007 | 0.54384 | 0.53814 | 0.53807 | 0.53408
|  | Company: | Severn Trent Water
|  | Resource Zone Name: | Ruyton
|  | Resource Zone Number: | 10
|  | Planning Scenario Name: | Dry Year Annual Average
|  | Chosen Level of Service: | No more than 3 in 100 Temporary Use Bans
README

## 5. Feasible Options
Table 5: Feasible options detailed costs | [18 empty] | ENTER DISCOUNT RATE % |  |  |  | 3.5% | 3.5% | 3.5% | 3.5% | 3.5% | 3.5% | 3.5% | 3.5% | 3.5% | 3.5% | 3.5% | 3.5% | 3.5% | 3.5% | 3.5% | 3.5% | 3.5% | 3.5% | 3.5% | 3.5% | 3.5% | 3.5% | 3.5% | 3.5% | 3.5% | 3.5% | 3.5% | 3.5% | 3.5% | 3% | 3% | 3% | 3% | 3% | 3% | 3% | 3% | 3% | 3% | 3% | 3% | 3% | 3% | 3% | 3% | 3% | 3% | 3% | 3% | 3% | 3% | 3% | 3% | 3% | 3% | 3% | 3% | 3% | 3% | 3% | 3% | 3% | 3% | 3% | 3% | 3% | 3% | 3% | 3% | 3% | 3% | 3% | 3% | 3% | 2.5% | 2.5% | 2.5% | 2.5% | 2.5% | 2.5% | 2.5% | 2.5% | 2.5% | 2.5% | 2.5% | 2.5% | 2.5% | 2.5% | 2.5% | 2.5% | 2.5% | 2.5% | 2.5% | 2.5% | 2.5% | 2.5% | 2.5% | 2.5% | 2.5% | 2.5% | 2.5% | 2.5% | 2.5%
Detail the gains in WAFU / savings in demand, and the costs of feasible options under capacity use scenario | [18 empty] | ENTER DISCOUNT PERIOD (YRS) | 80 |  | 1 | 0.96618 | 0.93351 | 0.90194 | 0.87144 | 0.84197 | 0.8135 | 0.78599 | 0.75941 | 0.73373 | 0.70892 | 0.68495 | 0.66178 | 0.6394 | 0.61778 | 0.59689 | 0.57671 | 0.5572 | 0.53836 | 0.52016 | 0.50257 | 0.48557 | 0.46915 | 0.45329 | 0.43796 | 0.42315 | 0.40884 | 0.39501 | 0.38165 | 0.36875 | 0.35801 | 0.34758 | 0.33746 | 0.32763 | 0.31809 | 0.30882 | 0.29983 | 0.29109 | 0.28261 | 0.27438 | 0.26639 | 0.25863 | 0.2511 | 0.24379 | 0.23669 | 0.22979 | 0.2231 | 0.2166 | 0.21029 | 0.20417 | 0.19822 | 0.19245 | 0.18684 | 0.1814 | 0.17612 | 0.17099 | 0.16601 | 0.16117 | 0.15648 | 0.15192 | 0.14749 | 0.1432 | 0.13903 | 0.13498 | 0.13105 | 0.12723 | 0.12352 | 0.11993 | 0.11643 | 0.11304 | 0.10975 | 0.10655 | 0.10345 | 0.10044 | 0.097511 | 0.095133 | 0.092813 | 0.090549 | 0.08834 | 0.086186 | Note: If option costs are required from beyond year 80 then the NPV calculation formula must be amended manually to cover the extended period
[22 empty] | 1 | 2 | 3 | 4 | 5 | 6 | 7 | 8 | 9 | 10 | 11 | 12 | 13 | 14 | 15 | 16 | 17 | 18 | 19 | 20 | 21 | 22 | 23 | 24 | 25 | 26 | 27 | 28 | 29 | 30 | 31 | 32 | 33 | 34 | 35 | 36 | 37 | 38 | 39 | 40 | 41 | 42 | 43 | 44 | 45 | 46 | 47 | 48 | 49 | 50 | 51 | 52 | 53 | 54 | 55 | 56 | 57 | 58 | 59 | 60 | 61 | 62 | 63 | 64 | 65 | 66 | 67 | 68 | 69 | 70 | 71 | 72 | 73 | 74 | 75 | 76 | 77 | 78 | 79 | 80 | 81 | 82 | 83 | 84 | 85 | 86 | 87 | 88 | 89 | 90 | 91 | 92 | 93 | 94 | 95 | 96 | 97 | 98 | 99 | 100 | 101 | 102 | 103 | 104
Row ref | Option name | Option reference no. | Type of option | Preferred Option (Y/N) | Earliest potential option start date (Year) | Costs based on capacity | WAFU on full implementation (Ml/d) | NPV of WAFU (Ml) | CAPEX NPV (£000) | OPEX NPV (£000) | NPV of opex savings (£000) | NPV of carbon (£000) | Social & Env. NPV (£000) | TOTAL NPV (£000) | AIC (p/m3) | AISC (p/m3) | Scope confidence (score 1 to 5) | Cost confidence (score 1 to 5) | Cost component | Derivation | Unit | Year 1 | Year 2 | Year 3 | Year 4 | Year 5 | Year 6 | Year 7 | Year 8 | Year 9 | Year 10 | Year 11 | Year 12 | Year 13 | Year 14 | Year 15 | Year 16 | Year 17 | Year 18 | Year 19 | Year 20 | Year 21 | Year 22 | Year 23 | Year 24 | Year 25 | Year 26 | Year 27 | Year 28 | Year 29 | Year 30 | Year 31 | Year 32 | Year 33 | Year 34 | Year 35 | Year 36 | Year 37 | Year 38 | Year 39 | Year 40 | Year 41 | Year 42 | Year 43 | Year 44 | Year 45 | Year 46 | Year 47 | Year 48 | Year 49 | Year 50 | Year 51 | Year 52 | Year 53 | Year 54 | Year 55 | Year 56 | Year 57 | Year 58 | Year 59 | Year 60 | Year 61 | Year 62 | Year 63 | Year 64 | Year 65 | Year 66 | Year 67 | Year 68 | Year 69 | Year 70 | Year 71 | Year 72 | Year 73 | Year 74 | Year 75 | Year 76 | Year 77 | Year 78 | Year 79 | Year 80 | Year 81 | Year 82 | Year 83 | Year 84 | Year 85 | Year 86 | Year 87 | Year 88 | Year 89 | Year 90 | Year 91 | Year 92 | Year 93 | Year 94 | Year 95 | Year 96 | Year 97 | Year 98 | Year 99 | Year 100 | Year 101 | Year 102 | Year 103 | Year 104
58a | RESOURCE SIDE | bar: 1 Year 1 to 80 Year 80
58.1a | Options to increase raw water abstractions | [17 empty] | Total Mld for SDB component |  |  | 0 | 0 | 0 | 0 | 0 | 0 | 0 | 0 | 0 | 0 | 0 | 0 | 0 | 0 | 0 | 0 | 0 | 0 | 0 | 0 | 0 | 0 | 0 | 0 | 0 | 0 | 0 | 0 | 0 | 0 | 0 | 0 | 0 | 0 | 0 | 0 | 0 | 0 | 0 | 0 | 0 | 0 | 0 | 0 | 0 | 0 | 0 | 0 | 0 | 0 | 0 | 0 | 0 | 0 | 0 | 0 | 0 | 0 | 0 | 0 | 0 | 0 | 0 | 0 | 0 | 0 | 0 | 0 | 0 | 0 | 0 | 0 | 0 | 0 | 0 | 0 | 0 | 0 | 0 | 0 | 0 | 0 | 0 | 0 | 0 | 0 | 0 | 0 | 0 | 0 | 0 | 0 | 0 | 0 | 0 | 0 | 0 | 0 | 0 | 0 | 0 | 0 | 0 | 0
58.2a | Options to increase raw imports | [20 empty] | 0 | 0 | 0 | 0 | 0 | 0 | 0 | 0 | 0 | 0 | 0 | 0 | 0 | 0 | 0 | 0 | 0 | 0 | 0 | 0 | 0 | 0 | 0 | 0 | 0 | 0 | 0 | 0 | 0 | 0 | 0 | 0 | 0 | 0 | 0 | 0 | 0 | 0 | 0 | 0 | 0 | 0 | 0 | 0 | 0 | 0 | 0 | 0 | 0 | 0 | 0 | 0 | 0 | 0 | 0 | 0 | 0 | 0 | 0 | 0 | 0 | 0 | 0 | 0 | 0 | 0 | 0 | 0 | 0 | 0 | 0 | 0 | 0 | 0 | 0 | 0 | 0 | 0 | 0 | 0 | 0 | 0 | 0 | 0 | 0 | 0 | 0 | 0 | 0 | 0 | 0 | 0 | 0 | 0 | 0 | 0 | 0 | 0 | 0 | 0 | 0 | 0 | 0 | 0
58.3a | Options to increase potable imports | [20 empty] | 0 | 0 | 0 | 0 | 0 | 0 | 0 | 0 | 0 | 0 | 0 | 0 | 0 | 0 | 0 | 0 | 0 | 0 | 0 | 0 | 0 | 0 | 0 | 0 | 0 | 0 | 0 | 0 | 0 | 0 | 0 | 0 | 0 | 0 | 0 | 0 | 0 | 0 | 0 | 0 | 0 | 0 | 0 | 0 | 0 | 0 | 0 | 0 | 0 | 0 | 0 | 0 | 0 | 0 | 0 | 0 | 0 | 0 | 0 | 0 | 0 | 0 | 0 | 0 | 0 | 0 | 0 | 0 | 0 | 0 | 0 | 0 | 0 | 0 | 0 | 0 | 0 | 0 | 0 | 0 | 0 | 0 | 0 | 0 | 0 | 0 | 0 | 0 | 0 | 0 | 0 | 0 | 0 | 0 | 0 | 0 | 0 | 0 | 0 | 0 | 0 | 0 | 0 | 0
58.1x | Shelton WRZ to Ruyton WRZ transfer solution | GRD09 | Bulk supply | N | 2025-26 | Capacity | 1 | 8707.7825 | 2537.7435 | 2433.4077 | 0 | 97.2053 | 10.4507 | 5078.8072 | 57.0886 | 58.3249 | 3 | 3 | Gains in WAFU / Savings in demand | Input | Ml/d | 0 | 0 | 0 | 0 | 0 | 1 | 1 | 1 | 1 | 1 | 1 | 1 | 1 | 1 | 1 | 1 | 1 | 1 | 1 | 1 | 1 | 1 | 1 | 1 | 1 | 1 | 1 | 1 | 1 | 1 | 1 | 1 | 1 | 1 | 1 | 1 | 1 | 1 | 1 | 1 | 1 | 1 | 1 | 1 | 1 | 1 | 1 | 1 | 1 | 1 | 1 | 1 | 1 | 1 | 1 | 1 | 1 | 1 | 1 | 1 | 1 | 1 | 1 | 1 | 1 | 1 | 1 | 1 | 1 | 1 | 1 | 1 | 1 | 1 | 1 | 1 | 1 | 1 | 1 | 1 | 0 | 0 | 0 | 0 | 0 | 0 | 0 | 0 | 0 | 0 | 0 | 0 | 0 | 0 | 0 | 0 | 0 | 0 | 0 | 0 | 0 | 0 | 0 | 0
[19 empty] | Fixed capex | Input | £000s | 189.7 | 216.8 | 271 | 1084 | 948.5 | 0 | 0 | 0 | 0 | 0 | 0 | 0 | 0 | 0 | 0 | 0 | 0 | 0 | 0 | 0 | 0 | 0 | 0 | 0 | 0 | 0 | 0 | 0 | 0 | 0 | 0 | 0 | 0 | 0 | 0 | 0 | 0 | 0 | 0 | 0 | 0 | 0 | 0 | 0 | 0 | 0 | 0 | 0 | 0 | 0 | 0 | 0 | 0 | 0 | 0 | 0 | 0 | 0 | 0 | 0 | 42 | 48 | 60 | 240 | 210 | 0 | 0 | 0 | 0 | 0 | 0 | 0 | 0 | 0 | 0 | 0 | 0 | 0 | 0 | 0 | 0 | 0 | 0 | 0 | 0 | 0 | 0 | 0 | 0 | 0 | 0 | 0 | 0 | 0 | 0 | 0 | 0 | 0 | 0 | 0 | 0 | 0 | 0 | 0
[19 empty] | Variable capex | Input | £000s | 0 | 0 | 0 | 0 | 0 | 0 | 0 | 0 | 0 | 0 | 0 | 0 | 0 | 0 | 0 | 0 | 0 | 0 | 0 | 0 | 0 | 0 | 0 | 0 | 0 | 0 | 0 | 0 | 0 | 0 | 0 | 0 | 0 | 0 | 0 | 0 | 0 | 0 | 0 | 0 | 0 | 0 | 0 | 0 | 0 | 0 | 0 | 0 | 0 | 0 | 0 | 0 | 0 | 0 | 0 | 0 | 0 | 0 | 0 | 0 | 0 | 0 | 0 | 0 | 0 | 0 | 0 | 0 | 0 | 0 | 0 | 0 | 0 | 0 | 0 | 0 | 0 | 0 | 0 | 0 | 0 | 0 | 0 | 0 | 0 | 0 | 0 | 0 | 0 | 0 | 0 | 0 | 0 | 0 | 0 | 0 | 0 | 0 | 0 | 0 | 0 | 0 | 0 | 0
[19 empty] | Financing costs | Input | £000s | 0 | 0 | 0 | 0 | 0 | 0 | 0 | 0 | 0 | 0 | 0 | 0 | 0 | 0 | 0 | 0 | 0 | 0 | 0 | 0 | 0 | 0 | 0 | 0 | 0 | 0 | 0 | 0 | 0 | 0 | 0 | 0 | 0 | 0 | 0 | 0 | 0 | 0 | 0 | 0 | 0 | 0 | 0 | 0 | 0 | 0 | 0 | 0 | 0 | 0 | 0 | 0 | 0 | 0 | 0 | 0 | 0 | 0 | 0 | 0 | 0 | 0 | 0 | 0 | 0 | 0 | 0 | 0 | 0 | 0 | 0 | 0 | 0 | 0 | 0 | 0 | 0 | 0 | 0 | 0
[19 empty] | Fixed opex | Input | £000s | 0 | 0 | 0 | 0 | 0 | 24 | 24 | 24 | 24 | 24 | 24 | 24 | 24 | 24 | 24 | 24 | 24 | 24 | 24 | 24 | 24 | 24 | 24 | 24 | 24 | 24 | 24 | 24 | 24 | 24 | 24 | 24 | 24 | 24 | 24 | 24 | 24 | 24 | 24 | 24 | 24 | 24 | 24 | 24 | 24 | 24 | 24 | 24 | 24 | 24 | 24 | 24 | 24 | 24 | 24 | 24 | 24 | 24 | 24 | 24 | 24 | 24 | 24 | 24 | 24 | 24 | 24 | 24 | 24 | 24 | 24 | 24 | 24 | 24 | 24 | 24 | 24 | 24 | 24 | 24 | 0 | 0 | 0 | 0 | 0 | 0 | 0 | 0 | 0 | 0 | 0 | 0 | 0 | 0 | 0 | 0 | 0 | 0 | 0 | 0 | 0 | 0 | 0 | 0
[19 empty] | Variable opex | Input | £000s | 0 | 0 | 0 | 0 | 0 | 78 | 78 | 78 | 78 | 78 | 78 | 78 | 78 | 78 | 78 | 78 | 78 | 78 | 78 | 78 | 78 | 78 | 78 | 78 | 78 | 78 | 78 | 78 | 78 | 78 | 78 | 78 | 78 | 78 | 78 | 78 | 78 | 78 | 78 | 78 | 78 | 78 | 78 | 78 | 78 | 78 | 78 | 78 | 78 | 78 | 78 | 78 | 78 | 78 | 78 | 78 | 78 | 78 | 78 | 78 | 78 | 78 | 78 | 78 | 78 | 78 | 78 | 78 | 78 | 78 | 78 | 78 | 78 | 78 | 78 | 78 | 78 | 78 | 78 | 78 | 0 | 0 | 0 | 0 | 0 | 0 | 0 | 0 | 0 | 0 | 0 | 0 | 0 | 0 | 0 | 0 | 0 | 0 | 0 | 0 | 0 | 0 | 0 | 0
[19 empty] | Opex savings | Input | £000s | 0 | 0 | 0 | 0 | 0 | 0 | 0 | 0 | 0 | 0 | 0 | 0 | 0 | 0 | 0 | 0 | 0 | 0 | 0 | 0 | 0 | 0 | 0 | 0 | 0 | 0 | 0 | 0 | 0 | 0 | 0 | 0 | 0 | 0 | 0 | 0 | 0 | 0 | 0 | 0 | 0 | 0 | 0 | 0 | 0 | 0 | 0 | 0 | 0 | 0 | 0 | 0 | 0 | 0 | 0 | 0 | 0 | 0 | 0 | 0 | 0 | 0 | 0 | 0 | 0 | 0 | 0 | 0 | 0 | 0 | 0 | 0 | 0 | 0 | 0 | 0 | 0 | 0 | 0 | 0 | 0 | 0 | 0 | 0 | 0 | 0 | 0 | 0 | 0 | 0 | 0 | 0 | 0 | 0 | 0 | 0 | 0 | 0 | 0 | 0 | 0 | 0 | 0 | 0
[19 empty] | Fixed env & social | Input | £000s | 0.0322 | 0.0368 | 0.046 | 0.184 | 0.161 | 0 | 0 | 0 | 0 | 0 | 0 | 0 | 0 | 0 | 0 | 0 | 0 | 0 | 0 | 0 | 0 | 0 | 0 | 0 | 0 | 0 | 0 | 0 | 0 | 0 | 0 | 0 | 0 | 0 | 0 | 0 | 0 | 0 | 0 | 0 | 0 | 0 | 0 | 0 | 0 | 0 | 0 | 0 | 0 | 0 | 0 | 0 | 0 | 0 | 0 | 0 | 0 | 0 | 0 | 0 | 0.0071292 | 0.0081476 | 0.010185 | 0.040738 | 0.035646 | 0 | 0 | 0 | 0 | 0 | 0 | 0 | 0 | 0 | 0 | 0 | 0 | 0 | 0 | 0 | 0 | 0 | 0 | 0 | 0 | 0 | 0 | 0 | 0 | 0 | 0 | 0 | 0 | 0 | 0 | 0 | 0 | 0 | 0 | 0 | 0 | 0 | 0 | 0
[19 empty] | Variable env & social | Input | £000s | 0 | 0 | 0 | 0 | 0 | 0.42 | 0.42 | 0.42 | 0.42 | 0.42 | 0.42 | 0.42 | 0.42 | 0.42 | 0.42 | 0.42 | 0.42 | 0.42 | 0.42 | 0.42 | 0.42 | 0.42 | 0.42 | 0.42 | 0.42 | 0.42 | 0.42 | 0.42 | 0.42 | 0.42 | 0.42 | 0.42 | 0.42 | 0.42 | 0.42 | 0.42 | 0.42 | 0.42 | 0.42 | 0.42 | 0.42 | 0.42 | 0.42 | 0.42 | 0.42 | 0.42 | 0.42 | 0.42 | 0.42 | 0.42 | 0.42 | 0.42 | 0.42 | 0.42 | 0.42 | 0.42 | 0.42 | 0.42 | 0.42 | 0.42 | 0.42 | 0.42 | 0.42 | 0.42 | 0.42 | 0.42 | 0.42 | 0.42 | 0.42 | 0.42 | 0.42 | 0.42 | 0.42 | 0.42 | 0.42 | 0.42 | 0.42 | 0.42 | 0.42 | 0.42 | 0 | 0 | 0 | 0 | 0 | 0 | 0 | 0 | 0 | 0 | 0 | 0 | 0 | 0 | 0 | 0 | 0 | 0 | 0 | 0 | 0 | 0 | 0 | 0
[19 empty] | Fixed carbon costs | Input | £000s | 1.1264 | 1.2873 | 1.6091 | 6.4363 | 5.6318 | 0 | 0 | 0 | 0 | 0 | 0 | 0 | 0 | 0 | 0 | 0 | 0 | 0 | 0 | 0 | 0 | 0 | 0 | 0 | 0 | 0 | 0 | 0 | 0 | 0 | 0 | 0 | 0 | 0 | 0 | 0 | 0 | 0 | 0 | 0 | 0 | 0 | 0 | 0 | 0 | 0 | 0 | 0 | 0 | 0 | 0 | 0 | 0 | 0 | 0 | 0 | 0 | 0 | 0 | 0 | 0.24938 | 0.285 | 0.35625 | 1.425 | 1.2469 | 0 | 0 | 0 | 0 | 0 | 0 | 0 | 0 | 0 | 0 | 0 | 0 | 0 | 0 | 0 | 0 | 0 | 0 | 0 | 0 | 0 | 0 | 0 | 0 | 0 | 0 | 0 | 0 | 0 | 0 | 0 | 0 | 0 | 0 | 0 | 0 | 0 | 0 | 0
[19 empty] | Variable carbon costs | Input | £000s | 0 | 0 | 0 | 0 | 0 | 9.1095 | 8.4387 | 8.0207 | 7.8782 | 7.3413 | 6.9302 | 6.519 | 6.1078 | 5.6967 | 5.2855 | 4.8743 | 4.4631 | 4.052 | 3.6408 | 3.2296 | 2.8185 | 2.4073 | 1.9961 | 1.585 | 1.1738 | 1.1738 | 1.1738 | 1.1738 | 1.1738 | 1.1738 | 1.1738 | 1.1738 | 1.1738 | 1.1738 | 1.1738 | 1.1738 | 1.1738 | 1.1738 | 1.1738 | 1.1738 | 1.1738 | 1.1738 | 1.1738 | 1.1738 | 1.1738 | 1.1738 | 1.1738 | 1.1738 | 1.1738 | 1.1738 | 1.1738 | 1.1738 | 1.1738 | 1.1738 | 1.1738 | 1.1738 | 1.1738 | 1.1738 | 1.1738 | 1.1738 | 1.1738 | 1.1738 | 1.1738 | 1.1738 | 1.1738 | 1.1738 | 1.1738 | 1.1738 | 1.1738 | 1.1738 | 1.1738 | 1.1738 | 1.1738 | 1.1738 | 1.1738 | 1.1738 | 1.1738 | 1.1738 | 1.1738 | 1.1738 | 0 | 0 | 0 | 0 | 0 | 0 | 0 | 0 | 0 | 0 | 0 | 0 | 0 | 0 | 0 | 0 | 0 | 0 | 0 | 0 | 0 | 0 | 0 | 0
[19 empty] | Customer willingness to pay | Input | £000s | 0 | 0 | 0 | 0 | 0 | 0 | 0 | 0 | 0 | 0 | 0 | 0 | 0 | 0 | 0 | 0 | 0 | 0 | 0 | 0 | 0 | 0 | 0 | 0 | 0 | 0 | 0 | 0 | 0 | 0 | 0 | 0 | 0 | 0 | 0 | 0 | 0 | 0 | 0 | 0 | 0 | 0 | 0 | 0 | 0 | 0 | 0 | 0 | 0 | 0 | 0 | 0 | 0 | 0 | 0 | 0 | 0 | 0 | 0 | 0 | 0 | 0 | 0 | 0 | 0 | 0 | 0 | 0 | 0 | 0 | 0 | 0 | 0 | 0 | 0 | 0 | 0 | 0 | 0 | 0 | 0 | 0 | 0 | 0 | 0 | 0 | 0 | 0 | 0 | 0 | 0 | 0 | 0 | 0 | 0 | 0 | 0 | 0 | 0 | 0 | 0 | 0 | 0 | 0
[19 empty] | Total | Sum of above (excl WAFU) | £000s | 190.8586 | 218.1241 | 272.6551 | 1090.6203 | 954.2928 | 111.5295 | 110.8587 | 110.4407 | 110.2982 | 109.7613 | 109.3502 | 108.939 | 108.5278 | 108.1167 | 107.7055 | 107.2943 | 106.8831 | 106.472 | 106.0608 | 105.6496 | 105.2385 | 104.8273 | 104.4161 | 104.005 | 103.5938 | 103.5938 | 103.5938 | 103.5938 | 103.5938 | 103.5938 | 103.5938 | 103.5938 | 103.5938 | 103.5938 | 103.5938 | 103.5938 | 103.5938 | 103.5938 | 103.5938 | 103.5938 | 103.5938 | 103.5938 | 103.5938 | 103.5938 | 103.5938 | 103.5938 | 103.5938 | 103.5938 | 103.5938 | 103.5938 | 103.5938 | 103.5938 | 103.5938 | 103.5938 | 103.5938 | 103.5938 | 103.5938 | 103.5938 | 103.5938 | 103.5938 | 145.8503 | 151.887 | 163.9602 | 345.0596 | 314.8763 | 103.5938 | 103.5938 | 103.5938 | 103.5938 | 103.5938 | 103.5938 | 103.5938 | 103.5938 | 103.5938 | 103.5938 | 103.5938 | 103.5938 | 103.5938 | 103.5938 | 103.5938 | 0 | 0 | 0 | 0 | 0 | 0 | 0 | 0 | 0 | 0 | 0 | 0 | 0 | 0 | 0 | 0 | 0 | 0 | 0 | 0 | 0 | 0 | 0 | 0
58.4a | Options to reduce raw water losses and operational use | [20 empty] | 0 | 0 | 0 | 0 | 0 | 0 | 0 | 0 | 0 | 0 | 0 | 0 | 0 | 0 | 0 | 0 | 0 | 0 | 0 | 0 | 0 | 0 | 0 | 0 | 0 | 0 | 0 | 0 | 0 | 0 | 0 | 0 | 0 | 0 | 0 | 0 | 0 | 0 | 0 | 0 | 0 | 0 | 0 | 0 | 0 | 0 | 0 | 0 | 0 | 0 | 0 | 0 | 0 | 0 | 0 | 0 | 0 | 0 | 0 | 0 | 0 | 0 | 0 | 0 | 0 | 0 | 0 | 0 | 0 | 0 | 0 | 0 | 0 | 0 | 0 | 0 | 0 | 0 | 0 | 0 | 0 | 0 | 0 | 0 | 0 | 0 | 0 | 0 | 0 | 0 | 0 | 0 | 0 | 0 | 0 | 0 | 0 | 0 | 0 | 0 | 0 | 0 | 0 | 0
58.5a | Options to reduce raw water exports | [20 empty] | 0 | 0 | 0 | 0 | 0 | 0 | 0 | 0 | 0 | 0 | 0 | 0 | 0 | 0 | 0 | 0 | 0 | 0 | 0 | 0 | 0 | 0 | 0 | 0 | 0 | 0 | 0 | 0 | 0 | 0 | 0 | 0 | 0 | 0 | 0 | 0 | 0 | 0 | 0 | 0 | 0 | 0 | 0 | 0 | 0 | 0 | 0 | 0 | 0 | 0 | 0 | 0 | 0 | 0 | 0 | 0 | 0 | 0 | 0 | 0 | 0 | 0 | 0 | 0 | 0 | 0 | 0 | 0 | 0 | 0 | 0 | 0 | 0 | 0 | 0 | 0 | 0 | 0 | 0 | 0 | 0 | 0 | 0 | 0 | 0 | 0 | 0 | 0 | 0 | 0 | 0 | 0 | 0 | 0 | 0 | 0 | 0 | 0 | 0 | 0 | 0 | 0 | 0 | 0
58.6a | Options to reduce potable water exports | [20 empty] | 0 | 0 | 0 | 0 | 0 | 0 | 0 | 0 | 0 | 0 | 0 | 0 | 0 | 0 | 0 | 0 | 0 | 0 | 0 | 0 | 0 | 0 | 0 | 0 | 0 | 0 | 0 | 0 | 0 | 0 | 0 | 0 | 0 | 0 | 0 | 0 | 0 | 0 | 0 | 0 | 0 | 0 | 0 | 0 | 0 | 0 | 0 | 0 | 0 | 0 | 0 | 0 | 0 | 0 | 0 | 0 | 0 | 0 | 0 | 0 | 0 | 0 | 0 | 0 | 0 | 0 | 0 | 0 | 0 | 0 | 0 | 0 | 0 | 0 | 0 | 0 | 0 | 0 | 0 | 0 | 0 | 0 | 0 | 0 | 0 | 0 | 0 | 0 | 0 | 0 | 0 | 0 | 0 | 0 | 0 | 0 | 0 | 0 | 0 | 0 | 0 | 0 | 0 | 0
58.7a | Other options to increase Deployable Output | [20 empty] | 0 | 0 | 0 | 0 | 0 | 0 | 0 | 0 | 0 | 0 | 0 | 0 | 0 | 0 | 0 | 0 | 0 | 0 | 0 | 0 | 0 | 0 | 0 | 0 | 0 | 0 | 0 | 0 | 0 | 0 | 0 | 0 | 0 | 0 | 0 | 0 | 0 | 0 | 0 | 0 | 0 | 0 | 0 | 0 | 0 | 0 | 0 | 0 | 0 | 0 | 0 | 0 | 0 | 0 | 0 | 0 | 0 | 0 | 0 | 0 | 0 | 0 | 0 | 0 | 0 | 0 | 0 | 0 | 0 | 0 | 0 | 0 | 0 | 0 | 0 | 0 | 0 | 0 | 0 | 0 | 0 | 0 | 0 | 0 | 0 | 0 | 0 | 0 | 0 | 0 | 0 | 0 | 0 | 0 | 0 | 0 | 0 | 0 | 0 | 0 | 0 | 0 | 0 | 0
59a | DISTRIBUTION SIDE | bar: 1 Year 1 to 80 Year 80
59.1a | Options to reduce Distribution Losses | [20 empty] | 0 | 0 | 0 | 0 | 0 | 0 | 0 | 0 | 0 | 0 | 0 | 0 | 0 | 0 | 0 | 0 | 0 | 0 | 0 | 0 | 0 | 0 | 0 | 0 | 0 | 0 | 0 | 0 | 0 | 0 | 0 | 0 | 0 | 0 | 0 | 0 | 0 | 0 | 0 | 0 | 0 | 0 | 0 | 0 | 0 | 0 | 0 | 0 | 0 | 0 | 0 | 0 | 0 | 0 | 0 | 0 | 0 | 0 | 0 | 0 | 0 | 0 | 0 | 0 | 0 | 0 | 0 | 0 | 0 | 0 | 0 | 0 | 0 | 0 | 0 | 0 | 0 | 0 | 0 | 0 | 0 | 0 | 0 | 0 | 0 | 0 | 0 | 0 | 0 | 0 | 0 | 0 | 0 | 0 | 0 | 0 | 0 | 0 | 0 | 0 | 0 | 0 | 0 | 0
58.1x | Active Leakage Control |  | Demand | Y | 2020-21 | Capacity | 0.47 | 2791.5062 | 5680.3445 | 557.8167 | 214.6835 | 4162.7242 | 442.9315 | 11058.5005 | 231.16 | 396.1482 | 3 | 3 | Gains in WAFU / Savings in demand | Input | Ml/d | 0 | 0 | 0 | 0 | 0 | 0 | 0 | 0.01 | 0.01 | 0.02 | 0.03 | 0.04 | 0.05 | 0.07 | 0.09 | 0.12 | 0.14 | 0.17 | 0.21 | 0.24 | 0.28 | 0.33 | 0.37 | 0.42 | 0.47 | 0.53 | 0.53 | 0.53 | 0.53 | 0.53 | 0.53 | 0.53 | 0.53 | 0.53 | 0.53 | 0.53 | 0.53 | 0.53 | 0.53 | 0.53 | 0.53 | 0.53 | 0.53 | 0.53 | 0.53 | 0.53 | 0.53 | 0.53 | 0.53 | 0.53 | 0.53 | 0.53 | 0.53 | 0.53 | 0.53 | 0.53 | 0.53 | 0.53 | 0.53 | 0.53 | 0.53 | 0.53 | 0.53 | 0.53 | 0.53 | 0.53 | 0.53 | 0.53 | 0.53 | 0.53 | 0.53 | 0.53 | 0.53 | 0.53 | 0.53 | 0.53 | 0.53 | 0.53 | 0.53 | 0.53 | 0 | 0 | 0 | 0 | 0 | 0 | 0 | 0 | 0 | 0 | 0 | 0 | 0 | 0 | 0 | 0 | 0 | 0 | 0 | 0 | 0 | 0 | 0 | 0
[19 empty] | Fixed capex | Input | £000s | 4.2255 | 4.2292 | 4.2331 | 4.2367 | 4.2399 | 4.2551 | 4.2879 | 4.3282 | 4.3732 | 4.4229 | 4.4925 | 4.5885 | 4.703 | 4.8355 | 4.9888 | 5.1646 | 5.3674 | 5.6054 | 5.8886 | 6.2322 | 6.663 | 7.225 | 8.0041 | 9.2318 | 12.8201 | 12.8201 | 12.8201 | 12.8201 | 12.8201 | 12.8201 | 12.8201 | 12.8201 | 12.8201 | 12.8201 | 12.8201 | 12.8201 | 12.8201 | 12.8201 | 12.8201 | 12.8201 | 12.8201 | 12.8201 | 12.8201 | 12.8201 | 12.8201 | 12.8201 | 12.8201 | 12.8201 | 12.8201 | 12.8201 | 12.8201 | 12.8201 | 12.8201 | 12.8201 | 12.8201 | 12.8201 | 12.8201 | 12.8201 | 12.8201 | 12.8201 | 12.8201 | 12.8201 | 12.8201 | 12.8201 | 12.8201 | 12.8201 | 12.8201 | 12.8201 | 12.8201 | 12.8201 | 12.8201 | 12.8201 | 12.8201 | 12.8201 | 12.8201 | 12.8201 | 12.8201 | 12.8201 | 12.8201 | 12.8201 | 0 | 0 | 0 | 0 | 0 | 0 | 0 | 0 | 0 | 0 | 0 | 0 | 0 | 0 | 0 | 0 | 0 | 0 | 0 | 0 | 0 | 0 | 0 | 0
[19 empty] | Variable capex | Input | £000s | 90.0368 | 90.1336 | 90.245 | 90.3554 | 90.4587 | 90.8703 | 91.7521 | 92.8885 | 94.2127 | 95.7189 | 97.7839 | 100.5955 | 103.9823 | 107.9316 | 112.5052 | 117.7287 | 123.6905 | 130.5609 | 138.5567 | 147.994 | 159.4559 | 173.877 | 193.0915 | 222.0264 | 301.4216 | 301.4216 | 301.4216 | 301.4216 | 301.4216 | 301.4216 | 301.4216 | 301.4216 | 301.4216 | 301.4216 | 301.4216 | 301.4216 | 301.4216 | 301.4216 | 301.4216 | 301.4216 | 301.4216 | 301.4216 | 301.4216 | 301.4216 | 301.4216 | 301.4216 | 301.4216 | 301.4216 | 301.4216 | 301.4216 | 301.4216 | 301.4216 | 301.4216 | 301.4216 | 301.4216 | 301.4216 | 301.4216 | 301.4216 | 301.4216 | 301.4216 | 301.4216 | 301.4216 | 301.4216 | 301.4216 | 301.4216 | 301.4216 | 301.4216 | 301.4216 | 301.4216 | 301.4216 | 301.4216 | 301.4216 | 301.4216 | 301.4216 | 301.4216 | 301.4216 | 301.4216 | 301.4216 | 301.4216 | 301.4216 | 0 | 0 | 0 | 0 | 0 | 0 | 0 | 0 | 0 | 0 | 0 | 0 | 0 | 0 | 0 | 0 | 0 | 0 | 0 | 0 | 0 | 0 | 0 | 0
[19 empty] | Financing costs | Input | £000s | 0 | 0 | 0 | 0 | 0 | 0 | 0 | 0 | 0 | 0 | 0 | 0 | 0 | 0 | 0 | 0 | 0 | 0 | 0 | 0 | 0 | 0 | 0 | 0 | 0 | 0 | 0 | 0 | 0 | 0 | 0 | 0 | 0 | 0 | 0 | 0 | 0 | 0 | 0 | 0 | 0 | 0 | 0 | 0 | 0 | 0 | 0 | 0 | 0 | 0 | 0 | 0 | 0 | 0 | 0 | 0 | 0 | 0 | 0 | 0 | 0 | 0 | 0 | 0 | 0 | 0 | 0 | 0 | 0 | 0 | 0 | 0 | 0 | 0 | 0 | 0 | 0 | 0 | 0 | 0
[19 empty] | Fixed opex | Input | £000s | 0 | 0 | 0 | 0 | 0 | 0 | 0 | 0 | 0 | 0 | 0 | 0 | 0 | 0 | 0 | 0 | 0 | 0 | 0 | 0 | 0 | 0 | 0 | 0 | 0 | 0 | 0 | 0 | 0 | 0 | 0 | 0 | 0 | 0 | 0 | 0 | 0 | 0 | 0 | 0 | 0 | 0 | 0 | 0 | 0 | 0 | 0 | 0 | 0 | 0 | 0 | 0 | 0 | 0 | 0 | 0 | 0 | 0 | 0 | 0 | 0 | 0 | 0 | 0 | 0 | 0 | 0 | 0 | 0 | 0 | 0 | 0 | 0 | 0 | 0 | 0 | 0 | 0 | 0 | 0 | 0 | 0 | 0 | 0 | 0 | 0 | 0 | 0 | 0 | 0 | 0 | 0 | 0 | 0 | 0 | 0 | 0 | 0 | 0 | 0 | 0 | 0 | 0 | 0
[19 empty] | Variable opex | Input | £000s | 10.0034 | 10.0121 | 10.0215 | 10.03 | 10.0375 | 10.0735 | 10.151 | 10.2465 | 10.3531 | 10.4708 | 10.6355 | 10.8629 | 11.1339 | 11.4474 | 11.8104 | 12.2267 | 12.7069 | 13.2701 | 13.9407 | 14.754 | 15.774 | 17.1043 | 18.9489 | 21.8553 | 30.3502 | 30.3502 | 30.3502 | 30.3502 | 30.3502 | 30.3502 | 30.3502 | 30.3502 | 30.3502 | 30.3502 | 30.3502 | 30.3502 | 30.3502 | 30.3502 | 30.3502 | 30.3502 | 30.3502 | 30.3502 | 30.3502 | 30.3502 | 30.3502 | 30.3502 | 30.3502 | 30.3502 | 30.3502 | 30.3502 | 30.3502 | 30.3502 | 30.3502 | 30.3502 | 30.3502 | 30.3502 | 30.3502 | 30.3502 | 30.3502 | 30.3502 | 30.3502 | 30.3502 | 30.3502 | 30.3502 | 30.3502 | 30.3502 | 30.3502 | 30.3502 | 30.3502 | 30.3502 | 30.3502 | 30.3502 | 30.3502 | 30.3502 | 30.3502 | 30.3502 | 30.3502 | 30.3502 | 30.3502 | 30.3502 | 0 | 0 | 0 | 0 | 0 | 0 | 0 | 0 | 0 | 0 | 0 | 0 | 0 | 0 | 0 | 0 | 0 | 0 | 0 | 0 | 0 | 0 | 0 | 0
[19 empty] | Opex savings | Input | £000s | 0 | 0 | 0 | 0 | 0 | 0 | 0 | 0.30847 | 0.30847 | 0.61694 | 0.9254 | 1.2339 | 1.5423 | 2.1593 | 2.7762 | 3.7016 | 4.3186 | 5.244 | 6.4778 | 7.4032 | 8.6371 | 10.1794 | 11.4133 | 12.9557 | 14.498 | 14.498 | 14.498 | 14.498 | 14.498 | 14.498 | 14.498 | 14.498 | 14.498 | 14.498 | 14.498 | 14.498 | 14.498 | 14.498 | 14.498 | 14.498 | 14.498 | 14.498 | 14.498 | 14.498 | 14.498 | 14.498 | 14.498 | 14.498 | 14.498 | 14.498 | 14.498 | 14.498 | 14.498 | 14.498 | 14.498 | 14.498 | 14.498 | 14.498 | 14.498 | 14.498 | 14.498 | 14.498 | 14.498 | 14.498 | 14.498 | 14.498 | 14.498 | 14.498 | 14.498 | 14.498 | 14.498 | 14.498 | 14.498 | 14.498 | 14.498 | 14.498 | 14.498 | 14.498 | 14.498 | 14.498 | 0 | 0 | 0 | 0 | 0 | 0 | 0 | 0 | 0 | 0 | 0 | 0 | 0 | 0 | 0 | 0 | 0 | 0 | 0 | 0 | 0 | 0 | 0 | 0
[19 empty] | Fixed env & social | Input | £000s | 0 | 0 | 0 | 0 | 0 | 0 | 0 | 0 | 0 | 0 | 0 | 0 | 0 | 0 | 0 | 0 | 0 | 0 | 0 | 0 | 0 | 0 | 0 | 0 | 0 | 0 | 0 | 0 | 0 | 0 | 0 | 0 | 0 | 0 | 0 | 0 | 0 | 0 | 0 | 0 | 0 | 0 | 0 | 0 | 0 | 0 | 0 | 0 | 0 | 0 | 0 | 0 | 0 | 0 | 0 | 0 | 0 | 0 | 0 | 0 | 0 | 0 | 0 | 0 | 0 | 0 | 0 | 0 | 0 | 0 | 0 | 0 | 0 | 0 | 0 | 0 | 0 | 0 | 0 | 0 | 0 | 0 | 0 | 0 | 0 | 0 | 0 | 0 | 0 | 0 | 0 | 0 | 0 | 0 | 0 | 0 | 0 | 0 | 0 | 0 | 0 | 0 | 0 | 0
[19 empty] | Variable env & social | Input | £000s | 0.00687 | 0.02592 | 0.05415 | 0.08862 | 0.12645 | 0.21758 | 0.41025 | 0.69943 | 1.0799 | 1.5465 | 2.1545 | 2.9535 | 3.9422 | 5.1193 | 6.4834 | 8.0251 | 9.7369 | 11.6169 | 13.6631 | 15.8737 | 18.2549 | 20.81 | 23.5377 | 26.4368 | 29.5059 | 29.5059 | 29.5059 | 29.5059 | 29.5059 | 29.5059 | 29.5059 | 29.5059 | 29.5059 | 29.5059 | 29.5059 | 29.5059 | 29.5059 | 29.5059 | 29.5059 | 29.5059 | 29.5059 | 29.5059 | 29.5059 | 29.5059 | 29.5059 | 29.5059 | 29.5059 | 29.5059 | 29.5059 | 29.5059 | 29.5059 | 29.5059 | 29.5059 | 29.5059 | 29.5059 | 29.5059 | 29.5059 | 29.5059 | 29.5059 | 29.5059 | 29.5059 | 29.5059 | 29.5059 | 29.5059 | 29.5059 | 29.5059 | 29.5059 | 29.5059 | 29.5059 | 29.5059 | 29.5059 | 29.5059 | 29.5059 | 29.5059 | 29.5059 | 29.5059 | 29.5059 | 29.5059 | 29.5059 | 29.5059 | 0 | 0 | 0 | 0 | 0 | 0 | 0 | 0 | 0 | 0 | 0 | 0 | 0 | 0 | 0 | 0 | 0 | 0 | 0 | 0 | 0 | 0 | 0 | 0
[19 empty] | Fixed carbon costs | Input | £000s | 0 | 0 | 0 | 0 | 0 | 0 | 0 | 0 | 0 | 0 | 0 | 0 | 0 | 0 | 0 | 0 | 0 | 0 | 0 | 0 | 0 | 0 | 0 | 0 | 0 | 0 | 0 | 0 | 0 | 0 | 0 | 0 | 0 | 0 | 0 | 0 | 0 | 0 | 0 | 0 | 0 | 0 | 0 | 0 | 0 | 0 | 0 | 0 | 0 | 0 | 0 | 0 | 0 | 0 | 0 | 0 | 0 | 0 | 0 | 0 | 0 | 0 | 0 | 0 | 0 | 0 | 0 | 0 | 0 | 0 | 0 | 0 | 0 | 0 | 0 | 0 | 0 | 0 | 0 | 0 | 0 | 0 | 0 | 0 | 0 | 0 | 0 | 0 | 0 | 0 | 0 | 0 | 0 | 0 | 0 | 0 | 0 | 0 | 0 | 0 | 0 | 0 | 0 | 0
[19 empty] | Variable carbon costs | Input | £000s | 74.65 | 74.72 | 74.79 | 74.85 | 74.9 | 75.17 | 75.75 | 76.46 | 77.26 | 78.14 | 79.37 | 81.06 | 83.09 | 85.43 | 88.14 | 91.24 | 94.82 | 99.03 | 104.03 | 110.1 | 117.71 | 127.64 | 141.41 | 163.1 | 226.49 | 226.49 | 226.49 | 226.49 | 226.49 | 226.49 | 226.49 | 226.49 | 226.49 | 226.49 | 226.49 | 226.49 | 226.49 | 226.49 | 226.49 | 226.49 | 226.49 | 226.49 | 226.49 | 226.49 | 226.49 | 226.49 | 226.49 | 226.49 | 226.49 | 226.49 | 226.49 | 226.49 | 226.49 | 226.49 | 226.49 | 226.49 | 226.49 | 226.49 | 226.49 | 226.49 | 226.49 | 226.49 | 226.49 | 226.49 | 226.49 | 226.49 | 226.49 | 226.49 | 226.49 | 226.49 | 226.49 | 226.49 | 226.49 | 226.49 | 226.49 | 226.49 | 226.49 | 226.49 | 226.49 | 226.49 | 0 | 0 | 0 | 0 | 0 | 0 | 0 | 0 | 0 | 0 | 0 | 0 | 0 | 0 | 0 | 0 | 0 | 0 | 0 | 0 | 0 | 0 | 0 | 0
[19 empty] | Customer willingness to pay | Input | £000s | 0 | 0 | 0 | 0 | 0 | 0 | 0 | 0 | 0 | 0 | 0 | 0 | 0 | 0 | 0 | 0 | 0 | 0 | 0 | 0 | 0 | 0 | 0 | 0 | 0 | 0 | 0 | 0 | 0 | 0 | 0 | 0 | 0 | 0 | 0 | 0 | 0 | 0 | 0 | 0 | 0 | 0 | 0 | 0 | 0 | 0 | 0 | 0 | 0 | 0 | 0 | 0 | 0 | 0 | 0 | 0 | 0 | 0 | 0 | 0 | 0 | 0 | 0 | 0 | 0 | 0 | 0 | 0 | 0 | 0 | 0 | 0 | 0 | 0 | 0 | 0 | 0 | 0 | 0 | 0 | 0 | 0 | 0 | 0 | 0 | 0 | 0 | 0 | 0 | 0 | 0 | 0 | 0 | 0 | 0 | 0 | 0 | 0 | 0 | 0 | 0 | 0 | 0 | 0
[19 empty] | Total | Sum of above (excl WAFU) | £000s | 178.9225 | 179.1208 | 179.3438 | 179.5608 | 179.7625 | 180.5866 | 182.3512 | 184.9311 | 187.5875 | 190.9161 | 195.3618 | 201.2943 | 208.3938 | 216.923 | 226.704 | 238.0867 | 250.6403 | 265.3273 | 282.557 | 302.3571 | 326.4949 | 356.8358 | 396.4055 | 455.6059 | 615.0858 | 615.0858 | 615.0858 | 615.0858 | 615.0858 | 615.0858 | 615.0858 | 615.0858 | 615.0858 | 615.0858 | 615.0858 | 615.0858 | 615.0858 | 615.0858 | 615.0858 | 615.0858 | 615.0858 | 615.0858 | 615.0858 | 615.0858 | 615.0858 | 615.0858 | 615.0858 | 615.0858 | 615.0858 | 615.0858 | 615.0858 | 615.0858 | 615.0858 | 615.0858 | 615.0858 | 615.0858 | 615.0858 | 615.0858 | 615.0858 | 615.0858 | 615.0858 | 615.0858 | 615.0858 | 615.0858 | 615.0858 | 615.0858 | 615.0858 | 615.0858 | 615.0858 | 615.0858 | 615.0858 | 615.0858 | 615.0858 | 615.0858 | 615.0858 | 615.0858 | 615.0858 | 615.0858 | 615.0858 | 615.0858 | 0 | 0 | 0 | 0 | 0 | 0 | 0 | 0 | 0 | 0 | 0 | 0 | 0 | 0 | 0 | 0 | 0 | 0 | 0 | 0 | 0 | 0 | 0 | 0
59.2a | Options to reduce Distribution System Operating Use (DSOU) losses | [20 empty] | 0 | 0 | 0 | 0 | 0 | 0 | 0 | 0 | 0 | 0 | 0 | 0 | 0 | 0 | 0 | 0 | 0 | 0 | 0 | 0 | 0 | 0 | 0 | 0 | 0 | 0 | 0 | 0 | 0 | 0 | 0 | 0 | 0 | 0 | 0 | 0 | 0 | 0 | 0 | 0 | 0 | 0 | 0 | 0 | 0 | 0 | 0 | 0 | 0 | 0 | 0 | 0 | 0 | 0 | 0 | 0 | 0 | 0 | 0 | 0 | 0 | 0 | 0 | 0 | 0 | 0 | 0 | 0 | 0 | 0 | 0 | 0 | 0 | 0 | 0 | 0 | 0 | 0 | 0 | 0 | 0 | 0 | 0 | 0 | 0 | 0 | 0 | 0 | 0 | 0 | 0 | 0 | 0 | 0 | 0 | 0 | 0 | 0 | 0 | 0 | 0 | 0 | 0 | 0
60a | PRODUCTION SIDE | bar: 1 Year 1 to 80 Year 80
60.1a | Options to reduce treatment works losses | [20 empty] | 0 | 0 | 0 | 0 | 0 | 0 | 0 | 0 | 0 | 0 | 0 | 0 | 0 | 0 | 0 | 0 | 0 | 0 | 0 | 0 | 0 | 0 | 0 | 0 | 0 | 0 | 0 | 0 | 0 | 0 | 0 | 0 | 0 | 0 | 0 | 0 | 0 | 0 | 0 | 0 | 0 | 0 | 0 | 0 | 0 | 0 | 0 | 0 | 0 | 0 | 0 | 0 | 0 | 0 | 0 | 0 | 0 | 0 | 0 | 0 | 0 | 0 | 0 | 0 | 0 | 0 | 0 | 0 | 0 | 0 | 0 | 0 | 0 | 0 | 0 | 0 | 0 | 0 | 0 | 0 | 0 | 0 | 0 | 0 | 0 | 0 | 0 | 0 | 0 | 0 | 0 | 0 | 0 | 0 | 0 | 0 | 0 | 0 | 0 | 0 | 0 | 0 | 0 | 0
60.2a | Options to reduce outage | [20 empty] | 0 | 0 | 0 | 0 | 0 | 0 | 0 | 0 | 0 | 0 | 0 | 0 | 0 | 0 | 0 | 0 | 0 | 0 | 0 | 0 | 0 | 0 | 0 | 0 | 0 | 0 | 0 | 0 | 0 | 0 | 0 | 0 | 0 | 0 | 0 | 0 | 0 | 0 | 0 | 0 | 0 | 0 | 0 | 0 | 0 | 0 | 0 | 0 | 0 | 0 | 0 | 0 | 0 | 0 | 0 | 0 | 0 | 0 | 0 | 0 | 0 | 0 | 0 | 0 | 0 | 0 | 0 | 0 | 0 | 0 | 0 | 0 | 0 | 0 | 0 | 0 | 0 | 0 | 0 | 0 | 0 | 0 | 0 | 0 | 0 | 0 | 0 | 0 | 0 | 0 | 0 | 0 | 0 | 0 | 0 | 0 | 0 | 0 | 0 | 0 | 0 | 0 | 0 | 0
61a | CUSTOMER SIDE | bar: 1 Year 1 to 80 Year 80
61.1a | Options to change volume delivered to measured households | [20 empty] | 0 | 0 | 0 | 0 | 0 | 0 | 0 | 0 | 0 | 0 | 0 | 0 | 0 | 0 | 0 | 0 | 0 | 0 | 0 | 0 | 0 | 0 | 0 | 0 | 0 | 0 | 0 | 0 | 0 | 0 | 0 | 0 | 0 | 0 | 0 | 0 | 0 | 0 | 0 | 0 | 0 | 0 | 0 | 0 | 0 | 0 | 0 | 0 | 0 | 0 | 0 | 0 | 0 | 0 | 0 | 0 | 0 | 0 | 0 | 0 | 0 | 0 | 0 | 0 | 0 | 0 | 0 | 0 | 0 | 0 | 0 | 0 | 0 | 0 | 0 | 0 | 0 | 0 | 0 | 0 | 0 | 0 | 0 | 0 | 0 | 0 | 0 | 0 | 0 | 0 | 0 | 0 | 0 | 0 | 0 | 0 | 0 | 0 | 0 | 0 | 0 | 0 | 0 | 0
58.1x | Home water efficiency checks including social housing | WE003 | Demand | Y | 2020-21 | Capacity | 0.008041 | 32.8412 | 0 | 122.5374 | 0 | 0 | 0 | 122.5374 | 373.1205 | 373.1205 | 3 | 3 | Gains in WAFU / Savings in demand | Input | Ml/d | 0.00077322 | 0.0015039 | 0.0021944 | 0.002847 | 0.0034636 | 0.0040463 | 0.004597 | 0.0051174 | 0.0056091 | 0.0060739 | 0.006513 | 0.006928 | 0.0073202 | 0.0076908 | 0.008041 | 0.0075988 | 0.0071809 | 0.0067859 | 0.0064127 | 0.00606 | 0.0054773 | 0.0049266 | 0.0044062 | 0.0039144 | 0.0034497 | 0.0030106 | 0.0025955 | 0.0022034 | 0.0018328 | 0.0014825 | 0.001401 | 0.0013239 | 0.0012511 | 0.0011823 | 0.0011173 | 0 | 0 | 0 | 0 | 0 | 0 | 0 | 0 | 0 | 0 | 0 | 0 | 0 | 0 | 0 | 0 | 0 | 0 | 0 | 0 | 0 | 0 | 0 | 0 | 0 | 0 | 0 | 0 | 0 | 0 | 0 | 0 | 0 | 0 | 0 | 0 | 0 | 0 | 0 | 0 | 0 | 0 | 0 | 0 | 0 | 0 | 0 | 0 | 0 | 0 | 0 | 0 | 0 | 0 | 0 | 0 | 0 | 0 | 0 | 0 | 0 | 0 | 0 | 0 | 0 | 0 | 0 | 0 | 0
| This is a company wide decision, and the AIC reflects the company wide costs and demand benefits for measured and unmeasured water efficiency programmes | [17 empty] | Fixed capex | Input | £000s | 0 | 0 | 0 | 0 | 0 | 0 | 0 | 0 | 0 | 0 | 0 | 0 | 0 | 0 | 0 | 0 | 0 | 0 | 0 | 0 | 0 | 0 | 0 | 0 | 0 | 0 | 0 | 0 | 0 | 0 | 0 | 0 | 0 | 0 | 0 | 0 | 0 | 0 | 0 | 0 | 0 | 0 | 0 | 0 | 0 | 0 | 0 | 0 | 0 | 0 | 0 | 0 | 0 | 0 | 0 | 0 | 0 | 0 | 0 | 0 | 0 | 0 | 0 | 0 | 0 | 0 | 0 | 0 | 0 | 0 | 0 | 0 | 0 | 0 | 0 | 0 | 0 | 0 | 0 | 0 | 0 | 0 | 0 | 0 | 0 | 0 | 0 | 0 | 0 | 0 | 0 | 0 | 0 | 0 | 0 | 0 | 0 | 0 | 0 | 0 | 0 | 0 | 0 | 0
[19 empty] | Variable capex | Input | £000s | 0 | 0 | 0 | 0 | 0 | 0 | 0 | 0 | 0 | 0 | 0 | 0 | 0 | 0 | 0 | 0 | 0 | 0 | 0 | 0 | 0 | 0 | 0 | 0 | 0 | 0 | 0 | 0 | 0 | 0 | 0 | 0 | 0 | 0 | 0 | 0 | 0 | 0 | 0 | 0 | 0 | 0 | 0 | 0 | 0 | 0 | 0 | 0 | 0 | 0 | 0 | 0 | 0 | 0 | 0 | 0 | 0 | 0 | 0 | 0 | 0 | 0 | 0 | 0 | 0 | 0 | 0 | 0 | 0 | 0 | 0 | 0 | 0 | 0 | 0 | 0 | 0 | 0 | 0 | 0 | 0 | 0 | 0 | 0 | 0 | 0 | 0 | 0 | 0 | 0 | 0 | 0 | 0 | 0 | 0 | 0 | 0 | 0 | 0 | 0 | 0 | 0 | 0 | 0
[19 empty] | Financing costs | Input | £000s | 0 | 0 | 0 | 0 | 0 | 0 | 0 | 0 | 0 | 0 | 0 | 0 | 0 | 0 | 0 | 0 | 0 | 0 | 0 | 0 | 0 | 0 | 0 | 0 | 0 | 0 | 0 | 0 | 0 | 0 | 0 | 0 | 0 | 0 | 0 | 0 | 0 | 0 | 0 | 0 | 0 | 0 | 0 | 0 | 0 | 0 | 0 | 0 | 0 | 0 | 0 | 0 | 0 | 0 | 0 | 0 | 0 | 0 | 0 | 0 | 0 | 0 | 0 | 0 | 0 | 0 | 0 | 0 | 0 | 0 | 0 | 0 | 0 | 0 | 0 | 0 | 0 | 0 | 0 | 0
[19 empty] | Fixed opex | Input | £000s | 0 | 0 | 0 | 0 | 0 | 0 | 0 | 0 | 0 | 0 | 0 | 0 | 0 | 0 | 0 | 0 | 0 | 0 | 0 | 0 | 0 | 0 | 0 | 0 | 0 | 0 | 0 | 0 | 0 | 0 | 0 | 0 | 0 | 0 | 0 | 0 | 0 | 0 | 0 | 0 | 0 | 0 | 0 | 0 | 0 | 0 | 0 | 0 | 0 | 0 | 0 | 0 | 0 | 0 | 0 | 0 | 0 | 0 | 0 | 0 | 0 | 0 | 0 | 0 | 0 | 0 | 0 | 0 | 0 | 0 | 0 | 0 | 0 | 0 | 0 | 0 | 0 | 0 | 0 | 0 | 0 | 0 | 0 | 0 | 0 | 0 | 0 | 0 | 0 | 0 | 0 | 0 | 0 | 0 | 0 | 0 | 0 | 0 | 0 | 0 | 0 | 0 | 0 | 0
[19 empty] | Variable opex | Input | £000s | 1.3965 | 2.7931 | 4.1896 | 5.5862 | 6.9827 | 8.3793 | 9.7758 | 11.1724 | 12.5689 | 13.9655 | 15.362 | 16.7585 | 18.1551 | 19.5516 | 20.9482 | 0 | 0 | 0 | 0 | 0 | 0 | 0 | 0 | 0 | 0 | 0 | 0 | 0 | 0 | 0 | 0 | 0 | 0 | 0 | 0 | 0 | 0 | 0 | 0 | 0 | 0 | 0 | 0 | 0 | 0 | 0 | 0 | 0 | 0 | 0 | 0 | 0 | 0 | 0 | 0 | 0 | 0 | 0 | 0 | 0 | 0 | 0 | 0 | 0 | 0 | 0 | 0 | 0 | 0 | 0 | 0 | 0 | 0 | 0 | 0 | 0 | 0 | 0 | 0 | 0 | 0 | 0 | 0 | 0 | 0 | 0 | 0 | 0 | 0 | 0 | 0 | 0 | 0 | 0 | 0 | 0 | 0 | 0 | 0 | 0 | 0 | 0 | 0 | 0
[19 empty] | Opex savings | Input | £000s | 0 | 0 | 0 | 0 | 0 | 0 | 0 | 0 | 0 | 0 | 0 | 0 | 0 | 0 | 0 | 0 | 0 | 0 | 0 | 0 | 0 | 0 | 0 | 0 | 0 | 0 | 0 | 0 | 0 | 0 | 0 | 0 | 0 | 0 | 0 | 0 | 0 | 0 | 0 | 0 | 0 | 0 | 0 | 0 | 0 | 0 | 0 | 0 | 0 | 0 | 0 | 0 | 0 | 0 | 0 | 0 | 0 | 0 | 0 | 0 | 0 | 0 | 0 | 0 | 0 | 0 | 0 | 0 | 0 | 0 | 0 | 0 | 0 | 0 | 0 | 0 | 0 | 0 | 0 | 0 | 0 | 0 | 0 | 0 | 0 | 0 | 0 | 0 | 0 | 0 | 0 | 0 | 0 | 0 | 0 | 0 | 0 | 0 | 0 | 0 | 0 | 0 | 0 | 0
[19 empty] | Fixed env & social | Input | £000s | 0 | 0 | 0 | 0 | 0 | 0 | 0 | 0 | 0 | 0 | 0 | 0 | 0 | 0 | 0 | 0 | 0 | 0 | 0 | 0 | 0 | 0 | 0 | 0 | 0 | 0 | 0 | 0 | 0 | 0 | 0 | 0 | 0 | 0 | 0 | 0 | 0 | 0 | 0 | 0 | 0 | 0 | 0 | 0 | 0 | 0 | 0 | 0 | 0 | 0 | 0 | 0 | 0 | 0 | 0 | 0 | 0 | 0 | 0 | 0 | 0 | 0 | 0 | 0 | 0 | 0 | 0 | 0 | 0 | 0 | 0 | 0 | 0 | 0 | 0 | 0 | 0 | 0 | 0 | 0 | 0 | 0 | 0 | 0 | 0 | 0 | 0 | 0 | 0 | 0 | 0 | 0 | 0 | 0 | 0 | 0 | 0 | 0 | 0 | 0 | 0 | 0 | 0 | 0
[19 empty] | Variable env & social | Input | £000s | 0 | 0 | 0 | 0 | 0 | 0 | 0 | 0 | 0 | 0 | 0 | 0 | 0 | 0 | 0 | 0 | 0 | 0 | 0 | 0 | 0 | 0 | 0 | 0 | 0 | 0 | 0 | 0 | 0 | 0 | 0 | 0 | 0 | 0 | 0 | 0 | 0 | 0 | 0 | 0 | 0 | 0 | 0 | 0 | 0 | 0 | 0 | 0 | 0 | 0 | 0 | 0 | 0 | 0 | 0 | 0 | 0 | 0 | 0 | 0 | 0 | 0 | 0 | 0 | 0 | 0 | 0 | 0 | 0 | 0 | 0 | 0 | 0 | 0 | 0 | 0 | 0 | 0 | 0 | 0 | 0 | 0 | 0 | 0 | 0 | 0 | 0 | 0 | 0 | 0 | 0 | 0 | 0 | 0 | 0 | 0 | 0 | 0 | 0 | 0 | 0 | 0 | 0 | 0
[19 empty] | Fixed carbon costs | Input | £000s | 0 | 0 | 0 | 0 | 0 | 0 | 0 | 0 | 0 | 0 | 0 | 0 | 0 | 0 | 0 | 0 | 0 | 0 | 0 | 0 | 0 | 0 | 0 | 0 | 0 | 0 | 0 | 0 | 0 | 0 | 0 | 0 | 0 | 0 | 0 | 0 | 0 | 0 | 0 | 0 | 0 | 0 | 0 | 0 | 0 | 0 | 0 | 0 | 0 | 0 | 0 | 0 | 0 | 0 | 0 | 0 | 0 | 0 | 0 | 0 | 0 | 0 | 0 | 0 | 0 | 0 | 0 | 0 | 0 | 0 | 0 | 0 | 0 | 0 | 0 | 0 | 0 | 0 | 0 | 0 | 0 | 0 | 0 | 0 | 0 | 0 | 0 | 0 | 0 | 0 | 0 | 0 | 0 | 0 | 0 | 0 | 0 | 0 | 0 | 0 | 0 | 0 | 0 | 0
[19 empty] | Variable carbon costs | Input | £000s | 0 | 0 | 0 | 0 | 0 | 0 | 0 | 0 | 0 | 0 | 0 | 0 | 0 | 0 | 0 | 0 | 0 | 0 | 0 | 0 | 0 | 0 | 0 | 0 | 0 | 0 | 0 | 0 | 0 | 0 | 0 | 0 | 0 | 0 | 0 | 0 | 0 | 0 | 0 | 0 | 0 | 0 | 0 | 0 | 0 | 0 | 0 | 0 | 0 | 0 | 0 | 0 | 0 | 0 | 0 | 0 | 0 | 0 | 0 | 0 | 0 | 0 | 0 | 0 | 0 | 0 | 0 | 0 | 0 | 0 | 0 | 0 | 0 | 0 | 0 | 0 | 0 | 0 | 0 | 0 | 0 | 0 | 0 | 0 | 0 | 0 | 0 | 0 | 0 | 0 | 0 | 0 | 0 | 0 | 0 | 0 | 0 | 0 | 0 | 0 | 0 | 0 | 0 | 0
[19 empty] | Customer willingness to pay | Input | £000s | 0 | 0 | 0 | 0 | 0 | 0 | 0 | 0 | 0 | 0 | 0 | 0 | 0 | 0 | 0 | 0 | 0 | 0 | 0 | 0 | 0 | 0 | 0 | 0 | 0 | 0 | 0 | 0 | 0 | 0 | 0 | 0 | 0 | 0 | 0 | 0 | 0 | 0 | 0 | 0 | 0 | 0 | 0 | 0 | 0 | 0 | 0 | 0 | 0 | 0 | 0 | 0 | 0 | 0 | 0 | 0 | 0 | 0 | 0 | 0 | 0 | 0 | 0 | 0 | 0 | 0 | 0 | 0 | 0 | 0 | 0 | 0 | 0 | 0 | 0 | 0 | 0 | 0 | 0 | 0 | 0 | 0 | 0 | 0 | 0 | 0 | 0 | 0 | 0 | 0 | 0 | 0 | 0 | 0 | 0 | 0 | 0 | 0 | 0 | 0 | 0 | 0 | 0 | 0
[19 empty] | Total | Sum of above (excl WAFU) | £000s | 1.3965 | 2.7931 | 4.1896 | 5.5862 | 6.9827 | 8.3793 | 9.7758 | 11.1724 | 12.5689 | 13.9655 | 15.362 | 16.7585 | 18.1551 | 19.5516 | 20.9482 | 0 | 0 | 0 | 0 | 0 | 0 | 0 | 0 | 0 | 0 | 0 | 0 | 0 | 0 | 0 | 0 | 0 | 0 | 0 | 0 | 0 | 0 | 0 | 0 | 0 | 0 | 0 | 0 | 0 | 0 | 0 | 0 | 0 | 0 | 0 | 0 | 0 | 0 | 0 | 0 | 0 | 0 | 0 | 0 | 0 | 0 | 0 | 0 | 0 | 0 | 0 | 0 | 0 | 0 | 0 | 0 | 0 | 0 | 0 | 0 | 0 | 0 | 0 | 0 | 0 | 0 | 0 | 0 | 0 | 0 | 0 | 0 | 0 | 0 | 0 | 0 | 0 | 0 | 0 | 0 | 0 | 0 | 0 | 0 | 0 | 0 | 0 | 0 | 0
61.2a | Options to change volume delivered to unmeasured households | [20 empty] | 0 | 0 | 0 | 0 | 0 | 0 | 0 | 0 | 0 | 0 | 0 | 0 | 0 | 0 | 0 | 0 | 0 | 0 | 0 | 0 | 0 | 0 | 0 | 0 | 0 | 0 | 0 | 0 | 0 | 0 | 0 | 0 | 0 | 0 | 0 | 0 | 0 | 0 | 0 | 0 | 0 | 0 | 0 | 0 | 0 | 0 | 0 | 0 | 0 | 0 | 0 | 0 | 0 | 0 | 0 | 0 | 0 | 0 | 0 | 0 | 0 | 0 | 0 | 0 | 0 | 0 | 0 | 0 | 0 | 0 | 0 | 0 | 0 | 0 | 0 | 0 | 0 | 0 | 0 | 0 | 0 | 0 | 0 | 0 | 0 | 0 | 0 | 0 | 0 | 0 | 0 | 0 | 0 | 0 | 0 | 0 | 0 | 0 | 0 | 0 | 0 | 0 | 0 | 0
58.1x | Enhanced Metering |  | Demand | Y | 2020-21 | Capacity | 35.7062 | 198975.7363 | 450072.3585 | 299535.8184 | 0 | 10126.8707 | 168162.8438 | 927897.8914 | 376.7335 | 466.3372 | 3 | 3 | Gains in WAFU / Savings in demand | Input | Ml/d | 3.2731 | 4.964 | 6.6772 | 8.4361 | 10.2206 | 14.1137 | 18.1353 | 22.2053 | 26.2404 | 30.3353 | 31.5773 | 32.6149 | 33.6508 | 34.6846 | 35.7062 | 33.4778 | 31.3251 | 29.2283 | 27.1642 | 25.2109 | 23.3221 | 21.4961 | 19.7296 | 18.025 | 16.3866 | 16.3866 | 16.3866 | 16.3866 | 16.3866 | 16.3866 | 16.3866 | 16.3866 | 16.3866 | 16.3866 | 16.3866 | 16.3866 | 16.3866 | 16.3866 | 16.3866 | 16.3866 | 16.3866 | 16.3866 | 16.3866 | 16.3866 | 16.3866 | 16.3866 | 16.3866 | 16.3866 | 16.3866 | 16.3866 | 16.3866 | 16.3866 | 16.3866 | 16.3866 | 16.3866 | 16.3866 | 16.3866 | 16.3866 | 16.3866 | 16.3866 | 16.3866 | 16.3866 | 16.3866 | 16.3866 | 16.3866 | 16.3866 | 16.3866 | 16.3866 | 16.3866 | 16.3866 | 16.3866 | 16.3866 | 16.3866 | 16.3866 | 16.3866 | 16.3866 | 16.3866 | 16.3866 | 16.3866 | 16.3866 | 0 | 0 | 0 | 0 | 0 | 0 | 0 | 0 | 0 | 0 | 0 | 0 | 0 | 0 | 0 | 0 | 0 | 0 | 0 | 0 | 0 | 0 | 0 | 0
| This is a company wide decision, and the AIC reflects the company wide costs and demand benefits | [17 empty] | Fixed capex | Input | £000s | 14360.5 | 14360.5 | 14360.5 | 14360.5 | 14360.5 | 26243.0561 | 26349.7341 | 26454.5657 | 26557.3459 | 26658.0745 | 17352.9756 | 17415.9828 | 17477.9243 | 17538.6669 | 17598.2106 | 6396.0653 | 6422.0653 | 6447.6153 | 6472.6653 | 6497.2153 | 14716.3041 | 14731.6604 | 14746.7571 | 14761.5615 | 14776.0738 | 20723.2517 | 20807.4917 | 20890.2737 | 20971.4357 | 21050.9777 | 14439.2252 | 14488.9798 | 14537.8929 | 14585.8593 | 14632.879 | 6396.0653 | 6422.0653 | 6447.6153 | 6472.6653 | 6497.2153 | 14716.3041 | 14731.6604 | 14746.7571 | 14761.5615 | 14776.0738 | 20723.2517 | 20807.4917 | 20890.2737 | 20971.4357 | 21050.9777 | 14439.2252 | 14488.9798 | 14537.8929 | 14585.8593 | 14632.879 | 6396.0653 | 6422.0653 | 6447.6153 | 6472.6653 | 6497.2153 | 14716.3041 | 14731.6604 | 14746.7571 | 14761.5615 | 14776.0738 | 20723.2517 | 20807.4917 | 20890.2737 | 20971.4357 | 21050.9777 | 14439.2252 | 14488.9798 | 14537.8929 | 14585.8593 | 14632.879 | 6396.0653 | 6422.0653 | 6447.6153 | 6472.6653 | 6497.2153 | 0 | 0 | 0 | 0 | 0 | 0 | 0 | 0 | 0 | 0 | 0 | 0 | 0 | 0 | 0 | 0 | 0 | 0 | 0 | 0 | 0 | 0 | 0 | 0
[19 empty] | Variable capex | Input | £000s | 0 | 0 | 0 | 0 | 0 | 0 | 0 | 0 | 0 | 0 | 0 | 0 | 0 | 0 | 0 | 0 | 0 | 0 | 0 | 0 | 0 | 0 | 0 | 0 | 0 | 0 | 0 | 0 | 0 | 0 | 0 | 0 | 0 | 0 | 0 | 0 | 0 | 0 | 0 | 0 | 0 | 0 | 0 | 0 | 0 | 0 | 0 | 0 | 0 | 0 | 0 | 0 | 0 | 0 | 0 | 0 | 0 | 0 | 0 | 0 | 0 | 0 | 0 | 0 | 0 | 0 | 0 | 0 | 0 | 0 | 0 | 0 | 0 | 0 | 0 | 0 | 0 | 0 | 0 | 0 | 0 | 0 | 0 | 0 | 0 | 0 | 0 | 0 | 0 | 0 | 0 | 0 | 0 | 0 | 0 | 0 | 0 | 0 | 0 | 0 | 0 | 0 | 0 | 0
[19 empty] | Financing costs | Input | £000s | 0 | 0 | 0 | 0 | 0 | 0 | 0 | 0 | 0 | 0 | 0 | 0 | 0 | 0 | 0 | 0 | 0 | 0 | 0 | 0 | 0 | 0 | 0 | 0 | 0 | 0 | 0 | 0 | 0 | 0 | 0 | 0 | 0 | 0 | 0 | 0 | 0 | 0 | 0 | 0 | 0 | 0 | 0 | 0 | 0 | 0 | 0 | 0 | 0 | 0 | 0 | 0 | 0 | 0 | 0 | 0 | 0 | 0 | 0 | 0 | 0 | 0 | 0 | 0 | 0 | 0 | 0 | 0 | 0 | 0 | 0 | 0 | 0 | 0 | 0 | 0 | 0 | 0 | 0 | 0
[19 empty] | Fixed opex | Input | £000s | 700 | 1400 | 2100 | 2800 | 3500 | 4779.2131 | 6063.6261 | 7353.1492 | 8647.6823 | 9947.1253 | 10622.3862 | 11300.7182 | 11982.0697 | 12666.382 | 13353.5967 | 13353.5967 | 13353.5967 | 13353.5967 | 13353.5967 | 13353.5967 | 13353.5967 | 13353.5967 | 13353.5967 | 13353.5967 | 13353.5967 | 13353.5967 | 13353.5967 | 13353.5967 | 13353.5967 | 13353.5967 | 13353.5967 | 13353.5967 | 13353.5967 | 13353.5967 | 13353.5967 | 13353.5967 | 13353.5967 | 13353.5967 | 13353.5967 | 13353.5967 | 13353.5967 | 13353.5967 | 13353.5967 | 13353.5967 | 13353.5967 | 13353.5967 | 13353.5967 | 13353.5967 | 13353.5967 | 13353.5967 | 13353.5967 | 13353.5967 | 13353.5967 | 13353.5967 | 13353.5967 | 13353.5967 | 13353.5967 | 13353.5967 | 13353.5967 | 13353.5967 | 13353.5967 | 13353.5967 | 13353.5967 | 13353.5967 | 13353.5967 | 13353.5967 | 13353.5967 | 13353.5967 | 13353.5967 | 13353.5967 | 13353.5967 | 13353.5967 | 13353.5967 | 13353.5967 | 13353.5967 | 13353.5967 | 13353.5967 | 13353.5967 | 13353.5967 | 13353.5967 | 0 | 0 | 0 | 0 | 0 | 0 | 0 | 0 | 0 | 0 | 0 | 0 | 0 | 0 | 0 | 0 | 0 | 0 | 0 | 0 | 0 | 0 | 0 | 0
[19 empty] | Variable opex | Input | £000s | 0 | 0 | 0 | 0 | 0 | 0 | 0 | 0 | 0 | 0 | 0 | 0 | 0 | 0 | 0 | 0 | 0 | 0 | 0 | 0 | 0 | 0 | 0 | 0 | 0 | 0 | 0 | 0 | 0 | 0 | 0 | 0 | 0 | 0 | 0 | 0 | 0 | 0 | 0 | 0 | 0 | 0 | 0 | 0 | 0 | 0 | 0 | 0 | 0 | 0 | 0 | 0 | 0 | 0 | 0 | 0 | 0 | 0 | 0 | 0 | 0 | 0 | 0 | 0 | 0 | 0 | 0 | 0 | 0 | 0 | 0 | 0 | 0 | 0 | 0 | 0 | 0 | 0 | 0 | 0 | 0 | 0 | 0 | 0 | 0 | 0 | 0 | 0 | 0 | 0 | 0 | 0 | 0 | 0 | 0 | 0 | 0 | 0 | 0 | 0 | 0 | 0 | 0 | 0
[19 empty] | Opex savings | Input | £000s | 0 | 0 | 0 | 0 | 0 | 0 | 0 | 0 | 0 | 0 | 0 | 0 | 0 | 0 | 0 | 0 | 0 | 0 | 0 | 0 | 0 | 0 | 0 | 0 | 0 | 0 | 0 | 0 | 0 | 0 | 0 | 0 | 0 | 0 | 0 | 0 | 0 | 0 | 0 | 0 | 0 | 0 | 0 | 0 | 0 | 0 | 0 | 0 | 0 | 0 | 0 | 0 | 0 | 0 | 0 | 0 | 0 | 0 | 0 | 0 | 0 | 0 | 0 | 0 | 0 | 0 | 0 | 0 | 0 | 0 | 0 | 0 | 0 | 0 | 0 | 0 | 0 | 0 | 0 | 0 | 0 | 0 | 0 | 0 | 0 | 0 | 0 | 0 | 0 | 0 | 0 | 0 | 0 | 0 | 0 | 0 | 0 | 0 | 0 | 0 | 0 | 0 | 0 | 0
[19 empty] | Fixed env & social | Input | £000s | 6937.7 | 6937.7 | 6937.7 | 6937.7 | 6937.7 | 12678.2807 | 12729.8179 | 12780.4631 | 12830.1172 | 12878.7802 | 6692.51 | 6722.9493 | 6752.8739 | 6782.2192 | 6810.9854 | 0 | 0 | 0 | 0 | 0 | 4475.8 | 4475.8 | 4475.8 | 4475.8 | 4475.8 | 8179.2884 | 8212.5372 | 8245.2105 | 8277.2444 | 8308.639 | 4317.6177 | 4337.2554 | 4356.5609 | 4375.4929 | 4394.0511 | 0 | 0 | 0 | 0 | 0 | 4475.8 | 4475.8 | 4475.8 | 4475.8 | 4475.8 | 8179.2884 | 8212.5372 | 8245.2105 | 8277.2444 | 8308.639 | 4317.6177 | 4337.2554 | 4356.5609 | 4375.4929 | 4394.0511 | 0 | 0 | 0 | 0 | 0 | 4475.8 | 4475.8 | 4475.8 | 4475.8 | 4475.8 | 8179.2884 | 8212.5372 | 8245.2105 | 8277.2444 | 8308.639 | 4317.6177 | 4337.2554 | 4356.5609 | 4375.4929 | 4394.0511 | 0 | 0 | 0 | 0 | 0 | 0 | 0 | 0 | 0 | 0 | 0 | 0 | 0 | 0 | 0 | 0 | 0 | 0 | 0 | 0 | 0 | 0 | 0 | 0 | 0 | 0 | 0 | 0 | 0
[19 empty] | Variable env & social | Input | £000s | 0 | 0 | 0 | 0 | 0 | 0 | 0 | 0 | 0 | 0 | 0 | 0 | 0 | 0 | 0 | 0 | 0 | 0 | 0 | 0 | 0 | 0 | 0 | 0 | 0 | 0 | 0 | 0 | 0 | 0 | 0 | 0 | 0 | 0 | 0 | 0 | 0 | 0 | 0 | 0 | 0 | 0 | 0 | 0 | 0 | 0 | 0 | 0 | 0 | 0 | 0 | 0 | 0 | 0 | 0 | 0 | 0 | 0 | 0 | 0 | 0 | 0 | 0 | 0 | 0 | 0 | 0 | 0 | 0 | 0 | 0 | 0 | 0 | 0 | 0 | 0 | 0 | 0 | 0 | 0 | 0 | 0 | 0 | 0 | 0 | 0 | 0 | 0 | 0 | 0 | 0 | 0 | 0 | 0 | 0 | 0 | 0 | 0 | 0 | 0 | 0 | 0 | 0 | 0
[19 empty] | Fixed carbon costs | Input | £000s | 421.1889 | 421.1889 | 421.1889 | 421.1889 | 421.1889 | 769.7005 | 772.8293 | 775.904 | 778.9185 | 781.8728 | 406.3034 | 408.1513 | 409.9681 | 411.7496 | 413.496 | 0 | 0 | 0 | 0 | 0 | 265.8883 | 265.8883 | 265.8883 | 265.8883 | 265.8883 | 485.8968 | 487.872 | 489.813 | 491.716 | 493.581 | 256.4913 | 257.6579 | 258.8048 | 259.9295 | 261.0319 | 0 | 0 | 0 | 0 | 0 | 265.8883 | 265.8883 | 265.8883 | 265.8883 | 265.8883 | 485.8968 | 487.872 | 489.813 | 491.716 | 493.581 | 256.4913 | 257.6579 | 258.8048 | 259.9295 | 261.0319 | 0 | 0 | 0 | 0 | 0 | 265.8883 | 265.8883 | 265.8883 | 265.8883 | 265.8883 | 485.8968 | 487.872 | 489.813 | 491.716 | 493.581 | 256.4913 | 257.6579 | 258.8048 | 259.9295 | 261.0319 | 0 | 0 | 0 | 0 | 0 | 0 | 0 | 0 | 0 | 0 | 0 | 0 | 0 | 0 | 0 | 0 | 0 | 0 | 0 | 0 | 0 | 0 | 0 | 0 | 0 | 0 | 0 | 0 | 0
[19 empty] | Variable carbon costs | Input | £000s | 0 | 0 | 0 | 0 | 0 | 0 | 0 | 0 | 0 | 0 | 0 | 0 | 0 | 0 | 0 | 0 | 0 | 0 | 0 | 0 | 0 | 0 | 0 | 0 | 0 | 0 | 0 | 0 | 0 | 0 | 0 | 0 | 0 | 0 | 0 | 0 | 0 | 0 | 0 | 0 | 0 | 0 | 0 | 0 | 0 | 0 | 0 | 0 | 0 | 0 | 0 | 0 | 0 | 0 | 0 | 0 | 0 | 0 | 0 | 0 | 0 | 0 | 0 | 0 | 0 | 0 | 0 | 0 | 0 | 0 | 0 | 0 | 0 | 0 | 0 | 0 | 0 | 0 | 0 | 0 | 0 | 0 | 0 | 0 | 0 | 0 | 0 | 0 | 0 | 0 | 0 | 0 | 0 | 0 | 0 | 0 | 0 | 0 | 0 | 0 | 0 | 0 | 0 | 0
[19 empty] | Customer willingness to pay | Input | £000s | 0 | 0 | 0 | 0 | 0 | 0 | 0 | 0 | 0 | 0 | 0 | 0 | 0 | 0 | 0 | 0 | 0 | 0 | 0 | 0 | 0 | 0 | 0 | 0 | 0 | 0 | 0 | 0 | 0 | 0 | 0 | 0 | 0 | 0 | 0 | 0 | 0 | 0 | 0 | 0 | 0 | 0 | 0 | 0 | 0 | 0 | 0 | 0 | 0 | 0 | 0 | 0 | 0 | 0 | 0 | 0 | 0 | 0 | 0 | 0 | 0 | 0 | 0 | 0 | 0 | 0 | 0 | 0 | 0 | 0 | 0 | 0 | 0 | 0 | 0 | 0 | 0 | 0 | 0 | 0 | 0 | 0 | 0 | 0 | 0 | 0 | 0 | 0 | 0 | 0 | 0 | 0 | 0 | 0 | 0 | 0 | 0 | 0 | 0 | 0 | 0 | 0 | 0 | 0
[19 empty] | Total | Sum of above (excl WAFU) | £000s | 22419.3889 | 23119.3889 | 23819.3889 | 24519.3889 | 25219.3889 | 44470.2503 | 45916.0074 | 47364.082 | 48814.0639 | 50265.8529 | 35074.1751 | 35847.8017 | 36622.8358 | 37399.0177 | 38176.2887 | 19749.662 | 19775.662 | 19801.212 | 19826.262 | 19850.812 | 32811.5891 | 32826.9454 | 32842.0421 | 32856.8465 | 32871.3587 | 42742.0336 | 42861.4975 | 42978.8939 | 43093.9928 | 43206.7943 | 32366.9309 | 32437.4898 | 32506.8553 | 32574.8783 | 32641.5587 | 19749.662 | 19775.662 | 19801.212 | 19826.262 | 19850.812 | 32811.5891 | 32826.9454 | 32842.0421 | 32856.8465 | 32871.3587 | 42742.0336 | 42861.4975 | 42978.8939 | 43093.9928 | 43206.7943 | 32366.9309 | 32437.4898 | 32506.8553 | 32574.8783 | 32641.5587 | 19749.662 | 19775.662 | 19801.212 | 19826.262 | 19850.812 | 32811.5891 | 32826.9454 | 32842.0421 | 32856.8465 | 32871.3587 | 42742.0336 | 42861.4975 | 42978.8939 | 43093.9928 | 43206.7943 | 32366.9309 | 32437.4898 | 32506.8553 | 32574.8783 | 32641.5587 | 19749.662 | 19775.662 | 19801.212 | 19826.262 | 19850.812 | 0 | 0 | 0 | 0 | 0 | 0 | 0 | 0 | 0 | 0 | 0 | 0 | 0 | 0 | 0 | 0 | 0 | 0 | 0 | 0 | 0 | 0 | 0 | 0
61.3a | Options to change volume delivered to measured non households | [20 empty] | 0 | 0 | 0 | 0 | 0 | 0 | 0 | 0 | 0 | 0 | 0 | 0 | 0 | 0 | 0 | 0 | 0 | 0 | 0 | 0 | 0 | 0 | 0 | 0 | 0 | 0 | 0 | 0 | 0 | 0 | 0 | 0 | 0 | 0 | 0 | 0 | 0 | 0 | 0 | 0 | 0 | 0 | 0 | 0 | 0 | 0 | 0 | 0 | 0 | 0 | 0 | 0 | 0 | 0 | 0 | 0 | 0 | 0 | 0 | 0 | 0 | 0 | 0 | 0 | 0 | 0 | 0 | 0 | 0 | 0 | 0 | 0 | 0 | 0 | 0 | 0 | 0 | 0 | 0 | 0 | 0 | 0 | 0 | 0 | 0 | 0 | 0 | 0 | 0 | 0 | 0 | 0 | 0 | 0 | 0 | 0 | 0 | 0 | 0 | 0 | 0 | 0 | 0 | 0
61.4a | Options to change volume delivered to unmeasured non households | [20 empty] | 0 | 0 | 0 | 0 | 0 | 0 | 0 | 0 | 0 | 0 | 0 | 0 | 0 | 0 | 0 | 0 | 0 | 0 | 0 | 0 | 0 | 0 | 0 | 0 | 0 | 0 | 0 | 0 | 0 | 0 | 0 | 0 | 0 | 0 | 0 | 0 | 0 | 0 | 0 | 0 | 0 | 0 | 0 | 0 | 0 | 0 | 0 | 0 | 0 | 0 | 0 | 0 | 0 | 0 | 0 | 0 | 0 | 0 | 0 | 0 | 0 | 0 | 0 | 0 | 0 | 0 | 0 | 0 | 0 | 0 | 0 | 0 | 0 | 0 | 0 | 0 | 0 | 0 | 0 | 0 | 0 | 0 | 0 | 0 | 0 | 0 | 0 | 0 | 0 | 0 | 0 | 0 | 0 | 0 | 0 | 0 | 0 | 0 | 0 | 0 | 0 | 0 | 0 | 0
61.5a | Options to reduce water taken unbilled | [20 empty] | 0 | 0 | 0 | 0 | 0 | 0 | 0 | 0 | 0 | 0 | 0 | 0 | 0 | 0 | 0 | 0 | 0 | 0 | 0 | 0 | 0 | 0 | 0 | 0 | 0 | 0 | 0 | 0 | 0 | 0 | 0 | 0 | 0 | 0 | 0 | 0 | 0 | 0 | 0 | 0 | 0 | 0 | 0 | 0 | 0 | 0 | 0 | 0 | 0 | 0 | 0 | 0 | 0 | 0 | 0 | 0 | 0 | 0 | 0 | 0 | 0 | 0 | 0 | 0 | 0 | 0 | 0 | 0 | 0 | 0 | 0 | 0 | 0 | 0 | 0 | 0 | 0 | 0 | 0 | 0 | 0 | 0 | 0 | 0 | 0 | 0 | 0 | 0 | 0 | 0 | 0 | 0 | 0 | 0 | 0 | 0 | 0 | 0 | 0 | 0 | 0 | 0 | 0 | 0
61.6a | Options impacting on measured Non Household - USPL | [20 empty] | 0 | 0 | 0 | 0 | 0 | 0 | 0 | 0 | 0 | 0 | 0 | 0 | 0 | 0 | 0 | 0 | 0 | 0 | 0 | 0 | 0 | 0 | 0 | 0 | 0 | 0 | 0 | 0 | 0 | 0 | 0 | 0 | 0 | 0 | 0 | 0 | 0 | 0 | 0 | 0 | 0 | 0 | 0 | 0 | 0 | 0 | 0 | 0 | 0 | 0 | 0 | 0 | 0 | 0 | 0 | 0 | 0 | 0 | 0 | 0 | 0 | 0 | 0 | 0 | 0 | 0 | 0 | 0 | 0 | 0 | 0 | 0 | 0 | 0 | 0 | 0 | 0 | 0 | 0 | 0 | 0 | 0 | 0 | 0 | 0 | 0 | 0 | 0 | 0 | 0 | 0 | 0 | 0 | 0 | 0 | 0 | 0 | 0 | 0 | 0 | 0 | 0 | 0 | 0
61.7a | Options impacting on unmeasured Non Household - USPL | [20 empty] | 0 | 0 | 0 | 0 | 0 | 0 | 0 | 0 | 0 | 0 | 0 | 0 | 0 | 0 | 0 | 0 | 0 | 0 | 0 | 0 | 0 | 0 | 0 | 0 | 0 | 0 | 0 | 0 | 0 | 0 | 0 | 0 | 0 | 0 | 0 | 0 | 0 | 0 | 0 | 0 | 0 | 0 | 0 | 0 | 0 | 0 | 0 | 0 | 0 | 0 | 0 | 0 | 0 | 0 | 0 | 0 | 0 | 0 | 0 | 0 | 0 | 0 | 0 | 0 | 0 | 0 | 0 | 0 | 0 | 0 | 0 | 0 | 0 | 0 | 0 | 0 | 0 | 0 | 0 | 0 | 0 | 0 | 0 | 0 | 0 | 0 | 0 | 0 | 0 | 0 | 0 | 0 | 0 | 0 | 0 | 0 | 0 | 0 | 0 | 0 | 0 | 0 | 0 | 0
61.8a | Options impacting on measured Household - USPL | [20 empty] | 0 | 0 | 0 | 0 | 0 | 0 | 0 | 0 | 0 | 0 | 0 | 0 | 0 | 0 | 0 | 0 | 0 | 0 | 0 | 0 | 0 | 0 | 0 | 0 | 0 | 0 | 0 | 0 | 0 | 0 | 0 | 0 | 0 | 0 | 0 | 0 | 0 | 0 | 0 | 0 | 0 | 0 | 0 | 0 | 0 | 0 | 0 | 0 | 0 | 0 | 0 | 0 | 0 | 0 | 0 | 0 | 0 | 0 | 0 | 0 | 0 | 0 | 0 | 0 | 0 | 0 | 0 | 0 | 0 | 0 | 0 | 0 | 0 | 0 | 0 | 0 | 0 | 0 | 0 | 0 | 0 | 0 | 0 | 0 | 0 | 0 | 0 | 0 | 0 | 0 | 0 | 0 | 0 | 0 | 0 | 0 | 0 | 0 | 0 | 0 | 0 | 0 | 0 | 0
61.9a | Options impacting on unmeasured Household - USPL | [20 empty] | 0 | 0 | 0 | 0 | 0 | 0 | 0 | 0 | 0 | 0 | 0 | 0 | 0 | 0 | 0 | 0 | 0 | 0 | 0 | 0 | 0 | 0 | 0 | 0 | 0 | 0 | 0 | 0 | 0 | 0 | 0 | 0 | 0 | 0 | 0 | 0 | 0 | 0 | 0 | 0 | 0 | 0 | 0 | 0 | 0 | 0 | 0 | 0 | 0 | 0 | 0 | 0 | 0 | 0 | 0 | 0 | 0 | 0 | 0 | 0 | 0 | 0 | 0 | 0 | 0 | 0 | 0 | 0 | 0 | 0 | 0 | 0 | 0 | 0 | 0 | 0 | 0 | 0 | 0 | 0 | 0 | 0 | 0 | 0 | 0 | 0 | 0 | 0 | 0 | 0 | 0 | 0 | 0 | 0 | 0 | 0 | 0 | 0 | 0 | 0 | 0 | 0 | 0 | 0
61.10a | Options impacting on Void properties - USPL | [20 empty] | 0 | 0 | 0 | 0 | 0 | 0 | 0 | 0 | 0 | 0 | 0 | 0 | 0 | 0 | 0 | 0 | 0 | 0 | 0 | 0 | 0 | 0 | 0 | 0 | 0 | 0 | 0 | 0 | 0 | 0 | 0 | 0 | 0 | 0 | 0 | 0 | 0 | 0 | 0 | 0 | 0 | 0 | 0 | 0 | 0 | 0 | 0 | 0 | 0 | 0 | 0 | 0 | 0 | 0 | 0 | 0 | 0 | 0 | 0 | 0 | 0 | 0 | 0 | 0 | 0 | 0 | 0 | 0 | 0 | 0 | 0 | 0 | 0 | 0 | 0 | 0 | 0 | 0 | 0 | 0 | 0 | 0 | 0 | 0 | 0 | 0 | 0 | 0 | 0 | 0 | 0 | 0 | 0 | 0 | 0 | 0 | 0 | 0 | 0 | 0 | 0 | 0 | 0 | 0
RZCOSTSHERE
| 0 | 0
| 0 | 0
| 0 | 0
| 0 | 0
| 0 | 0
Start dates | Option Categories
2020-21 | Aquifer recharge
2021-22 | Bulk supply
2022-23 | Conjunctive use
2023-24 | Desalination
2024-25 | Effluent reuse
2025-26 | GW enhancement
2026-27 | GW new
2027-28 | Reservoir enlargement
2028-29 | New reservoir
2029-30 | SW enhancement
2030-31 | SW new
2031-32
2032-33
2033-34 | Active leakage management
2034-35 | Mains repair
2035-36 | Mains replacement (not trunk mains)
2036-37 | Pressure management
2037-38 | Other leakage control
2038-39 | Trunk mains renewal
2039-40 | Pumps
2040-41 | Service reservoir
2041-42
2042-43
2043-44 | Water treatment works loss recovery
2044-45 | Water treatment works capacity increase
Cistern displacement device
Household water audit
Commercial water audit
Customer education / awareness
Other water efficiency
Metering optants
Metering change of occupancy
Metering compulsory
Metering other selective
Supply pipe repairs / replacement
Outdoor water efficiency devices
Retrofitting indoor water efficiency devices
Alternative tariffs
Collaborative R&D

## 6. Preferred (Scenario Yr)
Table 6: Preferred list of water management options
DRY YEAR PLANNED GAINS IN WAFU OR SAVINGS IN DEMAND (Ml/d) - TO BE COMPLETED FOR ALL PREFERRED OPTIONS (WAFU gains for each year are individual year gains and not cumulative gains)
Row Ref | Option Name [Insert / delete non-numbered lines to suit] | Option Reference No. | Unit | Decimal places | 2016-17 | For info 2017-18 | For info 2018-19 | For info 2019-20 | 2020-21 | 2021-22 | 2022-23 | 2023-24 | 2024-25 | 2025-26 | 2026-27 | 2027-28 | 2028-29 | 2029-2030 | 2030-2031 | 2031-2032 | 2032-33 | 2033-34 | 2034-35 | 2035-36 | 2036-37 | 2037-38 | 2038-39 | 2039-40 | 2040-41 | 2041-42 | 2042-43 | 2043-44 | 2044-45
58 | Resource Management | - | Ml/d | 2 | 0 | 0 | 0 | 0 | 0 | 0 | 0 | 0 | 0 | 0 | 0 | 0 | 0 | 0 | 0 | 0 | 0 | 0 | 0 | 0 | 0 | 0 | 0 | 0 | 0 | 0 | 0 | 0 | 0
58.1 | Increase raw water abstractions | - | Ml/d | 2 | 0 | 0 | 0 | 0 | 0 | 0 | 0 | 0 | 0 | 0 | 0 | 0 | 0 | 0 | 0 | 0 | 0 | 0 | 0 | 0 | 0 | 0 | 0 | 0 | 0 | 0 | 0 | 0 | 0
- |  |  | Ml/d | 2
- | (insert row above) | - | - |  | - | - | - | - | bar: 2020-21 to 2044-45
58.2 | Raw water imports | - | Ml/d | 2 | 0 | 0 | 0 | 0 | 0 | 0 | 0 | 0 | 0 | 0 | 0 | 0 | 0 | 0 | 0 | 0 | 0 | 0 | 0 | 0 | 0 | 0 | 0 | 0 | 0 | 0 | 0 | 0 | 0
- |  |  | Ml/d | 2
- | (insert row above) | - | - |  | - | - | - | - | bar: 2020-21 to 2044-45
58.3 | Potable water Imports (input reductions as -ve) | - | Ml/d | 2 | 0 | 0 | 0 | 0 | 0 | 0 | 0 | 0 | 0 | 0 | 0 | 0 | 0 | 0 | 0 | 0 | 0 | 0 | 0 | 0 | 0 | 0 | 0 | 0 | 0 | 0 | 0 | 0 | 0
- |  |  | Ml/d | 2
- | (insert row above) | - | - |  | - | - | - | - | bar: 2020-21 to 2044-45
58.4 | Reduce raw water losses and operational use (input as -ve) | - | Ml/d | 2 | 0 | 0 | 0 | 0 | 0 | 0 | 0 | 0 | 0 | 0 | 0 | 0 | 0 | 0 | 0 | 0 | 0 | 0 | 0 | 0 | 0 | 0 | 0 | 0 | 0 | 0 | 0 | 0 | 0
- |  |  | Ml/d | 2
- | (insert row above) | - | - |  | - | - | - | - | bar: 2020-21 to 2044-45
58.5 | Reduced raw water export (including non potable supplies) |  | Ml/d | 2 | 0 | 0 | 0 | 0 | 0 | 0 | 0 | 0 | 0 | 0 | 0 | 0 | 0 | 0 | 0 | 0 | 0 | 0 | 0 | 0 | 0 | 0 | 0 | 0 | 0 | 0 | 0 | 0 | 0
58.51 | Reduce raw water exports (input as -ve) | - | Ml/d | 2 | 0 | 0 | 0 | 0 | 0 | 0 | 0 | 0 | 0 | 0 | 0 | 0 | 0 | 0 | 0 | 0 | 0 | 0 | 0 | 0 | 0 | 0 | 0 | 0 | 0 | 0 | 0 | 0 | 0
- |  |  | Ml/d | 2
- | (insert row above) | - | - |  | - | - | - | - | bar: 2020-21 to 2044-45
58.52 | Reduce non potable supplies (input as -ve) | - | Ml/d | 2 | 0 | 0 | 0 | 0 | 0 | 0 | 0 | 0 | 0 | 0 | 0 | 0 | 0 | 0 | 0 | 0 | 0 | 0 | 0 | 0 | 0 | 0 | 0 | 0 | 0 | 0 | 0 | 0 | 0
- |  |  | Ml/d | 2
- | (insert row above) | - | - |  | - | - | - | - | bar: 2020-21 to 2044-45
58.6 | Reduce potable water exports (input as -ve) | - | Ml/d |  | 0 | 0 | 0 | 0 | 0 | 0 | 0 | 0 | 0 | 0 | 0 | 0 | 0 | 0 | 0 | 0 | 0 | 0 | 0 | 0 | 0 | 0 | 0 | 0 | 0 | 0 | 0 | 0 | 0
- |  |  | Ml/d | 2
- | (insert row above) | - | - |  | - | - | - | - | bar: 2020-21 to 2044-45
58.7 | Other options to increase deployable output | - | Ml/d |  | 0 | 0 | 0 | 0 | 0 | 0 | 0 | 0 | 0 | 0 | 0 | 0 | 0 | 0 | 0 | 0 | 0 | 0 | 0 | 0 | 0 | 0 | 0 | 0 | 0 | 0 | 0 | 0 | 0
- |  |  | Ml/d | 2
- | (insert row above) | - | - |  | - | - | - | - | bar: 2020-21 to 2044-45
59 | Distribution Side Management | - |  |  | 0 | 0 | 0 | 0 | 0 | 0 | 0 | 0 | 0 | 0 | 0 | 0 | 0 | 0 | 0 | 0 | 0 | 0 | 0 | 0 | 0 | 0 | 0 | 0 | 0 | 0 | 0 | 0 | 0
59.1 | Reduce distribution losses (input as -ve) | - | Ml/d | 2 | 0 | 0 | 0 | 0 | 0 | 0 | 0 | 0 | 0 | 0 | 0 | 0 | 0 | 0 | 0 | 0 | 0 | 0 | 0 | 0 | 0 | 0 | 0 | 0 | 0 | 0 | 0 | 0 | 0
| Leakage Reduction |  | Ml/d | 2 |  |  |  |  | 0 | 0 | 0 | 0 | 0 | 0 | 0 | 0 | 0 | 0 | 0 | 0 | 0 | 0 | 0 | 0 | 0 | 0 | 0 | 0 | 0 | 0 | 0 | 0 | 0
- | (insert row above) | - | - |  | - | - | - | - | bar: 2020-21 to 2044-45
59.2 | Reduce distribution system operational use (DSOU) (input as -ve) | - | Ml/d | 2 | 0 | 0 | 0 | 0 | 0 | 0 | 0 | 0 | 0 | 0 | 0 | 0 | 0 | 0 | 0 | 0 | 0 | 0 | 0 | 0 | 0 | 0 | 0 | 0 | 0 | 0 | 0 | 0 | 0
- |  |  | Ml/d | 2
- | (insert row above) | - | - |  | - | - | - | - | bar: 2020-21 to 2044-45
60 | Production Side Management, Specify Below.... | - |  | 2 | 0 | 0 | 0 | 0 | 0 | 0 | 0 | 0 | 0 | 0 | 0 | 0 | 0 | 0 | 0 | 0 | 0 | 0 | 0 | 0 | 0 | 0 | 0 | 0 | 0 | 0 | 0 | 0 | 0
60.1 | Reduce treatment works losses (input as -ve) | - | Ml/d | 2 | 0 | 0 | 0 | 0 | 0 | 0 | 0 | 0 | 0 | 0 | 0 | 0 | 0 | 0 | 0 | 0 | 0 | 0 | 0 | 0 | 0 | 0 | 0 | 0 | 0 | 0 | 0 | 0 | 0
- |  |  | Ml/d | 2
- | (insert row above) | - | - |  | - | - | - | - | bar: 2020-21 to 2044-45
60.2 | Reduce outages (input as -ve) | - | Ml/d | 2 | 0 | 0 | 0 | 0 | 0 | 0 | 0 | 0 | 0 | 0 | 0 | 0 | 0 | 0 | 0 | 0 | 0 | 0 | 0 | 0 | 0 | 0 | 0 | 0 | 0 | 0 | 0 | 0 | 0
- |  |  | Ml/d | 2
- | (insert row above) | - | - |  | - | - | - | - | bar: 2020-21 to 2044-45
61 | Customer Side Management | - |  | 2 | 0 | 0 | 0 | 0 | -0.00077322 | -0.0015039 | -0.0021944 | -0.002847 | -0.0034636 | -0.056216 | -0.072962 | -0.088976 | -0.10419 | -0.11871 | -0.11867 | -0.11824 | -0.11748 | -0.11643 | -0.115 | -0.11235 | -0.10938 | -0.10617 | -0.10266 | -0.098947 | -0.094753 | -0.090363 | -0.0857 | -0.080858 | -0.075855
61.1 | Change volume delivered to measured non households (input reductions as -ve) | - | Ml/d | 2 | 0 | 0 | 0 | 0 | 0 | 0 | 0 | 0 | 0 | 0 | 0 | 0 | 0 | 0 | 0 | 0 | 0 | 0 | 0 | 0 | 0 | 0 | 0 | 0 | 0 | 0 | 0 | 0 | 0
- |  |  | Ml/d | 2
- | (insert row above) | - | - |  | - | - | - | - | bar: 2020-21 to 2044-45
61.2 | Change volume delivered to unmeasured non households (input reductions as -ve) | - | Ml/d | 2 | 0 | 0 | 0 | 0 | 0 | 0 | 0 | 0 | 0 | 0 | 0 | 0 | 0 | 0 | 0 | 0 | 0 | 0 | 0 | 0 | 0 | 0 | 0 | 0 | 0 | 0 | 0 | 0 | 0
- |  |  | Ml/d | 2
- | (insert row above) | - | - |  | - | - | - | - | bar: 2020-21 to 2044-45
61.3 | Change volume delivered to measured households (input reductions as -ve) | - | Ml/d | 2 | 0 | 0 | 0 | 0 | -0.00077322 | -0.0015039 | -0.0021944 | -0.002847 | -0.0034636 | 0.096073 | 0.20156 | 0.30618 | 0.40992 | 0.51253 | 0.5006 | 0.48932 | 0.47866 | 0.46862 | 0.45917 | 0.45143 | 0.44423 | 0.43749 | 0.43122 | 0.42538 | 0.42024 | 0.41551 | 0.41122 | 0.40733 | 0.40382
| Home water efficiency checks including social housing |  | Ml/d | 2 |  |  |  |  | -0.00077322 | -0.0015039 | -0.0021944 | -0.002847 | -0.0034636 | -0.0040463 | -0.004597 | -0.0051174 | -0.0056091 | -0.0060739 | -0.006513 | -0.006928 | -0.0073202 | -0.0076908 | -0.008041 | -0.0075988 | -0.0071809 | -0.0067859 | -0.0064127 | -0.00606 | -0.0054773 | -0.0049266 | -0.0044062 | -0.0039144 | -0.0034497
| Enhanced metering |  | Ml/d | 2 |  |  |  |  | 0 | 0 | 0 | 0 | 0 | 0.10012 | 0.20616 | 0.3113 | 0.41553 | 0.5186 | 0.50711 | 0.49624 | 0.48598 | 0.47631 | 0.46721 | 0.45902 | 0.45141 | 0.44428 | 0.43763 | 0.43144 | 0.42572 | 0.42044 | 0.41563 | 0.41124 | 0.40727
- | (insert row above) | - | - |  | - | - | - | - | bar: 2020-21 to 2044-45
61.4 | Change volume delivered to unmeasured households (input reductions as -ve) | - | Ml/d | 2 | 0 | 0 | 0 | 0 | 0 | 0 | 0 | 0 | 0 | -0.15229 | -0.27452 | -0.39516 | -0.51411 | -0.63124 | -0.61927 | -0.60755 | -0.59614 | -0.58506 | -0.57417 | -0.56377 | -0.5536 | -0.54367 | -0.53388 | -0.52433 | -0.51499 | -0.50588 | -0.49692 | -0.48818 | -0.47968
| Enhanced metering |  | Ml/d | 2 |  |  |  |  | 0 | 0 | 0 | 0 | 0 | -0.15229 | -0.27452 | -0.39516 | -0.51411 | -0.63124 | -0.61927 | -0.60755 | -0.59614 | -0.58506 | -0.57417 | -0.56377 | -0.5536 | -0.54367 | -0.53388 | -0.52433 | -0.51499 | -0.50588 | -0.49692 | -0.48818 | -0.47968
- | (insert row above) | - | - |  | - | - | - | - | bar: 2020-21 to 2044-45
61.5 | Options to reduce water taken unbilled (input as -ve) | - | Ml/d | 2 | 0 | 0 | 0 | 0 | 0 | 0 | 0 | 0 | 0 | 0 | 0 | 0 | 0 | 0 | 0 | 0 | 0 | 0 | 0 | 0 | 0 | 0 | 0 | 0 | 0 | 0 | 0 | 0 | 0
- |  |  | Ml/d | 2
- | (insert row above) | - | - |  | - | - | - | - | bar: 2020-21 to 2044-45
61.6 | Options impacting on measured Non Household - USPL (input reductions as -ve) |  | l/pr | 2 | 0 | 0 | 0 | 0 | 0 | 0 | 0 | 0 | 0 | 0 | 0 | 0 | 0 | 0 | 0 | 0 | 0 | 0 | 0 | 0 | 0 | 0 | 0 | 0 | 0 | 0 | 0 | 0 | 0
- |  |  | Ml/d | 2
- | (insert row above) | - | - |  | - | - | - | - | bar: 2020-21 to 2044-45
61.7 | Options impacting on unmeasured Non Household - USPL (input reductions as -ve) |  | l/pr | 2 | 0 | 0 | 0 | 0 | 0 | 0 | 0 | 0 | 0 | 0 | 0 | 0 | 0 | 0 | 0 | 0 | 0 | 0 | 0 | 0 | 0 | 0 | 0 | 0 | 0 | 0 | 0 | 0 | 0
- |  |  | Ml/d | 2
- | (insert row above) | - | - |  | - | - | - | - | bar: 2020-21 to 2044-45
61.8 | Options impacting on measured Household - USPL (input reductions as -ve) |  | l/pr | 2 | 0 | 0 | 0 | 0 | 0 | 0 | 0 | 0 | 0 | 0 | 0 | 0 | 0 | 0 | 0 | 0 | 0 | 0 | 0 | 0 | 0 | 0 | 0 | 0 | 0 | 0 | 0 | 0 | 0
- |  |  | Ml/d | 2
- | (insert row above) | - | - |  | - | - | - | - | bar: 2020-21 to 2044-45
61.9 | Options impacting on unmeasured Household - USPL (input reductions as -ve) |  | l/pr | 2 | 0 | 0 | 0 | 0 | 0 | 0 | 0 | 0 | 0 | 0 | 0 | 0 | 0 | 0 | 0 | 0 | 0 | 0 | 0 | 0 | 0 | 0 | 0 | 0 | 0 | 0 | 0 | 0 | 0
- |  |  | Ml/d | 2
- | (insert row above) | - | - |  | - | - | - | - | bar: 2020-21 to 2044-45
61.1 | Options impacting on Void properties - USPL (input reductions as -ve) |  | l/pr | 2 | 0 | 0 | 0 | 0 | 0 | 0 | 0 | 0 | 0 | 0 | 0 | 0 | 0 | 0 | 0 | 0 | 0 | 0 | 0 | 0 | 0 | 0 | 0 | 0 | 0 | 0 | 0 | 0 | 0
- |  |  | Ml/d | 2
- | (insert row above) | - | - |  | - | - | - | - | bar: 2020-21 to 2044-45
| Company: | Severn Trent Water
| Resource Zone Name: | Ruyton
| Resource Zone Number: | 10
| Planning Scenario Name: | Dry Year Annual Average
| Chosen Level of Service: | No more than 3 in 100 Temporary Use Bans

## 7. FP Supply
Table 7: Final planning water supply
| Row Ref | Component | Derivation | Unit | Decimal places | 2016-17 | For info 2017-18 | For info 2018-19 | For info 2019-20 | 2020-21 | 2021-22 | 2022-23 | 2023-24 | 2024-25 | 2025-26 | 2026-27 | 2027-28 | 2028-29 | 2029-2030 | 2030-2031 | 2031-2032 | 2032-33 | 2033-34 | 2034-35 | 2035-36 | 2036-37 | 2037-38 | 2038-39 | 2039-40 | 2040-41 | 2041-42 | 2042-43 | 2043-44 | 2044-45
Resources | 1FP | Raw Water Abstracted | 1BL | Ml/d | 2 | 5.32 | 5.32 | 5.32 | 5.32 | 5.32 | 5.32 | 5.32 | 5.32 | 5.32 | 5.32 | 5.32 | 5.32 | 5.32 | 5.32 | 5.32 | 5.32 | 5.32 | 5.32 | 5.32 | 5.32 | 5.32 | 5.32 | 5.32 | 5.32 | 5.32 | 5.32 | 5.32 | 5.32 | 5.32
| 2FP | Raw Water Imported | 2BL+ (6. Preferred scenario ref 58.2) | Ml/d | 2 | 0 | 0 | 0 | 0 | 0 | 0 | 0 | 0 | 0 | 0 | 0 | 0 | 0 | 0 | 0 | 0 | 0 | 0 | 0 | 0 | 0 | 0 | 0 | 0 | 0 | 0 | 0 | 0 | 0
| - | - | - | - | 2 | - | - | - | - | bar: 2020-21 to 2044-45
| - | - | - | - | 2 | - | - | - | - | bar: 2020-21 to 2044-45
| - | - | - | - | 2 | - | - | - | - | bar: 2020-21 to 2044-45
| 3FP | Potable Water Imported | 3BL+ (6. Preferred scenario ref 58.3) | Ml/d | 2 | 0 | 0 | 0 | 0 | 0 | 0 | 0 | 0 | 0 | 0 | 0 | 0 | 0 | 0 | 0 | 0 | 0 | 0 | 0 | 0 | 0 | 0 | 0 | 0 | 0 | 0 | 0 | 0 | 0
| - | - | - | - | 2 | - | - | - | - | bar: 2020-21 to 2044-45
| - | - | - | - | 2 | - | - | - | - | bar: 2020-21 to 2044-45
| - | - | - | - | 2 | - | - | - | - | bar: 2020-21 to 2044-45
| - | - | - | - | 2 | - | - | - | - | bar: 2020-21 to 2044-45
Resource (and process) losses | 5FP | Raw Water Exported (raw exports and non potable uses) | 5BL+ (6. Preferred scenario ref 58.5) | Ml/d | 2 | 0 | 0 | 0 | 0 | 0 | 0 | 0 | 0 | 0 | 0 | 0 | 0 | 0 | 0 | 0 | 0 | 0 | 0 | 0 | 0 | 0 | 0 | 0 | 0 | 0 | 0 | 0 | 0 | 0
| - | - | - | - | 2 | - | - | - | - | bar: 2020-21 to 2044-45
| - | - | - | - | 2 | - | - | - | - | bar: 2020-21 to 2044-45
| - | - | - | - | 2 | - | - | - | - | bar: 2020-21 to 2044-45
| 6FP | Potable Water Exported | 6BL+ (6. Preferred scenario ref 58.6) | Ml/d | 2 | 0 | 0 | 0 | 0 | 0 | 0 | 0 | 0 | 0 | 0 | 0 | 0 | 0 | 0 | 0 | 0 | 0 | 0 | 0 | 0 | 0 | 0 | 0 | 0 | 0 | 0 | 0 | 0 | 0
| - | - | - | - | 2 | - | - | - | - | bar: 2020-21 to 2044-45
| - | - | - | - | 2 | - | - | - | - | bar: 2020-21 to 2044-45
| - | - | - | - | 2 | - | - | - | - | bar: 2020-21 to 2044-45
| 7FP | Deployable Output | 7BL+ 8BL+ (6. Preferred scenario ref 58.7) + (6. Preferred scenario ref 58.1) |  | 2 | 5.32 | 5.32 | 5.32 | 5.32 | 5.32 | 5.32 | 5.32 | 5.32 | 5.32 | 5.32 | 5.32 | 5.32 | 5.32 | 5.32 | 5.32 | 5.32 | 5.32 | 5.32 | 5.32 | 5.32 | 5.32 | 5.32 | 5.32 | 5.32 | 5.32 | 5.32 | 5.32 | 5.32 | 5.32
| - | - | - | - | 2 | bar: 2020-21 to 2044-45
| - | - | - | - | 2 | - | - | - | - | bar: 2020-21 to 2044-45
| - | - | - | - | 2 | - | - | - | - | bar: 2020-21 to 2044-45
| - | - | - | - | 2 | - | - | - | - | bar: 2020-21 to 2044-45
| - | - | - | - | 2 | - | - | - | - | bar: 2020-21 to 2044-45
| 9FP | Raw water losses, treatment works losses and operational use | 9BL+ (6. Preferred scenario ref 60.1)+(6. Preferred scenario ref 58.4) | Ml/d | 2 | 0 | 0 | 0 | 0 | 0 | 0 | 0 | 0 | 0 | 0 | 0 | 0 | 0 | 0 | 0 | 0 | 0 | 0 | 0 | 0 | 0 | 0 | 0 | 0 | 0 | 0 | 0 | 0 | 0
| 10FP | Outage allowance | 10BL+ (6. Preferred scenario ref 60.2) | Ml/d | 2 | 0.21752 | 0.21752 | 0.21752 | 0.21752 | 0.21752 | 0.21752 | 0.21752 | 0.21752 | 0.21752 | 0.21752 | 0.21752 | 0.21752 | 0.21752 | 0.21752 | 0.21752 | 0.21752 | 0.21752 | 0.21752 | 0.21752 | 0.21752 | 0.21752 | 0.21752 | 0.21752 | 0.21752 | 0.21752 | 0.21752 | 0.21752 | 0.21752 | 0.21752
|  | Company: | Severn Trent Water
|  | Resource Zone Name: | Ruyton
|  | Resource Zone Number: | 10
|  | Planning Scenario Name: | Dry Year Annual Average
|  | Chosen Level of Service: | No more than 3 in 100 Temporary Use Bans

## 8. FP Demand
Table 8: Final planning water demand
| Row Ref | Component | Derivation / Impact of preferred options | Unit | Decimal places | 2016-17 | For info 2017-18 | For info 2018-19 | For info 2019-20 | 2020-21 | 2021-22 | 2022-23 | 2023-24 | 2024-25 | 2025-26 | 2026-27 | 2027-28 | 2028-29 | 2029-2030 | 2030-2031 | 2031-2032 | 2032-33 | 2033-34 | 2034-35 | 2035-36 | 2036-37 | 2037-38 | 2038-39 | 2039-40 | 2040-41 | 2041-42 | 2042-43 | 2043-44 | 2044-45
Consumption | 19FP | Water Delivered Measured Non Household | Calculated BL+Preferred options | Ml/d | 2 | 0.82699 | 0.83083 | 0.83147 | 0.83253 | 0.83129 | 0.83505 | 0.83743 | 0.83941 | 0.83817 | 0.84036 | 0.84022 | 0.84002 | 0.83755 | 0.83951 | 0.83935 | 0.83922 | 0.83672 | 0.83853 | 0.83789 | 0.83709 | 0.83381 | 0.83536 | 0.83477 | 0.83418 | 0.83135 | 0.83302 | 0.83245 | 0.83188 | 0.82907
| 20FP | Water Delivered Unmeasured Non Household | Calculated BL+Preferred options | Ml/d | 2 | 0.008341 | 0.008341 | 0.008341 | 0.008341 | 0.008341 | 0.008341 | 0.008341 | 0.008341 | 0.008341 | 0.008341 | 0.008341 | 0.008341 | 0.008341 | 0.008341 | 0.008341 | 0.008341 | 0.008341 | 0.008341 | 0.008341 | 0.008341 | 0.008341 | 0.008341 | 0.008341 | 0.008341 | 0.008341 | 0.008341 | 0.008341 | 0.008341 | 0.008341
| 21FP | Water Delivered Measured Household | Calculated BL+Preferred options | Ml/d | 2 | 1.0129 | 1.0395 | 1.0661 | 1.093 | 1.1173 | 1.1437 | 1.1699 | 1.1958 | 1.2215 | 1.3471 | 1.4764 | 1.6045 | 1.7316 | 1.8574 | 1.8628 | 1.8683 | 1.8738 | 1.8793 | 1.8849 | 1.8926 | 1.901 | 1.9093 | 1.9174 | 1.9255 | 1.9337 | 1.9412 | 1.9488 | 1.9563 | 1.9637
| 22FP | Water Delivered Unmeasured Household | Calculated BL+Preferred options | Ml/d | 2 | 0.81802 | 0.80409 | 0.78793 | 0.77265 | 0.75698 | 0.74171 | 0.72701 | 0.71265 | 0.69865 | 0.53282 | 0.39778 | 0.26472 | 0.13355 | 0.0045376 | 0.0045001 | 0.0044636 | 0.0044277 | 0.0043927 | 0.0043576 | 0.0043258 | 0.0042942 | 0.0042629 | 0.0042311 | 0.0042005 | 0.0041701 | 0.0041386 | 0.004108 | 0.0040777 | 0.004048
| 23FP | Measured Non Household - Consumption | 19FP-34FP | Ml/d | 2 | 0.81337 | 0.81721 | 0.81784 | 0.81891 | 0.81767 | 0.82143 | 0.82381 | 0.82578 | 0.82455 | 0.82674 | 0.8266 | 0.8264 | 0.82393 | 0.82588 | 0.82573 | 0.8256 | 0.8231 | 0.82491 | 0.82427 | 0.82346 | 0.82019 | 0.82174 | 0.82115 | 0.82056 | 0.81773 | 0.8194 | 0.81883 | 0.81825 | 0.81545
| 24FP | Unmeasured Non Household - Consumption | 20FP-35FP | Ml/d | 2 | 0.0079218 | 0.0079218 | 0.0079218 | 0.0079218 | 0.0079218 | 0.0079218 | 0.0079218 | 0.0079218 | 0.0079218 | 0.0079218 | 0.0079218 | 0.0079218 | 0.0079218 | 0.0079218 | 0.0079218 | 0.0079218 | 0.0079218 | 0.0079218 | 0.0079218 | 0.0079218 | 0.0079218 | 0.0079218 | 0.0079218 | 0.0079218 | 0.0079218 | 0.0079218 | 0.0079218 | 0.0079218 | 0.0079218
| 25FP | Measured Household - Consumption | 21FP-36FP | Ml/d | 2 | 0.90527 | 0.93106 | 0.95678 | 0.98295 | 1.0064 | 1.032 | 1.0575 | 1.0827 | 1.1076 | 1.204 | 1.3192 | 1.4337 | 1.5474 | 1.6601 | 1.6657 | 1.6714 | 1.6771 | 1.6828 | 1.6885 | 1.6964 | 1.705 | 1.7135 | 1.7218 | 1.7301 | 1.7384 | 1.7467 | 1.7549 | 1.7631 | 1.7711
| 26FP | Unmeasured Household - Consumption | 22FP-37FP | Ml/d | 2 | 0.72493 | 0.71205 | 0.69694 | 0.6827 | 0.66804 | 0.65376 | 0.64004 | 0.62664 | 0.61357 | 0.47724 | 0.35646 | 0.23731 | 0.11974 | 0.0040169 | 0.0039855 | 0.0039549 | 0.0039248 | 0.0038955 | 0.003866 | 0.0038397 | 0.0038135 | 0.0037875 | 0.003761 | 0.0037356 | 0.0037103 | 0.0036849 | 0.0036603 | 0.0036359 | 0.003612
| 27 - | Percentage of consumption driven by climate change | n/a in FP | - | 1 | - | - | - | - | bar: 2020-21 to 2044-45
| 28 - | Volume of consumption driven by climate change | n/a in FP | - | 1 | - | - | - | - | bar: 2020-21 to 2044-45
PCC and consumption by component | 29FP | Measured Household - PCC | (25FP*1,000,000)/(51FP*1,000) | l/h/d | 1 | 129 | 131 | 132 | 132 | 133 | 134 | 134 | 135 | 136 | 130 | 129 | 129 | 128 | 128 | 128 | 128 | 128 | 128 | 129 | 129 | 129 | 130 | 130 | 130 | 130 | 131 | 131 | 131 | 132
| 29.1FP | Measured toilet flushing | Input brief explanation here | l/h/d | 1 | 28.0253 | 27.5772 | 26.9905 | 26.4056 | 25.8176 | 25.2697 | 24.729 | 24.1973 | 23.6778 | 22.3679 | 21.7503 | 21.1388 | 20.5379 | 19.9393 | 19.9633 | 19.9855 | 20.0072 | 20.0265 | 20.0504 | 20.0789 | 20.1119 | 20.1442 | 20.1806 | 20.2097 | 20.239 | 20.2676 | 20.2942 | 20.3197 | 20.3431
| 29.2FP | Measured personal washing | Input brief explanation here | l/h/d | 1 | 56.7118 | 58.5864 | 60.1345 | 61.6401 | 63.0828 | 64.5912 | 66.0704 | 67.5278 | 68.975 | 66.5282 | 67.0967 | 67.7583 | 68.5159 | 69.3365 | 69.5364 | 69.7306 | 69.9239 | 70.1091 | 70.3114 | 70.5303 | 70.7658 | 70.9994 | 71.2485 | 71.4727 | 71.6982 | 71.9218 | 72.1392 | 72.3533 | 72.5607
| 29.3FP | Measured clothes washing | Input brief explanation here | l/h/d | 1 | 16.0532 | 16.1811 | 16.2149 | 16.2354 | 16.2388 | 16.2571 | 16.2672 | 16.2712 | 16.2721 | 15.494 | 15.358 | 15.2425 | 15.1477 | 15.0658 | 14.9889 | 14.91 | 14.8302 | 14.7481 | 14.6688 | 14.5923 | 14.5184 | 14.4433 | 14.3705 | 14.2918 | 14.2126 | 14.1322 | 14.0498 | 13.966 | 13.8802
| 29.4FP | Measured dish washing | Input brief explanation here | l/h/d | 1 | 12.7661 | 12.9521 | 13.0611 | 13.1579 | 13.2389 | 13.3314 | 13.4155 | 13.4931 | 13.5667 | 12.9687 | 12.9143 | 12.8776 | 12.8587 | 12.851 | 12.8794 | 12.9068 | 12.9338 | 12.9593 | 12.988 | 13.0196 | 13.0542 | 13.0884 | 13.1253 | 13.1576 | 13.1901 | 13.2222 | 13.253 | 13.2832 | 13.312
| 29.5FP | Measured miscellaneous internal use | Input brief explanation here | l/h/d | 1 | 14.2843 | 14.4058 | 14.4461 | 14.4771 | 14.4966 | 14.5296 | 14.5577 | 14.5825 | 14.6065 | 13.8685 | 13.6765 | 13.5277 | 13.4163 | 13.331 | 13.3573 | 13.3826 | 13.408 | 13.4319 | 13.4593 | 13.49 | 13.5237 | 13.5572 | 13.5938 | 13.6257 | 13.6581 | 13.6902 | 13.7212 | 13.7518 | 13.7812
| 29.6FP | Measured external use | Input brief explanation here | l/h/d | 1 | 1.3074 | 1.3675 | 1.4201 | 1.4715 | 1.5216 | 1.5733 | 1.6243 | 1.6747 | 1.7249 | 1.7082 | 1.7462 | 1.7854 | 1.8261 | 1.8676 | 1.91 | 1.952 | 1.9938 | 2.0352 | 2.0769 | 2.1189 | 2.1612 | 2.2033 | 2.2458 | 2.2873 | 2.3287 | 2.3699 | 2.4108 | 2.4513 | 2.4914
| 30FP | Unmeasured Household - PCC | (26FP*1,000,000)/(52FP*1,000) | l/h/d | 1 | 137 | 136 | 136 | 135 | 135 | 135 | 134 | 134 | 134 | 136 | 136 | 137 | 137 | 146 | 146 | 146 | 146 | 146 | 146 | 146 | 146 | 146 | 146 | 146 | 146 | 146 | 147 | 147 | 147
| 30.1FP | Unmeasured toilet flushing | Input brief explanation here | l/h/d | 1 | 30.7873 | 29.9153 | 29.1177 | 28.3124 | 27.515 | 26.7296 | 25.9426 | 25.1548 | 24.3678 | 24.0219 | 23.2944 | 22.569 | 21.8691 | 22.5313 | 22.539 | 22.5451 | 22.5501 | 22.5533 | 22.5573 | 22.5618 | 22.5667 | 22.5703 | 22.5742 | 22.5747 | 22.5743 | 22.5731 | 22.5702 | 22.566 | 22.5602
| 30.2FP | Unmeasured personal washing | Input brief explanation here | l/h/d | 1 | 57.4034 | 58.0904 | 58.9153 | 59.7229 | 60.5455 | 61.3947 | 62.2411 | 63.0868 | 63.9355 | 65.9974 | 67.0783 | 68.1882 | 69.4046 | 75.2048 | 75.3548 | 75.5 | 75.642 | 75.7785 | 75.9178 | 76.0595 | 76.203 | 76.3426 | 76.4837 | 76.6139 | 76.7411 | 76.8662 | 76.9861 | 77.1018 | 77.2124
| 30.3FP | Unmeasured clothes washing | Input brief explanation here | l/h/d | 1 | 16.5171 | 16.3752 | 16.2731 | 16.1665 | 16.0642 | 15.9688 | 15.8727 | 15.7762 | 15.6804 | 15.8763 | 15.8295 | 15.7874 | 15.7672 | 16.7659 | 16.6648 | 16.5621 | 16.4582 | 16.3527 | 16.2472 | 16.1417 | 16.0361 | 15.9292 | 15.8221 | 15.7123 | 15.6014 | 15.4896 | 15.3763 | 15.2618 | 15.1458
| 30.4FP | Unmeasured dish washing | Input brief explanation here | l/h/d | 1 | 13.0723 | 13.0285 | 13.0162 | 13.0003 | 12.9877 | 12.9808 | 12.9733 | 12.9655 | 12.9583 | 13.1936 | 13.2287 | 13.2683 | 13.3271 | 14.2528 | 14.2702 | 14.2867 | 14.3026 | 14.3174 | 14.3327 | 14.3484 | 14.3643 | 14.3795 | 14.395 | 14.4083 | 14.4211 | 14.4334 | 14.4448 | 14.4553 | 14.4647
| 30.5FP | Unmeasured miscellaneous internal use | Input brief explanation here | l/h/d | 1 | 17.7976 | 17.7515 | 17.7483 | 17.74 | 17.7363 | 17.7405 | 17.7437 | 17.7466 | 17.7503 | 18.0864 | 18.1485 | 18.2168 | 18.3115 | 19.5984 | 19.6375 | 19.6753 | 19.7123 | 19.7479 | 19.7842 | 19.8211 | 19.8585 | 19.8949 | 19.9317 | 19.9656 | 19.9988 | 20.0313 | 20.0626 | 20.0927 | 20.1216
| 30.6FP | Unmeasured external use | Input brief explanation here | l/h/d | 1 | 1.4117 | 1.4523 | 1.4964 | 1.5399 | 1.5839 | 1.6283 | 1.6727 | 1.7169 | 1.7612 | 1.8284 | 1.8761 | 1.924 | 1.9733 | 2.0883 | 2.1301 | 2.1715 | 2.2125 | 2.253 | 2.2931 | 2.3329 | 2.3722 | 2.4111 | 2.4495 | 2.4874 | 2.5248 | 2.5618 | 2.5983 | 2.6343 | 2.6698
| 31FP | Average Household - PCC | ((25FP+26FP)*1,000,000))/(51FP+52FP*1,000) | l/h/d | 1 | 132.5212 | 133.0291 | 133.2989 | 133.6282 | 133.7131 | 134.0258 | 134.3726 | 134.7246 | 135.113 | 131.4557 | 130.538 | 129.6937 | 128.9688 | 128.3116 | 128.3565 | 128.4014 | 128.4543 | 128.5017 | 128.589 | 128.8796 | 129.2166 | 129.5468 | 129.9005 | 130.2061 | 130.5301 | 130.8472 | 131.1608 | 131.4644 | 131.7543
| 32FP | Water Taken Unbilled | Calculated BL+Preferred options | Ml/d | 1 | 0.093258 | 0.093258 | 0.093258 | 0.093258 | 0.093258 | 0.093258 | 0.093258 | 0.093258 | 0.093258 | 0.093258 | 0.093258 | 0.093258 | 0.093258 | 0.093258 | 0.093258 | 0.093258 | 0.093258 | 0.093258 | 0.093258 | 0.093258 | 0.093258 | 0.093258 | 0.093258 | 0.093258 | 0.093258 | 0.093258 | 0.093258 | 0.093258 | 0.093258
| 33FP | Distribution System Operational Use | Calculated BL+Preferred options | Ml/d | 1 | 0.011893 | 0.011893 | 0.011893 | 0.011893 | 0.011893 | 0.011893 | 0.011893 | 0.011893 | 0.011893 | 0.011893 | 0.011893 | 0.011893 | 0.011893 | 0.011893 | 0.011893 | 0.011893 | 0.011893 | 0.011893 | 0.011893 | 0.011893 | 0.011893 | 0.011893 | 0.011893 | 0.011893 | 0.011893 | 0.011893 | 0.011893 | 0.011893 | 0.011893
Leakage | 34FP | Measured Non Household - USPL | Calculated BL+Preferred options | Ml/d | 2 | 0.013621 | 0.013621 | 0.013621 | 0.013621 | 0.013621 | 0.013621 | 0.013621 | 0.013621 | 0.013621 | 0.013621 | 0.013621 | 0.013621 | 0.013621 | 0.013621 | 0.013621 | 0.013621 | 0.013621 | 0.013621 | 0.013621 | 0.013621 | 0.013621 | 0.013621 | 0.013621 | 0.013621 | 0.013621 | 0.013621 | 0.013621 | 0.013621 | 0.013621
| 35FP | Unmeasured Non Household - USPL | Calculated BL+Preferred options | Ml/d | 2 | 0.00041925 | 0.00041925 | 0.00041925 | 0.00041925 | 0.00041925 | 0.00041925 | 0.00041925 | 0.00041925 | 0.00041925 | 0.00041925 | 0.00041925 | 0.00041925 | 0.00041925 | 0.00041925 | 0.00041925 | 0.00041925 | 0.00041925 | 0.00041925 | 0.00041925 | 0.00041925 | 0.00041925 | 0.00041925 | 0.00041925 | 0.00041925 | 0.00041925 | 0.00041925 | 0.00041925 | 0.00041925 | 0.00041925
| 36FP | Measured Household - USPL | Calculated BL+Preferred options | Ml/d | 2 | 0.10767 | 0.10849 | 0.10929 | 0.11009 | 0.11086 | 0.11162 | 0.11237 | 0.1131 | 0.11382 | 0.14311 | 0.15714 | 0.17084 | 0.18423 | 0.19731 | 0.19711 | 0.19692 | 0.19672 | 0.19653 | 0.19634 | 0.19615 | 0.19596 | 0.19577 | 0.19559 | 0.19541 | 0.19523 | 0.19454 | 0.19386 | 0.19319 | 0.19254
| 37FP | Unmeasured Household - USPL | Calculated BL+Preferred options | Ml/d | 2 | 0.093093 | 0.092044 | 0.090995 | 0.089946 | 0.088938 | 0.087947 | 0.086974 | 0.086018 | 0.085079 | 0.055576 | 0.041328 | 0.02741 | 0.013811 | 0.00052066 | 0.0005146 | 0.00050867 | 0.00050287 | 0.00049719 | 0.00049162 | 0.00048617 | 0.00048068 | 0.00047531 | 0.00047004 | 0.00046488 | 0.00045982 | 0.00045366 | 0.00044764 | 0.00044176 | 0.00043601
| 38FP | Void Properties - USPL | Calculated BL+Preferred options | Ml/d | 2 | 0.013621 | 0.013621 | 0.013621 | 0.013621 | 0.013621 | 0.013621 | 0.013621 | 0.013621 | 0.013621 | 0.013621 | 0.013621 | 0.013621 | 0.013621 | 0.013621 | 0.013621 | 0.013621 | 0.013621 | 0.013621 | 0.013621 | 0.013621 | 0.013621 | 0.013621 | 0.013621 | 0.013621 | 0.013621 | 0.013621 | 0.013621 | 0.013621 | 0.013621
| 39FP | Distribution Losses | Calculated BL+Preferred options | Ml/d | 2 | 1.5016 | 1.4718 | 1.432 | 1.4023 | 1.4025 | 1.4028 | 1.403 | 1.4032 | 1.4034 | 1.4037 | 1.4039 | 1.4041 | 1.4043 | 1.4045 | 1.4047 | 1.4049 | 1.4051 | 1.4053 | 1.4055 | 1.4057 | 1.4059 | 1.4061 | 1.4063 | 1.4065 | 1.4066 | 1.4073 | 1.408 | 1.4087 | 1.4094
| 40FP | Total Leakage | Sum(34FP:39FP) | Ml/d | 2 | 1.73 | 1.7 | 1.66 | 1.63 | 1.63 | 1.63 | 1.63 | 1.63 | 1.63 | 1.63 | 1.63 | 1.63 | 1.63 | 1.63 | 1.63 | 1.63 | 1.63 | 1.63 | 1.63 | 1.63 | 1.63 | 1.63 | 1.63 | 1.63 | 1.63 | 1.63 | 1.63 | 1.63 | 1.63
| 41FP | Total Leakage | (40FP*1,000,000)/(48FP*1,000) | l/prop/d | 2 | 317.9335 | 309.23 | 298.9023 | 290.564 | 287.686 | 284.5794 | 281.5396 | 278.5644 | 275.652 | 272.8002 | 270.2813 | 267.7987 | 265.3518 | 262.9396 | 259.3431 | 255.8669 | 252.5049 | 249.2512 | 246.1005 | 243.048 | 240.028 | 237.1 | 234.2596 | 231.5027 | 228.8258 | 226.225 | 223.6972 | 221.2391 | 218.8477
Customer: Properties | 42FP | Measured Non Household - Properties | Input (total, excluding voids) | 000's | 2 | 0.4764 | 0.47813 | 0.47986 | 0.48159 | 0.48332 | 0.48505 | 0.48678 | 0.48851 | 0.49024 | 0.49196 | 0.49369 | 0.49542 | 0.49714 | 0.49886 | 0.50059 | 0.50231 | 0.50403 | 0.50576 | 0.50748 | 0.5092 | 0.51092 | 0.51264 | 0.51436 | 0.51608 | 0.51779 | 0.51951 | 0.52123 | 0.52294 | 0.52466
| 43FP | Unmeasured Non Household - Properties | Input (total, excluding voids) | 000's | 2 | 0.00965 | 0.0094907 | 0.0093315 | 0.0091722 | 0.009013 | 0.0088537 | 0.0086944 | 0.0085352 | 0.0083759 | 0.0082167 | 0.0080574 | 0.0078982 | 0.0077389 | 0.0075796 | 0.0074204 | 0.0072611 | 0.0071019 | 0.0069426 | 0.0067833 | 0.0066241 | 0.0064648 | 0.0063056 | 0.0061463 | 0.005987 | 0.0058278 | 0.0056685 | 0.0055093 | 0.00535 | 0.0051907
| 44FP | All void non-households - properties | Input (voids in each year) | 000's | 2 | 0.1065 | 0.1065 | 0.1065 | 0.1065 | 0.1065 | 0.1065 | 0.1065 | 0.1065 | 0.1065 | 0.1065 | 0.1065 | 0.1065 | 0.1065 | 0.1065 | 0.1065 | 0.1065 | 0.1065 | 0.1065 | 0.1065 | 0.1065 | 0.1065 | 0.1065 | 0.1065 | 0.1065 | 0.1065 | 0.1065 | 0.1065 | 0.1065 | 0.1065
| 45FP | Measured Household - Properties (excl voids) | Pre-plan year = input. Forecast years = Previous year 45FP + sum(45.1FP:45.6FP) | 000's | 2 | 2.5516 | 2.6446 | 2.7376 | 2.8306 | 2.922 | 3.0185 | 3.1143 | 3.2094 | 3.3039 | 3.7226 | 4.1349 | 4.5472 | 4.9595 | 5.3717 | 5.4561 | 5.5399 | 5.6232 | 5.7059 | 5.7881 | 5.8697 | 5.9526 | 6.0349 | 6.1167 | 6.198 | 6.2788 | 6.3592 | 6.439 | 6.5184 | 6.5974
| 45.1FP | New properties | Input (new builds in each year) | 000's | 2 | 0.056946 | 0.056946 | 0.056946 | 0.056946 | 0.056946 | 0.062682 | 0.062682 | 0.062682 | 0.062682 | 0.062682 | 0.056332 | 0.056332 | 0.056332 | 0.056332 | 0.056332 | 0.056332 | 0.056332 | 0.056332 | 0.056332 | 0.056332 | 0.058053 | 0.058053 | 0.058053 | 0.058053 | 0.058053 | 0.058053 | 0.058053 | 0.058053 | 0.058053
| 45.2FP | Meter optants - properties | Input (meter optants in each year) | 000's | 2 | 0.014 | 0.036975 | 0.036975 | 0.036975 | 0.03547 | 0.03481 | 0.034162 | 0.033526 | 0.032902 | 0.03229 | 0.031689 | 0.031099 | 0.03052 | 0.029952 | 0.029394 | 0.028848 | 0.028311 | 0.027784 | 0.027267 | 0.026759 | 0.026261 | 0.025772 | 0.025292 | 0.024822 | 0.02436 | 0.023907 | 0.023462 | 0.023025 | 0.022597
| 45.3FP | Compulsory metering - properties | Input (compulsory meters in each year) | 000's | 2 | 0 | 0 | 0 | 0 | 0 | 0 | 0 | 0 | 0 | 0.32488 | 0.32548 | 0.32607 | 0.32665 | 0.32722 | 0 | 0 | 0 | 0 | 0 | 0 | 0 | 0 | 0 | 0 | 0 | 0 | 0 | 0 | 0
| 45.4FP | Metering on change of occupancy - properties | Input (change of occupancy meters in each year) | 000's | 2 | 0 | 0 | 0 | 0 | 0 | 0 | 0 | 0 | 0 | 0 | 0 | 0 | 0 | 0 | 0 | 0 | 0 | 0 | 0 | 0 | 0 | 0 | 0 | 0 | 0 | 0 | 0 | 0 | 0
| 45.5FP | Selective metering properties | Input (selective meters in each year) | 000's | 2 | 0 | 0 | 0 | 0 | 0 | 0 | 0 | 0 | 0 | 0 | 0 | 0 | 0 | 0 | 0 | 0 | 0 | 0 | 0 | 0 | 0 | 0 | 0 | 0 | 0 | 0 | 0 | 0 | 0
| 45.6FP | Other changes to existing metering - properties | Input (other changes to meters in each year) | 000's | 2 | 0 | -0.0008899 | -0.00092308 | -0.00095352 | -0.00098498 | -0.0010163 | -0.0010487 | -0.001082 | -0.0011161 | -0.0011499 | -0.0011845 | -0.0012167 | -0.0012491 | -0.0012806 | -0.0013127 | -0.001344 | -0.0013731 | -0.0014016 | -0.0014297 | -0.0014573 | -0.0014844 | -0.0015116 | -0.0015383 | -0.0015647 | -0.0015906 | -0.001616 | -0.0016411 | -0.0016657 | -0.00169
| 45.7FP | Measured void households - properties | Input (voids in each year) | 000's | 2 | 0.11941 | 0.11941 | 0.11941 | 0.11941 | 0.11941 | 0.11941 | 0.11941 | 0.11941 | 0.11941 | 0.20034 | 0.20034 | 0.20034 | 0.20034 | 0.20034 | 0.20034 | 0.20034 | 0.20034 | 0.20034 | 0.20034 | 0.20034 | 0.20034 | 0.20034 | 0.20034 | 0.20034 | 0.20034 | 0.20034 | 0.20034 | 0.20034 | 0.20034
| 46FP | Unmeasured households - properties (excl void) | Input (total) | 000's | 2 | 2.0969 | 2.0584 | 2.02 | 1.9816 | 1.9447 | 1.9085 | 1.873 | 1.8381 | 1.8039 | 1.4454 | 1.0872 | 0.7293 | 0.3716 | 0.014166 | 0.014156 | 0.014146 | 0.014136 | 0.014126 | 0.014115 | 0.014105 | 0.014095 | 0.014085 | 0.014075 | 0.014065 | 0.014055 | 0.014045 | 0.014035 | 0.014025 | 0.014015
| 47FP | Unmeasured void households - properties | Input (voids in each year) | 000's | 2 | 0.08093 | 0.08093 | 0.08093 | 0.08093 | 0.08093 | 0.08093 | 0.08093 | 0.08093 | 0.08093 | 0 | 0 | 0 | 0 | 0 | 0 | 0 | 0 | 0 | 0 | 0 | 0 | 0 | 0 | 0 | 0 | 0 | 0 | 0 | 0
| 48FP | Total Resource Zone Properties (incl voids) | SUM(42FP:45FP)+45.7FP+46FP+47FP | 000's | 2 | 5.4414 | 5.4975 | 5.5537 | 5.6098 | 5.6659 | 5.7278 | 5.7896 | 5.8514 | 5.9133 | 5.9751 | 6.0308 | 6.0867 | 6.1428 | 6.1991 | 6.2851 | 6.3705 | 6.4553 | 6.5396 | 6.6233 | 6.7065 | 6.7909 | 6.8747 | 6.9581 | 7.041 | 7.1233 | 7.2052 | 7.2866 | 7.3676 | 7.4481
Customer: Population | 49FP | Measured Non Household - Population | Input (total) | 000's | 2 | 0.533 | 0.533 | 0.533 | 0.533 | 0.533 | 0.533 | 0.533 | 0.533 | 0.533 | 0.533 | 0.533 | 0.533 | 0.533 | 0.533 | 0.533 | 0.533 | 0.533 | 0.533 | 0.533 | 0.533 | 0.533 | 0.533 | 0.533 | 0.533 | 0.533 | 0.533 | 0.533 | 0.533 | 0.533
| 50FP | Unmeasured Non Household - Population | Input (total) | 000's | 2 | 0 | 0 | 0 | 0 | 0 | 0 | 0 | 0 | 0 | 0 | 0 | 0 | 0 | 0 | 0 | 0 | 0 | 0 | 0 | 0 | 0 | 0 | 0 | 0 | 0 | 0 | 0 | 0 | 0
| 51FP | Measured Household - Population | Input (total) | 000's | 2 | 7.0095 | 7.124 | 7.274 | 7.4247 | 7.5741 | 7.7241 | 7.8718 | 8.0165 | 8.1572 | 9.2833 | 10.2222 | 11.147 | 12.0532 | 12.9416 | 12.981 | 13.0205 | 13.0594 | 13.099 | 13.1346 | 13.1663 | 13.1985 | 13.2302 | 13.2583 | 13.2903 | 13.3213 | 13.3519 | 13.383 | 13.4139 | 13.4453
| 52FP | Unmeasured Household - Population | Input (total) | 000's | 2 | 5.2919 | 5.2274 | 5.1321 | 5.0401 | 4.9488 | 4.854 | 4.7615 | 4.6711 | 4.5818 | 3.506 | 2.6146 | 1.7372 | 0.87354 | 0.027529 | 0.027323 | 0.027122 | 0.026924 | 0.026731 | 0.026535 | 0.026334 | 0.02613 | 0.02593 | 0.025726 | 0.025534 | 0.025344 | 0.025155 | 0.02497 | 0.024789 | 0.024613
| 53FP | Total Resource Zone Population | 49FP+Sum(50FP:52FP) | 000's | 2 | 12.8344 | 12.8845 | 12.9391 | 12.9978 | 13.0559 | 13.1111 | 13.1663 | 13.2206 | 13.272 | 13.3224 | 13.3698 | 13.4173 | 13.4598 | 13.5021 | 13.5413 | 13.5806 | 13.6194 | 13.6588 | 13.6942 | 13.7257 | 13.7576 | 13.7891 | 13.817 | 13.8488 | 13.8797 | 13.9101 | 13.9409 | 13.9717 | 14.003
Occupancy | 54FP | Measured Household - Occupancy Rate (average) (excl voids) | 51FP/45FP | h/prop | 1 | 2.7471 | 2.6938 | 2.657 | 2.623 | 2.5921 | 2.5589 | 2.5276 | 2.4978 | 2.469 | 2.4938 | 2.4722 | 2.4514 | 2.4303 | 2.4092 | 2.3792 | 2.3503 | 2.3224 | 2.2957 | 2.2693 | 2.2431 | 2.2173 | 2.1923 | 2.1676 | 2.1443 | 2.1216 | 2.0996 | 2.0784 | 2.0578 | 2.038
| 55FP | Unmeasured Household - Occupancy Rate | 52BL/46BL | h/prop | 1 | 2.5237 | 2.5395 | 2.5406 | 2.5435 | 2.5448 | 2.5433 | 2.5422 | 2.5412 | 2.5399 | 2.4256 | 2.4048 | 2.382 | 2.3507 | 1.9433 | 1.9302 | 1.9173 | 1.9047 | 1.8924 | 1.8798 | 1.867 | 1.8538 | 1.8409 | 1.8278 | 1.8154 | 1.8032 | 1.791 | 1.7791 | 1.7675 | 1.7561
Metering | 56FP | Total Household Metering penetration (excl. voids) | 45FP/45FP+46FP | % | 0 | 54.89% | 56.23% | 57.54% | 58.82% | 60.04% | 61.26% | 62.44% | 63.58% | 64.68% | 72.03% | 79.18% | 86.18% | 93.03% | 99.74% | 99.74% | 99.75% | 99.75% | 99.75% | 99.76% | 99.76% | 99.76% | 99.77% | 99.77% | 99.77% | 99.78% | 99.78% | 99.78% | 99.79% | 99.79%
| 57FP | Total Household Metering penetration (incl. voids) | 45FP/(45FP+45.7FP+46FP+47FP) | % | 0 | 52.62% | 53.93% | 55.22% | 56.47% | 57.67% | 58.87% | 60.03% | 61.16% | 62.24% | 69.34% | 76.25% | 83.03% | 89.66% | 96.16% | 96.22% | 96.27% | 96.33% | 96.38% | 96.43% | 96.48% | 96.52% | 96.57% | 96.61% | 96.66% | 96.7% | 96.74% | 96.78% | 96.82% | 96.85%
|  | Company: | Severn Trent Water
|  | Resource Zone Name: | Ruyton
|  | Resource Zone Number: | 10
|  | Planning Scenario Name: | Dry Year Annual Average
|  | Chosen Level of Service: | No more than 3 in 100 Temporary Use Bans

## 9. FP SDB
Table 9: Final planning water supply
| Row Ref | Component | Derivation | Unit | Decimal places | 2016-17 | For info 2017-18 | For info 2018-19 | For info 2019-20 | 2020-21 | 2021-22 | 2022-23 | 2023-24 | 2024-25 | 2025-26 | 2026-27 | 2027-28 | 2028-29 | 2029-2030 | 2030-2031 | 2031-2032 | 2032-33 | 2033-34 | 2034-35 | 2035-36 | 2036-37 | 2037-38 | 2038-39 | 2039-40 | 2040-41 | 2041-42 | 2042-43 | 2043-44 | 2044-45
SDB | 11FP | Distribution Input | 19FP+20FP+21FP+22FP+32FP+33FP+38FP+39FP | Ml/d | 2 | 4.2866 | 4.2734 | 4.2446 | 4.2276 | 4.2352 | 4.2503 | 4.2645 | 4.2782 | 4.2888 | 4.251 | 4.2454 | 4.2405 | 4.2342 | 4.233 | 4.2385 | 4.244 | 4.2472 | 4.2547 | 4.2597 | 4.2668 | 4.2721 | 4.2821 | 4.2898 | 4.2974 | 4.3029 | 4.3128 | 4.3205 | 4.328 | 4.3332
| 12FP | Water Available For Use (own sources) | 7FP-(9FP+10FP) | Ml/d | 2 | 5.1025 | 5.1025 | 5.1025 | 5.1025 | 5.1025 | 5.1025 | 5.1025 | 5.1025 | 5.1025 | 5.1025 | 5.1025 | 5.1025 | 5.1025 | 5.1025 | 5.1025 | 5.1025 | 5.1025 | 5.1025 | 5.1025 | 5.1025 | 5.1025 | 5.1025 | 5.1025 | 5.1025 | 5.1025 | 5.1025 | 5.1025 | 5.1025 | 5.1025
| 13FP | Total Water Available For Use | 12FP+(2FP+3FP)-(5FP+6FP) | Ml/d | 2 | 5.1025 | 5.1025 | 5.1025 | 5.1025 | 5.1025 | 5.1025 | 5.1025 | 5.1025 | 5.1025 | 5.1025 | 5.1025 | 5.1025 | 5.1025 | 5.1025 | 5.1025 | 5.1025 | 5.1025 | 5.1025 | 5.1025 | 5.1025 | 5.1025 | 5.1025 | 5.1025 | 5.1025 | 5.1025 | 5.1025 | 5.1025 | 5.1025 | 5.1025
| 14FP | Target headroom (climate change component) | Input | Ml/d | 2 | 0 | 0 | 0 | 0 | 0 | 0 | 0 | 0 | 0 | 0 | 0 | 0 | 0 | 0 | 0 | 0 | 0 | 0 | 0 | 0 | 0 | 0 | 0 | 0 | 0 | 0 | 0 | 0 | 0
| 15FP | Target headroom (All other components) | Input | Ml/d | 2 | 0.20198 | 0.1963 | 0.19472 | 0.18705 | 0.17936 | 0.17774 | 0.17519 | 0.17111 | 0.17367 | 0.13586 | 0.14025 | 0.13889 | 0.13846 | 0.13839 | 0.13744 | 0.13647 | 0.14354 | 0.14072 | 0.14335 | 0.13857 | 0.14073 | 0.14216 | 0.14789 | 0.1502 | 0.15472 | 0.15546 | 0.15814 | 0.15552 | 0.1593
| 16FP | Target Headroom | 14FP+15FP | Ml/d | 2 | 0.20198 | 0.1963 | 0.19472 | 0.18705 | 0.17936 | 0.17774 | 0.17519 | 0.17111 | 0.17367 | 0.13586 | 0.14025 | 0.13889 | 0.13846 | 0.13839 | 0.13744 | 0.13647 | 0.14354 | 0.14072 | 0.14335 | 0.13857 | 0.14073 | 0.14216 | 0.14789 | 0.1502 | 0.15472 | 0.15546 | 0.15814 | 0.15552 | 0.1593
| 17FP | Available Headroom | 13FP-11FP | Ml/d | 2 | 0.81585 | 0.8291 | 0.85785 | 0.87485 | 0.86727 | 0.8522 | 0.83803 | 0.8243 | 0.81366 | 0.85143 | 0.85712 | 0.862 | 0.86833 | 0.86943 | 0.86398 | 0.85848 | 0.85531 | 0.84782 | 0.84276 | 0.83568 | 0.83038 | 0.82038 | 0.81266 | 0.80505 | 0.79954 | 0.78966 | 0.78199 | 0.77445 | 0.76924
| 18FP | Supply Demand Balance | 17FP-16FP | Ml/d | 2 | 0.61387 | 0.6328 | 0.66313 | 0.6878 | 0.68791 | 0.67446 | 0.66284 | 0.65319 | 0.64 | 0.71558 | 0.71687 | 0.72311 | 0.72987 | 0.73104 | 0.72654 | 0.722 | 0.71177 | 0.7071 | 0.69941 | 0.69711 | 0.68965 | 0.67822 | 0.66477 | 0.65486 | 0.64482 | 0.63421 | 0.62384 | 0.61893 | 0.60994
|  | Company: | Severn Trent Water
|  | Resource Zone Name: | Ruyton
|  | Resource Zone Number: | 10
|  | Planning Scenario Name: | Dry Year Annual Average
|  | Chosen Level of Service: | No more than 3 in 100 Temporary Use Bans

## 10. Drought plan links
Table 10: Drought plan links and Deployable Output Overview
10.1 Planning scenarios |  |  |  |  | 10.2 Water resources management plan | [7 empty] | 10.3 Drought plan | [5 empty] | 10.4 Demand
Drought Scenarios | Drought Description | Drought Severity | Plan in which scenario is used (highlights overlaps) |  | WRMP DO of Sources (not including drought measures) | WRMP Additional Yield from Drought Supply Measures (eg drought permits or orders) |  |  | WRMP Impact on DO of drought plan Demand Restrictions (eg TUBs) |  |  | WRMP DO Levels of Service | Drought Plan Additional Yield from Further Supply Measures (eg drought permits or orders) |  |  | Drought Plan Impact on DO of Further Demand Restrictions (eg TUBs) |  |  | Unrestricted Demand | Restricted Demand
|  |  | WRMP | Drought Plan | DO (Ml/d) | Description | Marginal Benefit (Ml/d) | DO (Ml/d) | Description | Marginal Benefit (Ml/d) | DO (Ml/d) | DO (Ml/d) | Description | Marginal Benefit (Ml/d) | DO (Ml/d) | Description | Marginal Benefit (Ml/d) | DO (Ml/d) | Ml/d | Ml/d
Historic Droughts | 0 | 0 | 0 | 0 | 0 | (6) | 0 | 0 | (6) | 0 | 0 | 0 | (6) | 0 | 0 | (6) | 0 | 0 | 0 | 0
| 0 | 0 | 0 | 0 | 0 | (6) | 0 | 0 | (6) | 0 | 0 | 0 | (6) | 0 | 0 | (6) | 0 | 0 | 0 | 0
Additional Drought Scenarios | 0 | 0 | 0 | 0 | 0 | (6) | 0 | 0 | (6) | 0 | 0 | 0 | (6) | 0 | 0 | (6) | 0 | 0 | 0 | 0
| 0 | 0 | 0 | 0 | 0 | (6) | 0 | 0 | (6) | 0 | 0 | 0 | (6) | 0 | 0 | (6) | 0 | 0 | 0 | 0
Reported DO for WRMP tables highlighted in yellow
10.5 Summary report
WRMP DO Overview | [8 empty] | Drought Plan Overview
No drought resilience narrative was carried out for this WRZ as identified under our drought vulnerability assessment see Appendix A9 in the narrative for more information. | [8 empty] | N/A
Additional Drought Scenarios | [8 empty] | Drought Supply Measures and Demand Restrictions Further Details
N/A | [8 empty] | List individual measures used in scenario e.g. (6) No data entered- N/A for the WRZ
Impact on Supply Demand
N/A
Demands
N/A