## TITLE PAGE
Water Resources Planning Tables 2019
v11 - August 2016 with updates upto v14 Oct 17
All queries on the content of this workbook should be sent to:
water-company-plan@environment-agency.gov.uk
Water resource zone information
Company: |  | Severn Trent Water
Resource Zone Name: |  | Strategic Grid |  |  |  |  | Data validation: Cell D20
Resource Zone Number: |  | 13 |  |  |  |  | Dry Year Annual Average
Planning Scenario Name: |  | Dry Year Annual Average | DYAA | Normal Year Annual Average |  |  | Dry Year Critical Period
Chosen Level of Service: |  | No more than 3 in 100 Temporary Use Bans |  |  |  |  | Dry Year Annual Average - benchmarking data
Base Year: |  | 2016-17 |  |  |  |  | Dry Year Critical Period - benchmarking data
Responsible Officer: |  | Marcus O'Kane | Signed: | Marcus O'Kane | Dated: | 2017-11-29
Version: |  | 1 |  | [Digital signature is acceptable]
Key to cells
Clear cells - indicate an input is required
Yellow shaded cells - indicates a formula.
Blue shaded cells - indicate base year data.
Light grey shaded cells - indicate preceding years.
Dark grey cells - indicate that no data entry is required.
Worksheet |  | Content
WRZ summary |  | Supply-Demand Balance and components
1. BL Licences |  | Baseline water resources
2. BL Supply |  | Baseline water supplies
3. BL Demand |  | Baseline demand
4. BL SDB |  | Baseline supply demand balance
5. Feasible options |  | Fixed and Variable costs, Net Present Value, AIC and AISC of all feasible options - confidential
6. Preferred options |  | High level costs of preferred options (Dry Year) - publicly available
7. FP Supply |  | Final Planning water supplies (impact of Scenario options)
8. FP Demand |  | Final Planning demand (impact of Scenario options)
9. FP SDB |  | Final Planning supply demand balance
10. Drought plan links |  | Drought plan links
11. Drought plan links graph |  | Drought plan links graph

## WRZ summary
Summary graphs of water resources planning tables data
DERIVATION | DESCRIPTION | UNITS | 2016-17 | For info 2017-18 | For info 2018-19 | For info 2019-20 | 2020-21 | 2021-22 | 2022-23 | 2023-24 | 2024-25 | 2025-26 | 2026-27 | 2027-28 | 2028-29 | 2029-2030 | 2030-2031 | 2031-2032 | 2032-33 | 2033-34 | 2034-35 | 2035-36 | 2036-37 | 2037-38 | 2038-39 | 2039-40 | 2040-41 | 2041-42 | 2042-43 | 2043-44 | 2044-45
SUPPLY
13BL | Total water available for use | Ml/d | 1321.6731 | 1319.6731 | 1317.6731 | 1315.6731 | 1313.6731 | 1311.6731 | 1309.6731 | 1307.6731 | 1305.6731 | 1268.6731 | 1266.6731 | 1264.6731 | 1262.6731 | 1260.6731 | 1209.1731 | 1208.6731 | 1208.1731 | 1207.6731 | 1207.1731 | 1196.6731 | 1196.1731 | 1195.6731 | 1195.1731 | 1194.6731 | 1194.1731 | 1193.6731 | 1193.1731 | 1192.6731 | 1192.1731
13FP | Total water available for use | Ml/d | 1321.6731 | 1319.6731 | 1317.6731 | 1315.6731 | 1313.6731 | 1311.6731 | 1309.6731 | 1307.6731 | 1350.2731 | 1348.2731 | 1346.2731 | 1364.2731 | 1376.7731 | 1445.7731 | 1359.2731 | 1358.7731 | 1358.2731 | 1362.9731 | 1364.9731 | 1339.4731 | 1338.9731 | 1339.3731 | 1338.8731 | 1338.3731 | 1337.8731 | 1337.3731 | 1336.8731 | 1336.3731 | 1335.8731
| DEMAND |  | -2.5412e-10
26BL | Unmeasured household consumption | Ml/d | 436.6104 | 428.557 | 419.8634 | 411.7618 | 403.6005 | 395.967 | 388.7932 | 381.9041 | 375.2047 | 368.8258 | 362.6271 | 356.6078 | 350.7086 | 345.0228 | 339.1668 | 333.2432 | 327.438 | 321.7368 | 316.142 | 310.8544 | 305.703 | 300.6355 | 295.6362 | 290.752 | 285.9552 | 281.244 | 276.635 | 272.107 | 267.6662
26FP | Unmeasured household consumption | Ml/d | 436.6104 | 428.557 | 419.8634 | 411.7618 | 389.8153 | 368.5224 | 347.8451 | 327.5939 | 307.6659 | 276.2583 | 245.083 | 214.1255 | 183.3316 | 152.7505 | 122.1952 | 91.7545 | 61.5344 | 31.5347 | 1.7731 | 1.7676 | 1.7624 | 1.7573 | 1.752 | 1.747 | 1.742 | 1.737 | 1.7323 | 1.7275 | 1.7229
25BL | Measured household consumption | Ml/d | 238.8754 | 247.5627 | 257.5256 | 267.2311 | 276.0723 | 285.1084 | 293.7583 | 302.0198 | 310.2781 | 318.1774 | 326.0581 | 333.7796 | 341.5919 | 349.0481 | 355.4552 | 362.3335 | 369.1712 | 375.9699 | 382.7417 | 389.8744 | 397.0277 | 404.1337 | 411.1875 | 418.1971 | 425.1633 | 432.0871 | 439.0162 | 445.903 | 452.7574
25FP | Measured household consumption | Ml/d | 238.8754 | 247.5627 | 257.5256 | 267.2311 | 288.0768 | 309.9577 | 331.2797 | 352.0509 | 372.673 | 403.4238 | 434.0835 | 464.5193 | 494.9954 | 525.0599 | 554.0374 | 583.4387 | 612.7253 | 641.8944 | 670.94 | 674.5212 | 678.2002 | 681.8736 | 685.533 | 689.1898 | 692.9508 | 696.7043 | 700.516 | 704.3181 | 708.1238
23BL+24BL | Non-household consumption | Ml/d | 237.2817 | 237.4738 | 237.302 | 237.5557 | 237.3206 | 238.5212 | 239.2693 | 239.9803 | 239.8571 | 240.7462 | 240.9401 | 241.1309 | 240.6735 | 241.498 | 241.7286 | 241.9749 | 241.5522 | 242.3869 | 242.5467 | 242.7032 | 242.1971 | 243.0286 | 243.2274 | 243.4354 | 242.9992 | 243.881 | 244.1186 | 244.3636 | 243.9606
23FP+24FP | Non-household consumption | Ml/d | 237.2817 | 237.4738 | 237.302 | 237.5557 | 237.3206 | 238.5212 | 239.2693 | 239.9803 | 239.8571 | 240.7462 | 240.9401 | 241.1309 | 240.6735 | 241.498 | 241.7286 | 241.9749 | 241.5522 | 242.3869 | 242.5467 | 242.7032 | 242.1971 | 243.0286 | 243.2274 | 243.4354 | 242.9992 | 243.881 | 244.1186 | 244.3636 | 243.9606
40BL | Total leakage | Ml/d | 283 | 279.05 | 274.57 | 272.13 | 272.13 | 272.13 | 272.13 | 272.13 | 272.13 | 272.13 | 272.13 | 272.13 | 272.13 | 272.13 | 272.13 | 272.13 | 272.13 | 272.13 | 272.13 | 272.13 | 272.13 | 272.13 | 272.13 | 272.13 | 272.13 | 272.13 | 272.13 | 272.13 | 272.13
40FP | Total leakage | Ml/d | 283 | 279.05 | 274.57 | 272.13 | 272.13 | 256.13 | 234.88 | 213.88 | 213.88 | 213.88 | 213.88 | 213.88 | 213.88 | 213.88 | 213.88 | 213.88 | 213.88 | 213.88 | 212.95 | 212.95 | 212.95 | 208.32 | 204.08 | 198.96 | 198.96 | 198.96 | 198.96 | 198.96 | 198.96
11BL-(23BL:26BL)-40BL | Other components of demand | Ml/d | 35.0587 | 35.0587 | 35.0587 | 35.0587 | 35.0587 | 35.0587 | 35.0587 | 35.0587 | 35.0587 | 35.0587 | 35.0587 | 35.0587 | 35.0587 | 35.0587 | 35.0587 | 35.0587 | 35.0587 | 35.0587 | 35.0587 | 35.0587 | 35.0587 | 35.0587 | 35.0587 | 35.0587 | 35.0587 | 35.0587 | 35.0587 | 35.0587 | 35.0587
11FP-(23FP:26FP)-40FP | Other components of demand | Ml/d | 35.0587 | 35.0587 | 35.0587 | 35.0587 | 35.0587 | 35.0587 | 35.0587 | 35.0587 | 35.0587 | 35.0587 | 35.0587 | 35.0587 | 35.0587 | 35.0587 | 35.0587 | 35.0587 | 35.0587 | 35.0587 | 35.0587 | 35.0587 | 35.0587 | 35.0587 | 35.0587 | 35.0587 | 35.0587 | 35.0587 | 35.0587 | 35.0587 | 35.0587
| Total demand + target headroom (baseline) | Ml/d | 1264.3523 | 1269.5839 | 1278.0474 | 1293.5408 | 1309.3021 | 1330.1856 | 1350.1322 | 1369.865 | 1390.76 | 1387.3709 | 1405.533 | 1427.8113 | 1442.3822 | 1465.757 | 1429.5755 | 1433.0135 | 1436.4672 | 1443.2806 | 1446.8875 | 1407.7473 | 1411.625 | 1421.4218 | 1423.7194 | 1426.9642 | 1394.3056 | 1404.0244 | 1408.4218 | 1415.1169 | 1414.5971
| Total demand + target headroom (final plan) | Ml/d | 1264.3523 | 1269.5839 | 1278.0474 | 1293.5408 | 1307.5214 | 1311.5903 | 1309.4555 | 1307.3359 | 1327.3661 | 1321.7998 | 1337.7644 | 1357.8187 | 1370.1588 | 1391.2465 | 1352.9361 | 1354.3799 | 1355.8677 | 1360.7531 | 1361.5368 | 1324.1273 | 1329.677 | 1336.4735 | 1336.1307 | 1335.7818 | 1304.7098 | 1315.9647 | 1321.8489 | 1329.9825 | 1330.8502
SUPPLY-DEMAND BALANCE
16BL | Target headroom | Ml/d | 33.5261 | 41.8816 | 53.7277 | 69.8035 | 85.1199 | 103.4004 | 121.1227 | 138.7721 | 158.2313 | 152.4328 | 168.719 | 189.1043 | 202.2196 | 222.9995 | 186.0362 | 188.2731 | 191.1171 | 195.9984 | 198.2683 | 157.1266 | 159.5086 | 166.4353 | 166.4796 | 167.3909 | 132.9992 | 139.6237 | 141.4632 | 145.5545 | 143.0242
16FP | Target headroom | Ml/d | 33.5261 | 41.8816 | 53.7277 | 69.8035 | 85.1199 | 103.4004 | 121.1227 | 138.7721 | 158.2313 | 152.4328 | 168.719 | 189.1043 | 202.2196 | 222.9995 | 186.0362 | 188.2731 | 191.1171 | 195.9984 | 198.2683 | 157.1266 | 159.5086 | 166.4353 | 166.4796 | 167.3909 | 132.9992 | 139.6237 | 141.4632 | 145.5545 | 143.0242
17BL | Available headroom | Ml/d | 90.8469 | 91.9708 | 93.3534 | 91.9358 | 89.4909 | 84.8878 | 80.6636 | 76.5802 | 73.1444 | 33.735 | 29.8591 | 25.966 | 22.5105 | 17.9155 | -34.3662 | -36.0673 | -37.177 | -39.6092 | -41.4461 | -53.9477 | -55.9434 | -59.3135 | -62.0668 | -64.9002 | -67.1333 | -70.7277 | -73.7855 | -76.8893 | -79.3998
17FP | Available headroom | Ml/d | 90.8469 | 91.9708 | 93.3534 | 91.9358 | 91.2716 | 103.4831 | 121.3403 | 139.1093 | 181.1383 | 178.9061 | 177.2277 | 195.5587 | 208.8339 | 277.526 | 192.3731 | 192.6663 | 193.5225 | 198.2183 | 201.7046 | 172.4723 | 168.8046 | 169.3349 | 169.2219 | 169.9822 | 166.1624 | 161.0321 | 156.4874 | 151.9451 | 148.0471
Baseline Supply-Demand Balance:
|  | 2020-21 | 2021-22 | 2022-23 | 2023-24 | 2024-25 | 2025-26 | 2026-27 | 2027-28 | 2028-29 | 2029-2030 | 2030-2031 | 2031-2032 | 2032-33 | 2033-34 | 2034-35 | 2035-36 | 2036-37 | 2037-38 | 2038-39 | 2039-40 | 2040-41 | 2041-42 | 2042-43 | 2043-44 | 2044-45
| SDB (Ml/d) | 4.371 | -18.5126 | -40.4591 | -62.1919 | -85.0869 | -118.6978 | -138.8599 | -163.1382 | -179.7091 | -205.084 | -220.4024 | -224.3405 | -228.2941 | -235.6076 | -239.7144 | -211.0743 | -215.452 | -225.7488 | -228.5463 | -232.2911 | -200.1325 | -210.3513 | -215.2487 | -222.4438 | -222.424
Final Planning Supply-Demand Balance:
|  | 2020-21 | 2021-22 | 2022-23 | 2023-24 | 2024-25 | 2025-26 | 2026-27 | 2027-28 | 2028-29 | 2029-2030 | 2030-2031 | 2031-2032 | 2032-33 | 2033-34 | 2034-35 | 2035-36 | 2036-37 | 2037-38 | 2038-39 | 2039-40 | 2040-41 | 2041-42 | 2042-43 | 2043-44 | 2044-45
| SDB (Ml/d) | 6.1517 | 0.082753 | 0.21757 | 0.33718 | 22.907 | 26.4733 | 8.5087 | 6.4544 | 6.6143 | 54.5266 | 6.3369 | 4.3932 | 2.4054 | 2.22 | 3.4363 | 15.3458 | 9.296 | 2.8996 | 2.7423 | 2.5912 | 33.1632 | 21.4084 | 15.0242 | 6.3906 | 5.0229
| Company: | [6 empty] | Severn Trent Water
| Resource Zone Name | [6 empty] | Strategic Grid
| Resource Zone Number: | [6 empty] | 13
| Planning Scenario Name: | [6 empty] | Dry Year Annual Average
| Chosen Level of Service: | [6 empty] | No more than 3 in 100 Temporary Use Bans

## 1. BL Licences (hidden)
Table 1: Baseline licences |  |  |  |  | deployable output (Ml/d)
Row ref | Derivation | Licence number | Source name | Source type | Deployable output (Ml/d) | Annual licensed quantity (Ml/d) | Constraints on deployable output
All individual licences:
0.1BL | Sum (0.1BL+...) | - | - | - | 889.949 | 848.742 | -
- | Input | 18/54/23/21 | Millend Spring | GW | 1.652 | 3.11 | Zonal Constraint on DO, based on SW and GW Yields and network connectivity. Failure point is during the 1975/76 drought in the centre of the grid.
- | Input | 18/54/23/S/22 | Coombe | GW | 0.175 | 0.934
- | Input | 18/54/08/0317 | Astley | GW | 3.909 | 12.032
- | Input | 18/54/11/037/G | Meriden | GW | 7.195 | 8.77
- | Input | 18/54/18/20/S | Postlip | GW | 0 | 0.55
- | Input | 18/54/02/0110 | Trimpley | SW:River | 30.935 | 91.4
- | Input | 18/54/8/101/S | Upton (Strensham WTW) | SW:River | 145.946 | 165
- | Input | 18/54/8/165/S | Mythe | SW:River | 104.974 | 136.4
- | Input | 3/28/11/69/S/R | Whitacre | SW:Reservoir | 42.66 | 50.68
- | Input | 3/28/40/59/S/R | Homesford | GW | 39.999 | 54.79
- | Input | - | Frankley | SW:Other | 354.897 | -
- | Input | 03/28/46/0007 | Little Eaton | SW:River | 55.546 | 90
- | Input | Import of Potable Water | From Nottinghamshire WRZ (Sunnyside to Chesterfield) | SW:Other | 2.106 | -
- | Input | Import of Potable Water | From Forest and Stroud WRZ (Mitcheldean to S. Glous.) | SW:Other | 0 | -
- | Input | Export of Potable Water | To Nottinghamshire WRZ (DVA to Nottingham) | SW:Other | -22.121 | -
- | Input | Export of Potable Water | To Nottinghamshire WRZ (DVA to Strelley) | SW:Other | -0.689 | -
- | Input | Export of Potable Water | To Nottinghamshire WRZ (Church Wilne to Strelley ) | SW:Other | -67.41 | -
- | Input | Export of Potable Water | To Nottinghamshire WRZ (Higham to North Notts) | SW:Other | -8.671 | -
- | Input | 18/54/18/21 | Millgrove | GW | 0.132 | 0.996
- | Input | 03/28/38/0018 | Derwent Valley (Bamford WTW) | SW:Reservoir | 171.74 | 186
- | Input | MD/028/0009/009 | Edgbaston | GW | 5 | 8.22
- | Input | 18/54/6/165 | Bellington | GW | 11.282 | 11.36
- | Input | 18/54/8/458/G | Blackstone | GW | 10.692 | 10.7
- | Input | MD/054/0002/031 | Lickhill | SW:River | 0 | 17.8 | This value is after commissioning (for which other abstraction quantities are permitted) and applies from 01/05/20. Abstraction only allowed during EVA maintenance
0.2BL | Sum (0.2BL+...) | - | Total | - | 538.871 | - | -
- | - | Group #: | Stourbridge GW | - | 12.082 | - | -
- | Input | 18/54/6/94 | Tack lane | GW | 12.082 | 19.55 | Zonal Constraint on DO, based on SW and GW Yields and network connectivity. Failure point is during the 1975/76 drought in the centre of the grid.
- | Input | MD/054/0006/009 | Norton Combined | GW
- | Input | Group #: | Munslow and Diddlesbury | - | 2.198 | - | -
- | Input | EXEMPT | Munslow | GW | 2.198 | EXEMPT | Zonal Constraint on DO, based on SW and GW Yields and network connectivity. Failure point is during the 1975/76 drought in the centre of the grid.
- | Input | EXEMPT | Diddlesbury | GW |  | EXEMPT
- |  | Group #: | Coventry GW | - | 4.497 | - | -
- | Input | 18/54/11/128/G | Waveley Road | GW | 4.497 | 12 | Zonal Constraint on DO, based on SW and GW Yields and network connectivity. Failure point is during the 1975/76 drought in the centre of the grid.
- | Input | 18/54/11/130/G | Watery Lane | GW
- | Input | 18/54/11/135/G | Green lane | GW |  | 2.15
- | Input | 18/54/11/136/G | Brownshill Green | GW |  | 2.25
- | Input | 18/54/11/137/G | Mount Nod | GW |  | 4
- |  | Group #: | Campion HillsW TW | - | 19.433 | - | -
- | Input | Abstraction at Willes Meadows | Campion Hills WTW | SW:River | 19.433 | - | Zonal Constraint on DO, based on SW and GW Yields and network connectivity. Failure point is during the 1975/76 drought in the centre of the grid.
- | Input | 18/54/12/53 | Willes Meadow | SW:River | - | 24.9096
- | Input | 18/54/12/24 | Campion Terrace | GW | 3.25 | 6.23 | Not included in Calc to avoid double count
- | Input | 18/54/13/39 | Lillington | GW |  | 1.74
- |  | Group #: | Warwick GW | - | 5.249 | - | -
- | Input | 18/54/11/11/G | Birmingham Road | GW | 5.249 | 0.45 | Zonal Constraint on DO, based on SW and GW Yields and network connectivity. Failure point is during the 1975/76 drought in the centre of the grid.
- | Input | 18/54/11/22/G | Mill End | GW |  | 2.4
- | Input | 18/54/11/0030/G | Haseley | GW |  | 3.01
- | Input | 18/54/13/29/G | Budbrooke | GW |  | 0.85
- | Input | 18/54/13/41 | Heath End | GW |  | 2.18
- | Input | 18/54/15/34/G | Hatton | GW |  | 2.49
- |  | Group #: | Sugarbrook Group | - | 38.035 | - | -
- | Input | 18/54/7/133 | Washingstocks | GW | 10.934 | 39 | Zonal Constraint on DO, based on SW and GW Yields and network connectivity. Failure point is during the 1975/76 drought in the centre of the grid.
- | Input | 18/54/7/134 | Wildmoor | GW
- | Input | 18/54/7/135 | Sugarbrook | GW | 10.468
- | Input | 18/54/7/236 | Whitford | GW | 0
- | Input | 18/54/15/183 | Brockhill | GW | 16.633
- | Input | 18/54/19/113 | Webheath | GW
- | Input | 18/54/7/131 | Burcot | GW
|  | Group #: | Green Street and Chaddesley Corbett | - | 10.075 | - | -
- | Input | 18/54/06/0166 | Green Street | GW | 10.075 | 7.08 | Zonal Constraint on DO, based on SW and GW Yields and network connectivity. Failure point is during the 1975/76 drought in the centre of the grid.
- | Input | 18/54/7/158 | Chaddesley Corbett | GW |  | 6.83
|  | Group #: | Dunhampton and Westwood | - | 7.245 | - | -
- | Input | 18/54/7/245/G | Westwood | GW | 7.245 | 5.5 | Zonal Constraint on DO, based on SW and GW Yields and network connectivity. Failure point is during the 1975/76 drought in the centre of the grid.
- | Input | 18/54/7/246/G | Dunhampton | GW |  | 3.4
|  | Group #: | Bromsberrow Gp | - | 11.993 | - | -
- | Input | 18/54/21/0116 | Bromsberrow | GW | 11.993 | 12.03 | Zonal Constraint on DO, based on SW and GW Yields and network connectivity. Failure point is during the 1975/76 drought in the centre of the grid.
- | Input |  | Lintridge | GW
- | Input | 18/54/21/0026 | Ketford | GW
- |  | Group #: | Stratford GW | - | 7.628 | - | -
- | Input | 18/54/13/0027 | Warwick Road | GW | 7.628 | 4.43 | Zonal Constraint on DO, based on SW and GW Yields and network connectivity. Failure point is during the 1975/76 drought in the centre of the grid.
- | Input |  | August Hill | GW
- | Input |  | Ryon Hill | GW
- | Input |  | Welcombe Fields | GW
- | Input | 18/54/13/283/G | Wellesbourne | GW |  | 3.2
- | Input |  | Thelsford | GW
- |  | Group #: | EVA Emergency Sources | - | 0 | - | -
- | Input | 18/54/06/0282 | Beech Tree Lane | GW | - | 4.44 | Zonal Constraint on DO, based on SW and GW Yields and network connectivity. Failure point is during the 1975/76 drought in the centre of the grid.
- | Input | MD/054/0006/009 | Norton Combined (Emergency) | GW | - | This portion is Emergency Only. No annual licence.
- | Input | Group #: | Derby | - | 0.572 | - | -
- | Input | 3/28/43/9/G/R | Ladyflatte | GW | 0.572 | 2.74 | Zonal Constraint on DO, based on SW and GW Yields and network connectivity. Failure point is during the 1975/76 drought in the centre of the grid.
- | Input | Group #: | Leicester Small Sources | - | 2.178 | - | -
- | Input | 3/28/57/60/G/R | Broomleys | GW | 2.178 | 1.13 | Zonal Constraint on DO, based on SW and GW Yields and network connectivity. Failure point is during the 1975/76 drought in the centre of the grid.
- | Input | 3/28/57/61/G/R | Holly Hayes | GW |  | 1.53
- | Input | Group #: | Dove (Melbourne WTW) | - | 196.41 | - | -
- | Input | 3/28/36/148/S | Foremark | SW:Reservoir | - | 200.5479 | Zonal Constraint on DO, based on SW and GW Yields and network connectivity. Failure point is during the 1975/76 drought in the centre of the grid.
- | Input | 3/28/36/147/S | Staunton Harold | SW:Reservoir | - | 127.6712
- | Input | 3/28/35/5/S | Egginton | SW:River | - | 235.6164
- | Input | Group #: | Charnwood (Cropston WTW) | - | 12.099 | - | -
- | Input | 3/28/57/63/S | Cropston | SW:Reservoir | - | 32.0548 | Zonal Constraint on DO, based on SW and GW Yields and network connectivity. Failure point is during the 1975/76 drought in the centre of the grid.
- | Input |  | Swithland | SW:Reservoir | -
- | Input | Group #: | Carsington and Ogston | - | 64.897 | - | -
- | Input | 3/28/41/25/S/R | Ogston | SW:Reservoir | 64.897 | 85 | Zonal Constraint on DO, based on SW and GW Yields and network connectivity. Failure point is during the 1975/76 drought in the centre of the grid.
- | Input | 3/28/29/64/I&S | Carsington | SW:Reservoir | - | 124.66
- | Input | 3/28/40/121/S | Ambergate | SW:River | - | 170.14
- | Input | Group #: | Draycote SW | - | 24.293 | - | -
- | Input | 18/54/10/0071 | Stanford Reservoir | SW:Reservoir | - | 10.411 | Zonal Constraint on DO, based on SW and GW Yields and network connectivity. Failure point is during the 1975/76 drought in the centre of the grid.
- | Input | 18/54/10/72 | Brownsover Mill | SW:River | - | 6.5753
- | Input | 18/54/12/94 | Eathorpe | SW:River | - | 181.8
- | Input | 18/54/12/97 | Draycote Supply | SW:Reservoir | 24.293 | 41.0958
- | Input | Group #: | Church Wilne | - | 119.987 | - | -
- | Input | 03/28/44/0006/S | Church Wilne | SW:River | 119.987 | 164 | Zonal Constraint on DO, based on SW and GW Yields and network connectivity. Failure point is during the 1975/76 drought in the centre of the grid.
- | Input | 03/28/10/0042/1/R01 | Short Heath | GW | - | 5.48
- | Input | 03/28/09/0111/R01 | Burbury Park | GW | - | 2.74
- | Input | 03/28/09/0112/R01 | Adelaide Street | GW | - | 2.74
- | Input | 03/28/09/0115/R01 | Newton place | GW | - | 4.11
- | Input | 03/28/09/0114/R01 | Crescent | GW | - | 3.29
Unused licences: | Derivation | Licence number | Source name | Source type | DYAA deployable output (Ml/d) | Annual licensed quantity (Ml/d) | Reason licence is unused
0.3BL | Sum (0.3BL+...) |  |  |  | 0 |  | -
- | Input | 3/28/56/30/S | Anstey | SW:River | - | 6.85 | Not currently able to used due to INNS (Signal Crayfish)
- | Input | 3/28/57/62/S | Blackbrook | SW:Reservoir | - | 8 | No treatment works at Nanpantan any longer.
- | Input | 18/54/8/245 | British Camp | SW:Reservoir | - | 0.93 | This source is not currently used for public water supply. It is being considered as part of the RSA options.
- | Input | 18/54/16/310 | Middle Hill | GW | - | 2.046 | This source is currently disused.
- | Input |  | Little Brockhampton | GW | - |  | Disused, high cost to bring back into supply and thought to be being considered for disposal as part of the Cotswold spring review.
- | Input |  | Great Brockhampton | GW | - |  | Disused and thought to be being considered for disposal as part of the cotswold spring review.
- | Input |  | Snowshill | GW | - |  | Disused and thought to be being considered for disposal as part of the cotswold spring review.
- | Input | 18/54/18/17/S | Stanton | GW | - | 0.85 | Disused and thought to be being considered for disposal as part of the cotswold spring review.
- | Input | 18/54/18/19 | Charlton Abbotts | GW | - | 0.36 | Disused. Farmer utilises the spring feed for cattle and WQ implications of this have deterred use of the source.
- | Input | 18/54/20/114 | Northfields | GW | - | 1.25 | This source is currently disused.
- | Input | 18/54/15/34/G | Rowington | GW | - | 2.49 | This source is currently disused but part of a group licence with Hatton.
- | Input |  | Little Shrewley | GW | - |  | This source is currently disused but part of a group licence with Hatton.
- | Input | 18/54/16/309 | Broadway | GW | - | 0.68 | Disused and thought to be considered for disposal as part of the cotswold spring review.
- | Input | 3/28/42/9/G/R | Belper Meadow | GW | - | 3.99 | Disused. Flagegd as an emergency source but will need full recommissioning, including infrastructure, to bring back into supply.
New licences (within current AMP): | Derivation | Licence number | Source name | Source type | DYAA deployable output (Ml/d) | Annual licensed quantity (Ml/d) | Status of licence
0.4BL | Sum (0.4BL+...) | - | - | - | 0 | 0 | -
Input
- | Input
- | - | - | - | - | - | - | -
Company: |  | Severn Trent Water
Resource Zone Name: |  | Strategic Grid
Resource Zone Number: |  | 13
Planning Scenario Name: |  | Dry Year Annual Average
Chosen Level of Service: |  | No more than 3 in 100 Temporary Use Bans
README

## 2. BL Supply
Table 2: Baseline supply
| Row ref | Component | Derivation | Unit | decimal places | 2016-17 | For info 2017-18 | For info 2018-19 | For info 2019-20 | 2020-21 | 2021-22 | 2022-23 | 2023-24 | 2024-25 | 2025-26 | 2026-27 | 2027-28 | 2028-29 | 2029-2030 | 2030-2031 | 2031-2032 | 2032-33 | 2033-34 | 2034-35 | 2035-36 | 2036-37 | 2037-38 | 2038-39 | 2039-40 | 2040-41 | 2041-42 | 2042-43 | 2043-44 | 2044-45
| 1BL | Raw water abstracted | Input | Ml/d | 2 | 1312.7919 | 1312.7919 | 1312.7919 | 1312.7919 | 1312.7919 | 1312.7919 | 1312.7919 | 1312.7919 | 1312.7919 | 1312.7919 | 1312.7919 | 1312.7919 | 1312.7919 | 1312.7919 | 1312.7919 | 1312.7919 | 1312.7919 | 1312.7919 | 1312.7919 | 1312.7919 | 1312.7919 | 1312.7919 | 1312.7919 | 1312.7919 | 1312.7919 | 1312.7919 | 1312.7919 | 1312.7919 | 1312.7919
Resources | 2BL | Total raw water imported | None | Ml/d | 2 | 0 | 0 | 0 | 0 | 0 | 0 | 0 | 0 | 0 | 0 | 0 | 0 | 0 | 0 | 0 | 0 | 0 | 0 | 0 | 0 | 0 | 0 | 0 | 0 | 0 | 0 | 0 | 0 | 0
| 2.1BL+ | Raw water imported from: | Input | Ml/d | 2 | 0 | 0 | 0 | 0 | 0 | 0 | 0 | 0 | 0 | 0 | 0 | 0 | 0 | 0 | 0 | 0 | 0 | 0 | 0 | 0 | 0 | 0 | 0 | 0 | 0 | 0 | 0 | 0 | 0
| 2.2BL+ | For information only - raw water import from DCWW via Site S. This is included in our Aquator DO so we exclude it from row 7 to avoid double counting | Input | Ml/d | 2 | 298.71 | 298.71 | 298.71 | 298.71 | 298.71 | 298.71 | 298.71 | 298.71 | 298.71 | 298.71 | 298.71 | 298.71 | 298.71 | 298.71 | 298.71 | 298.71 | 298.71 | 298.71 | 298.71 | 298.71 | 298.71 | 298.71 | 298.71 | 298.71 | 298.71 | 298.71 | 298.71 | 298.71 | 298.71
| 3BL | Total potable water imported | sum(3.1BL) | Ml/d | 2 | 8 | 8 | 8 | 8 | 8 | 8 | 8 | 8 | 8 | 8 | 8 | 8 | 8 | 8 | 8 | 8 | 8 | 8 | 8 | 8 | 8 | 8 | 8 | 8 | 8 | 8 | 8 | 8 | 8
| 3.1BL+ | Potable water imported from: Anglian Water - Wing import to Grid WRZ (same value as WRMP14) | Input | Ml/d | 2 | 8 | 8 | 8 | 8 | 8 | 8 | 8 | 8 | 8 | 8 | 8 | 8 | 8 | 8 | 8 | 8 | 8 | 8 | 8 | 8 | 8 | 8 | 8 | 8 | 8 | 8 | 8 | 8 | 8
| 3.2BL+ | For information only - Potable water imported from: Nottinghamshire WRZ (Sunnyside to Chesterfield) | Input | Ml/d | 2 | 2.106 | 2.106 | 2.106 | 2.106 | 2.106 | 2.106 | 2.106 | 2.106 | 2.106 | 2.106 | 2.106 | 2.106 | 2.106 | 2.106 | 2.106 | 2.106 | 2.106 | 2.106 | 2.106 | 2.106 | 2.106 | 2.106 | 2.106 | 2.106 | 2.106 | 2.106 | 2.106 | 2.106 | 2.106
| 3.3BL+ | For information only - Potable water imported from: Forest and Stroud WRZ (Site K to S. Glous.) | Input | Ml/d | 2 | 0 | 0 | 0 | 0 | 0 | 0 | 0 | 0 | 0 | 0 | 0 | 0 | 0 | 0 | 0 | 0 | 0 | 0 | 0 | 0 | 0 | 0 | 0 | 0 | 0 | 0 | 0 | 0 | 0
| 5BL | Total raw water exported (raw exports and non potable uses) | None | Ml/d | 2 | 0 | 0 | 0 | 0 | 0 | 0 | 0 | 0 | 0 | 0 | 0 | 0 | 0 | 0 | 0 | 0 | 0 | 0 | 0 | 0 | 0 | 0 | 0 | 0 | 0 | 0 | 0 | 0 | 0
| 5.1BL | Non potable water supplied to: | Input | Ml/d | 2 | 0 | 0 | 0 | 0 | 0 | 0 | 0 | 0 | 0 | 0 | 0 | 0 | 0 | 0 | 0 | 0 | 0 | 0 | 0 | 0 | 0 | 0 | 0 | 0 | 0 | 0 | 0 | 0 | 0
| 5.2BL+ | For information only Raw water export to: Yorkshire Water - this is included in our Aquator DO modelling so we do not want to double count it. We have included the values for ease of reference. | Input | Ml/d | 2 | 48.46 | 48.46 | 48.46 | 48.46 | 48.46 | 48.46 | 48.46 | 48.46 | 48.46 | 48.46 | 48.46 | 48.46 | 48.46 | 48.46 | 48.46 | 48.46 | 48.46 | 48.46 | 48.46 | 48.46 | 48.46 | 48.46 | 48.46 | 48.46 | 48.46 | 48.46 | 48.46 | 48.46 | 48.46
| - | For information only Raw water export to: | - | - | 2 | - | - | - | - | - | - | - | - | - | - | - | - | - | - | - | - | bar: 2032-33 to 2044-45
| 6BL | Total potable water exported | sum(6.1BL+6.2BL+6.3BL...) | Ml/d | 2 | 2 | 2 | 2 | 2 | 2 | 2 | 2 | 2 | 2 | 2 | 2 | 2 | 2 | 2 | 2 | 2 | 2 | 2 | 2 | 2 | 2 | 2 | 2 | 2 | 2 | 2 | 2 | 2 | 2
| 6.1BL+ | Potable water export to: F&S WRZ - Whaddon Booster | Input | Ml/d | 2 | 2 | 2 | 2 | 2 | 2 | 2 | 2 | 2 | 2 | 2 | 2 | 2 | 2 | 2 | 2 | 2 | 2 | 2 | 2 | 2 | 2 | 2 | 2 | 2 | 2 | 2 | 2 | 2 | 2
| 6.2BL+ | For information only - potable water export to: Nottinghamshire WRZ (DVA to Nottingham) | Input | Ml/d | 2 | 22.121 | 22.121 | 22.121 | 22.121 | 22.121 | 22.121 | 22.121 | 22.121 | 22.121 | 22.121 | 22.121 | 22.121 | 22.121 | 22.121 | 22.121 | 22.121 | 22.121 | 22.121 | 22.121 | 22.121 | 22.121 | 22.121 | 22.121 | 22.121 | 22.121 | 22.121 | 22.121 | 22.121 | 22.121
| 6.3BL+ | For information only - potable water export to: Nottinghamshire WRZ (DVA to Strelley) | Input | Ml/d | 2 | 0.689 | 0.689 | 0.689 | 0.689 | 0.689 | 0.689 | 0.689 | 0.689 | 0.689 | 0.689 | 0.689 | 0.689 | 0.689 | 0.689 | 0.689 | 0.689 | 0.689 | 0.689 | 0.689 | 0.689 | 0.689 | 0.689 | 0.689 | 0.689 | 0.689 | 0.689 | 0.689 | 0.689 | 0.689
| 6.4BL+ | For information only - potable water export to: Nottinghamshire WRZ (Site E to Strelley) | Input | Ml/d | 2 | 67.41 | 67.41 | 67.41 | 67.41 | 67.41 | 67.41 | 67.41 | 67.41 | 67.41 | 67.41 | 67.41 | 67.41 | 67.41 | 67.41 | 67.41 | 67.41 | 67.41 | 67.41 | 67.41 | 67.41 | 67.41 | 67.41 | 67.41 | 67.41 | 67.41 | 67.41 | 67.41 | 67.41 | 67.41
| 6.5BL+ | For information only - potable water export to: Nottinghamshire WRZ (Higham to North Notts) | Input | Ml/d | 2 | 8.671 | 8.671 | 8.671 | 8.671 | 8.671 | 8.671 | 8.671 | 8.671 | 8.671 | 8.671 | 8.671 | 8.671 | 8.671 | 8.671 | 8.671 | 8.671 | 8.671 | 8.671 | 8.671 | 8.671 | 8.671 | 8.671 | 8.671 | 8.671 | 8.671 | 8.671 | 8.671 | 8.671 | 8.671
| 7BL | Deployable Output (baseline profile without reductions) | sum(0.1Bl+0.2BL+0.3BL+0.4BL) | Ml/d | 2 | 1428.82 | 1428.82 | 1428.82 | 1428.82 | 1428.82 | 1428.82 | 1428.82 | 1428.82 | 1428.82 | 1428.82 | 1428.82 | 1428.82 | 1428.82 | 1428.82 | 1428.82 | 1428.82 | 1428.82 | 1428.82 | 1428.82 | 1428.82 | 1428.82 | 1428.82 | 1428.82 | 1428.82 | 1428.82 | 1428.82 | 1428.82 | 1428.82 | 1428.82
Resource (and process) Losses | 8BL | Baseline forecast changes to Deployable Output | sum(8.1BL+8.2BL+8.3BL) | Ml/d | 2 | 0 | -2 | -4 | -6 | -8 | -10 | -12 | -14 | -16 | -53 | -55 | -57 | -59 | -61 | -112.5 | -113 | -113.5 | -114 | -114.5 | -125 | -125.5 | -126 | -126.5 | -127 | -127.5 | -128 | -128.5 | -129 | -129.5
| 8.1BL | Change in DO due to climate change | Input (reductions must be expressed as -ve) | Ml/d | 2 | 0 | -2 | -4 | -6 | -8 | -10 | -12 | -14 | -16 | -18 | -20 | -22 | -24 | -26 | -27.5 | -28 | -28.5 | -29 | -29.5 | -30 | -30.5 | -31 | -31.5 | -32 | -32.5 | -33 | -33.5 | -34 | -34.5
| 8.2BL | Reductions to restore sustainable abstraction | sum(8.2BL sub components) | Ml/d | 2 | 0 | 0 | 0 | 0 | 0 | 0 | 0 | 0 | 0 | -35 | -35 | -35 | -35 | -35 | -85 | -85 | -85 | -85 | -85 | -95 | -95 | -95 | -95 | -95 | -95 | -95 | -95 | -95 | -95
| 8.2BL+ | Modelled Effects of Winep2 | Input (zero or negative number) | Ml/d | 2 | 0 | 0 | 0 | 0 | 0 | 0 | 0 | 0 | 0 | -35 | -35 | -35 | -35 | -35 | -85 | -85 | -85 | -85 | -85 | -95 | -95 | -95 | -95 | -95 | -95 | -95 | -95 | -95 | -95
| - | - | - | - | 2 | 0 | 0 | 0 | 0 | 0 | 0 | 0 | 0 | 0 | 0 | 0 | 0 | 0 | 0 | 0 | 0 | 0 | 0 | 0 | 0 | 0 | 0 | 0 | 0 | 0 | 0 | 0 | 0 | 0
| 8.3BL | Total other changes to DO (specify, e.g. nitrates): None | Input (reductions must be expressed as -ve) | Ml/d | 2 | 0 | 0 | 0 | 0 | 0 | 0 | 0 | 0 | 0 | 0 | 0 | 0 | 0 | 0 | 0 | 0 | 0 | 0 | 0 | 0 | 0 | 0 | 0 | 0 | 0 | 0 | 0 | 0 | 0
| 9BL | Raw water losses, treatment works losses and operational use | Input | Ml/d | 2 | 37.4265 | 37.4265 | 37.4265 | 37.4265 | 37.4265 | 37.4265 | 37.4265 | 37.4265 | 37.4265 | 37.4265 | 37.4265 | 37.4265 | 37.4265 | 37.4265 | 37.4265 | 37.4265 | 37.4265 | 37.4265 | 37.4265 | 37.4265 | 37.4265 | 37.4265 | 37.4265 | 37.4265 | 37.4265 | 37.4265 | 37.4265 | 37.4265 | 37.4265
| 10BL | Outage allowance | Input | Ml/d | 2 | 113.1469 | 113.1469 | 113.1469 | 113.1469 | 113.1469 | 113.1469 | 113.1469 | 113.1469 | 113.1469 | 113.1469 | 113.1469 | 113.1469 | 113.1469 | 113.1469 | 113.1469 | 113.1469 | 113.1469 | 113.1469 | 113.1469 | 113.1469 | 113.1469 | 113.1469 | 113.1469 | 113.1469 | 113.1469 | 113.1469 | 113.1469 | 113.1469 | 113.1469
|  | Company: | Severn Trent Water
|  | Resource Zone Name: | Strategic Grid
|  | Resource Zone Number: | 13
|  | Planning Scenario Name: | Dry Year Annual Average
|  | Chosen Level of Service: | No more than 3 in 100 Temporary Use Bans

## 3. BL Demand
Table 3: Baseline demand
| Row ref | Component | Derivation | Unit | Decimal places | 2016-17 | For info 2017-18 | For info 2018-19 | For info 2019-20 | 2020-21 | 2021-22 | 2022-23 | 2023-24 | 2024-25 | 2025-26 | 2026-27 | 2027-28 | 2028-29 | 2029-2030 | 2030-2031 | 2031-2032 | 2032-33 | 2033-34 | 2034-35 | 2035-36 | 2036-37 | 2037-38 | 2038-39 | 2039-40 | 2040-41 | 2041-42 | 2042-43 | 2043-44 | 2044-45
Consumption | 19BL | Water delivered measured non-household | Input | Ml/d | 2 | 236.192 | 236.3841 | 236.2123 | 236.466 | 236.2309 | 237.4315 | 238.1796 | 238.8906 | 238.7675 | 239.6565 | 239.8504 | 240.0412 | 239.5838 | 240.4083 | 240.6389 | 240.8852 | 240.4625 | 241.2972 | 241.4571 | 241.6135 | 241.1074 | 241.939 | 242.1377 | 242.3458 | 241.9095 | 242.7913 | 243.029 | 243.274 | 242.8709
| 20BL | Water delivered unmeasured non- household | Input | Ml/d | 2 | 4.8932 | 4.8932 | 4.8932 | 4.8932 | 4.8932 | 4.8932 | 4.8932 | 4.8932 | 4.8932 | 4.8932 | 4.8932 | 4.8932 | 4.8932 | 4.8932 | 4.8932 | 4.8932 | 4.8932 | 4.8932 | 4.8932 | 4.8932 | 4.8932 | 4.8932 | 4.8932 | 4.8932 | 4.8932 | 4.8932 | 4.8932 | 4.8932 | 4.8932
| 21BL | Water delivered measured household | Input | Ml/d | 2 | 263.1074 | 272.2638 | 282.687 | 292.8441 | 302.1283 | 311.5991 | 320.6754 | 329.3553 | 338.024 | 346.3258 | 354.6016 | 362.7106 | 370.903 | 378.7322 | 385.5052 | 392.7424 | 399.9321 | 407.0762 | 414.1868 | 421.6519 | 429.1312 | 436.5572 | 443.9247 | 451.242 | 458.5101 | 465.4339 | 472.3631 | 479.2498 | 486.1042
| 22BL | Water delivered unmeasured household | Input | Ml/d | 2 | 470.2694 | 461.6339 | 452.3581 | 443.6743 | 434.9536 | 426.7706 | 419.0572 | 411.638 | 404.4181 | 397.5278 | 390.8268 | 384.3143 | 377.9304 | 371.7687 | 365.4452 | 359.0623 | 352.806 | 346.6615 | 340.6314 | 334.9161 | 329.3445 | 323.8642 | 318.4595 | 313.1769 | 307.9887 | 302.8929 | 297.9061 | 293.0069 | 288.2014
| 23BL | Measured Non Household - Consumption | 19BL-34BL | Ml/d | 2 | 232.5487 | 232.7409 | 232.569 | 232.8227 | 232.5876 | 233.7882 | 234.5364 | 235.2473 | 235.1242 | 236.0132 | 236.2072 | 236.3979 | 235.9405 | 236.765 | 236.9956 | 237.242 | 236.8192 | 237.654 | 237.8138 | 237.9702 | 237.4642 | 238.2957 | 238.4945 | 238.7025 | 238.2662 | 239.148 | 239.3857 | 239.6307 | 239.2276
| 24BL | Unmeasured Non Household - Consumption | 20BL-35BL | Ml/d | 2 | 4.7329 | 4.7329 | 4.7329 | 4.7329 | 4.7329 | 4.7329 | 4.7329 | 4.7329 | 4.7329 | 4.7329 | 4.7329 | 4.7329 | 4.7329 | 4.7329 | 4.7329 | 4.7329 | 4.7329 | 4.7329 | 4.7329 | 4.7329 | 4.7329 | 4.7329 | 4.7329 | 4.7329 | 4.7329 | 4.7329 | 4.7329 | 4.7329 | 4.7329
| 25BL | Measured Household - Consumption | 21BL-36BL | Ml/d | 2 | 238.8754 | 247.5627 | 257.5256 | 267.2311 | 276.0723 | 285.1084 | 293.7583 | 302.0198 | 310.2781 | 318.1774 | 326.0581 | 333.7796 | 341.5919 | 349.0481 | 355.4552 | 362.3335 | 369.1712 | 375.9699 | 382.7417 | 389.8744 | 397.0277 | 404.1337 | 411.1875 | 418.1971 | 425.1633 | 432.0871 | 439.0162 | 445.903 | 452.7574
| 26BL | Unmeasured Household - Consumption | 22BL-37BL | Ml/d | 2 | 436.6104 | 428.557 | 419.8634 | 411.7618 | 403.6005 | 395.967 | 388.7932 | 381.9041 | 375.2047 | 368.8258 | 362.6271 | 356.6078 | 350.7086 | 345.0228 | 339.1668 | 333.2432 | 327.438 | 321.7368 | 316.142 | 310.8544 | 305.703 | 300.6355 | 295.6362 | 290.752 | 285.9552 | 281.244 | 276.635 | 272.107 | 267.6662
| 27 - | Percentage of consumption driven by climate change | Input | % | 1 | 0 | 0.032311 | 0.064601 | 0.09687 | 0.12912 | 0.16135 | 0.19355 | 0.22574 | 0.2579 | 0.29005 | 0.32217 | 0.35428 | 0.38636 | 0.41842 | 0.45046 | 0.48248 | 0.51448 | 0.54646 | 0.57842 | 0.61036 | 0.64228 | 0.67417 | 0.70605 | 0.73791 | 0.76974 | 0.80156 | 0.83335 | 0.86513 | 0.89688
| 28 - | Volume of consumption driven by climate change |  | Ml/d | 1 | 0 | 0.29519 | 0.5909 | 0.88786 | 1.184 | 1.4837 | 1.7842 | 2.0856 | 2.3865 | 2.6909 | 2.995 | 3.3001 | 3.6046 | 3.9146 | 4.2179 | 4.5235 | 4.8267 | 5.1373 | 5.4454 | 5.7583 | 6.0691 | 6.3898 | 6.7078 | 7.0277 | 7.3443 | 7.6726 | 7.9983 | 8.3258 | 8.6494
PCC and consumption by component | 29BL | Measured Household - PCC | (25BL*1,000,000)/(51BL*1,000) | l/h/d | 1 | 120.6 | 120.4 | 120.3 | 120.3 | 120.1 | 120.1 | 120 | 120 | 120 | 119.9 | 119.9 | 120 | 120 | 120.1 | 119.8 | 119.6 | 119.5 | 119.3 | 119.2 | 119.3 | 119.4 | 119.4 | 119.5 | 119.6 | 119.6 | 119.7 | 119.8 | 119.8 | 119.9
| 29.1BL | Measured toilet flushing | Input | l/h/d | 1 | 27.3702 | 26.6491 | 25.9685 | 25.3219 | 24.6899 | 24.0934 | 23.5105 | 22.9411 | 22.3917 | 21.8501 | 21.3222 | 20.8061 | 20.3061 | 19.8098 | 19.7951 | 19.8 | 19.8055 | 19.8128 | 19.8213 | 19.8309 | 19.839 | 19.8471 | 19.8567 | 19.8626 | 19.8676 | 19.872 | 19.8756 | 19.8785 | 19.88
| 29.2BL | Measured personal washing | Input | l/h/d | 1 | 50.9161 | 51.8808 | 52.8997 | 53.8851 | 54.8207 | 55.773 | 56.687 | 57.5735 | 58.4628 | 59.321 | 60.1752 | 61.0219 | 61.8802 | 62.7131 | 62.6994 | 62.7552 | 62.8174 | 62.8896 | 62.9696 | 63.0567 | 63.1422 | 63.2313 | 63.3283 | 63.416 | 63.5041 | 63.5923 | 63.6807 | 63.7689 | 63.855
| 29.3BL | Measured clothes washing | Input | l/h/d | 1 | 14.9846 | 14.9225 | 14.8742 | 14.8216 | 14.7583 | 14.7016 | 14.6375 | 14.5687 | 14.5021 | 14.4296 | 14.3575 | 14.2849 | 14.2162 | 14.1427 | 14.0335 | 13.9392 | 13.8456 | 13.7535 | 13.6624 | 13.5721 | 13.4807 | 13.3895 | 13.2994 | 13.2066 | 13.1133 | 13.0195 | 12.9251 | 12.8301 | 12.7342
| 29.4BL | Measured dish washing | Input | l/h/d | 1 | 11.8057 | 11.8292 | 11.8635 | 11.8895 | 11.9036 | 11.9206 | 11.9288 | 11.9309 | 11.9332 | 11.929 | 11.9239 | 11.9172 | 11.9127 | 11.9033 | 11.8946 | 11.8989 | 11.9042 | 11.911 | 11.9191 | 11.9282 | 11.9369 | 11.946 | 11.9563 | 11.9648 | 11.9731 | 11.9813 | 11.9893 | 11.9972 | 12.0045
| 29.5BL | Measured miscellaneous internal use | Input | l/h/d | 1 | 14.1247 | 14.0871 | 14.0566 | 14.0276 | 13.9927 | 13.9655 | 13.9352 | 13.9033 | 13.8745 | 13.8429 | 13.8124 | 13.7827 | 13.7568 | 13.7286 | 13.7042 | 13.6933 | 13.6846 | 13.6789 | 13.6756 | 13.6746 | 13.6738 | 13.6744 | 13.6773 | 13.6787 | 13.6806 | 13.683 | 13.6859 | 13.6892 | 13.6924
| 29.6BL | Measured external use | Input | l/h/d | 1 | 1.3945 | 1.4464 | 1.4987 | 1.5495 | 1.5979 | 1.6462 | 1.693 | 1.7386 | 1.784 | 1.8283 | 1.8723 | 1.9159 | 1.9597 | 2.0028 | 2.0444 | 2.0878 | 2.1312 | 2.1748 | 2.2185 | 2.2622 | 2.3058 | 2.3493 | 2.3931 | 2.4365 | 2.4797 | 2.5229 | 2.5661 | 2.6091 | 2.6521
| 30BL | Unmeasured Household - PCC | (26BL*1,000,000)/(52BL*1,000) | l/h/d | 1 | 145.5 | 144.8 | 144.3 | 143.9 | 143.3 | 142.7 | 142.2 | 141.5 | 141 | 140.4 | 139.8 | 139.2 | 138.6 | 138 | 137.4 | 136.8 | 136.2 | 135.7 | 135.2 | 134.8 | 134.3 | 133.9 | 133.5 | 133.1 | 132.7 | 132.3 | 131.9 | 131.4 | 131
| 30.1BL | Unmeasured toilet flushing | Input | l/h/d | 1 | 32.6452 | 31.7332 | 30.8698 | 29.9908 | 29.1128 | 28.2305 | 27.3387 | 26.4419 | 25.5479 | 24.6501 | 23.755 | 22.8623 | 21.9756 | 21.0887 | 20.9921 | 20.9062 | 20.821 | 20.7369 | 20.6538 | 20.5714 | 20.4884 | 20.4057 | 20.324 | 20.2406 | 20.1569 | 20.0731 | 19.9891 | 19.9049 | 19.8203
| 30.2BL | Unmeasured personal washing | Input | l/h/d | 1 | 61.0816 | 61.8371 | 62.68 | 63.4858 | 64.2868 | 65.0701 | 65.8214 | 66.548 | 67.2675 | 67.9614 | 68.6451 | 69.3171 | 69.9878 | 70.6373 | 70.4298 | 70.2579 | 70.0875 | 69.9205 | 69.7559 | 69.5935 | 69.4285 | 69.2639 | 69.102 | 68.9338 | 68.7643 | 68.5937 | 68.4219 | 68.2488 | 68.0734
| 30.3BL | Unmeasured clothes washing | Input | l/h/d | 1 | 17.5474 | 17.4036 | 17.2854 | 17.1577 | 17.0297 | 16.8979 | 16.7591 | 16.6153 | 16.4714 | 16.3228 | 16.1735 | 16.0233 | 15.8744 | 15.7226 | 15.5509 | 15.3877 | 15.2255 | 15.0646 | 14.9048 | 14.7461 | 14.5874 | 14.4293 | 14.2724 | 14.1148 | 13.9576 | 13.8007 | 13.6441 | 13.488 | 13.332
| 30.4BL | Unmeasured dish washing | Input | l/h/d | 1 | 13.893 | 13.852 | 13.8313 | 13.8028 | 13.7737 | 13.7415 | 13.7032 | 13.6607 | 13.6176 | 13.5702 | 13.5219 | 13.4723 | 13.4235 | 13.3716 | 13.3222 | 13.2795 | 13.2372 | 13.1955 | 13.1544 | 13.1137 | 13.0726 | 13.0316 | 12.9912 | 12.9496 | 12.9078 | 12.8659 | 12.8238 | 12.7815 | 12.7388
| 30.5BL | Unmeasured miscellaneous internal use | Input | l/h/d | 1 | 18.8529 | 18.8115 | 18.7975 | 18.773 | 18.7477 | 18.718 | 18.68 | 18.6362 | 18.5915 | 18.5409 | 18.489 | 18.4352 | 18.3824 | 18.3254 | 18.2715 | 18.2269 | 18.1827 | 18.1394 | 18.0967 | 18.0546 | 18.0118 | 17.9691 | 17.9271 | 17.8834 | 17.8395 | 17.7952 | 17.7506 | 17.7057 | 17.6602
| 30.6BL | Unmeasured external use | Input | l/h/d | 1 | 1.4917 | 1.5354 | 1.5813 | 1.6264 | 1.6714 | 1.716 | 1.76 | 1.8035 | 1.8469 | 1.8899 | 1.9328 | 1.9756 | 2.0184 | 2.0609 | 2.1032 | 2.1461 | 2.189 | 2.2318 | 2.2746 | 2.3174 | 2.36 | 2.4026 | 2.4452 | 2.4875 | 2.5298 | 2.572 | 2.614 | 2.656 | 2.6978
| 31BL | Average Household - PCC | ((25BL+26BL)*1,000,000))/(51BL+52BL*1,000) | l/h/d | 1 | 135.6041 | 134.7798 | 134.1374 | 133.5801 | 132.861 | 132.2765 | 131.71 | 131.1361 | 130.6113 | 130.0972 | 129.617 | 129.1658 | 128.7727 | 128.3791 | 127.7652 | 127.2696 | 126.8022 | 126.3676 | 125.962 | 125.6913 | 125.4449 | 125.2118 | 124.9971 | 124.776 | 124.5632 | 124.3583 | 124.1724 | 123.9926 | 123.818
| 32BL | Water Taken Unbilled | Input | Ml/d | 2 | 31.3925 | 31.3925 | 31.3925 | 31.3925 | 31.3925 | 31.3925 | 31.3925 | 31.3925 | 31.3925 | 31.3925 | 31.3925 | 31.3925 | 31.3925 | 31.3925 | 31.3925 | 31.3925 | 31.3925 | 31.3925 | 31.3925 | 31.3925 | 31.3925 | 31.3925 | 31.3925 | 31.3925 | 31.3925 | 31.3925 | 31.3925 | 31.3925 | 31.3925
| 33BL | Distribution System Operational Use | Input | Ml/d | 2 | 3.6663 | 3.6663 | 3.6663 | 3.6663 | 3.6663 | 3.6663 | 3.6663 | 3.6663 | 3.6663 | 3.6663 | 3.6663 | 3.6663 | 3.6663 | 3.6663 | 3.6663 | 3.6663 | 3.6663 | 3.6663 | 3.6663 | 3.6663 | 3.6663 | 3.6663 | 3.6663 | 3.6663 | 3.6663 | 3.6663 | 3.6663 | 3.6663 | 3.6663
Leakage | 34BL | Measured Non Household - USPL | Input | Ml/d | 2 | 3.6433 | 3.6433 | 3.6433 | 3.6433 | 3.6433 | 3.6433 | 3.6433 | 3.6433 | 3.6433 | 3.6433 | 3.6433 | 3.6433 | 3.6433 | 3.6433 | 3.6433 | 3.6433 | 3.6433 | 3.6433 | 3.6433 | 3.6433 | 3.6433 | 3.6433 | 3.6433 | 3.6433 | 3.6433 | 3.6433 | 3.6433 | 3.6433 | 3.6433
| 35BL | Unmeasured Non Household - USPL | Input | Ml/d | 2 | 0.16023 | 0.16023 | 0.16023 | 0.16023 | 0.16023 | 0.16023 | 0.16023 | 0.16023 | 0.16023 | 0.16023 | 0.16023 | 0.16023 | 0.16023 | 0.16023 | 0.16023 | 0.16023 | 0.16023 | 0.16023 | 0.16023 | 0.16023 | 0.16023 | 0.16023 | 0.16023 | 0.16023 | 0.16023 | 0.16023 | 0.16023 | 0.16023 | 0.16023
| 36BL | Measured Household - USPL | Input | Ml/d | 2 | 24.232 | 24.7011 | 25.1614 | 25.613 | 26.056 | 26.4907 | 26.9171 | 27.3354 | 27.7459 | 28.1485 | 28.5435 | 28.931 | 29.3111 | 29.6841 | 30.05 | 30.4089 | 30.7609 | 31.1063 | 31.4451 | 31.7775 | 32.1036 | 32.4234 | 32.7372 | 33.045 | 33.3469 | 33.3469 | 33.3469 | 33.3469 | 33.3469
| 37BL | Unmeasured Household - USPL | Input | Ml/d | 2 | 33.659 | 33.0768 | 32.4947 | 31.9125 | 31.353 | 30.8036 | 30.264 | 29.7339 | 29.2133 | 28.702 | 28.1998 | 27.7064 | 27.2219 | 26.7459 | 26.2784 | 25.8191 | 25.3679 | 24.9248 | 24.4894 | 24.0617 | 23.6416 | 23.2288 | 22.8233 | 22.4249 | 22.0335 | 21.6489 | 21.2711 | 20.8999 | 20.5351
| 38BL | Void Properties - USPL | Input | Ml/d | 2 | 3.6433 | 3.6433 | 3.6433 | 3.6433 | 3.6433 | 3.6433 | 3.6433 | 3.6433 | 3.6433 | 3.6433 | 3.6433 | 3.6433 | 3.6433 | 3.6433 | 3.6433 | 3.6433 | 3.6433 | 3.6433 | 3.6433 | 3.6433 | 3.6433 | 3.6433 | 3.6433 | 3.6433 | 3.6433 | 3.6433 | 3.6433 | 3.6433 | 3.6433
| 39BL | Distribution Losses | Input | Ml/d | 2 | 217.6623 | 213.8253 | 209.4672 | 207.1578 | 207.2742 | 207.389 | 207.5022 | 207.6139 | 207.7241 | 207.8328 | 207.94 | 208.0458 | 208.1502 | 208.2533 | 208.3549 | 208.4553 | 208.5544 | 208.6522 | 208.7487 | 208.844 | 208.9381 | 209.031 | 209.1228 | 209.2134 | 209.3029 | 209.6875 | 210.0653 | 210.4365 | 210.8013
| 40BL | Total Leakage | sum(34BL:39BL) | Ml/d | 2 | 283 | 279.05 | 274.57 | 272.13 | 272.13 | 272.13 | 272.13 | 272.13 | 272.13 | 272.13 | 272.13 | 272.13 | 272.13 | 272.13 | 272.13 | 272.13 | 272.13 | 272.13 | 272.13 | 272.13 | 272.13 | 272.13 | 272.13 | 272.13 | 272.13 | 272.13 | 272.13 | 272.13 | 272.13
| 41BL | Total Leakage | (40BL*1,000,000)/(48BL*1,000) | l/prop/d | 2 | 122.6298 | 119.738 | 116.4583 | 114.2136 | 113.0981 | 112.0112 | 111.0298 | 110.1316 | 109.2573 | 108.4675 | 107.7002 | 106.9762 | 106.2586 | 105.6106 | 104.9395 | 104.2036 | 103.4779 | 102.7623 | 102.0551 | 101.3575 | 100.6692 | 99.9902 | 99.3203 | 98.6593 | 98.007 | 97.3633 | 96.728 | 96.101 | 95.482
Customer: Properties | 42BL | Measured non-households - properties | Input (total, excluding voids) | 000's | 2 | 103.5734 | 103.9963 | 104.4193 | 104.8422 | 105.2652 | 105.6881 | 106.1111 | 106.5341 | 106.9572 | 107.3802 | 107.8033 | 108.2264 | 108.6495 | 109.0726 | 109.4958 | 109.9189 | 110.3421 | 110.7653 | 111.1885 | 111.6117 | 112.035 | 112.4583 | 112.8815 | 113.3048 | 113.7282 | 114.1515 | 114.5748 | 114.9982 | 115.4216
| 43BL | Unmeasured non-households - properties | Input (total, excluding voids) | 000's | 2 | 5.7318 | 5.6372 | 5.5426 | 5.448 | 5.3534 | 5.2588 | 5.1642 | 5.0696 | 4.975 | 4.8804 | 4.7858 | 4.6912 | 4.5966 | 4.502 | 4.4075 | 4.3129 | 4.2183 | 4.1237 | 4.0291 | 3.9345 | 3.8399 | 3.7453 | 3.6507 | 3.5561 | 3.4615 | 3.3669 | 3.2723 | 3.1777 | 3.0831
| 44BL | All void non-households - properties | Input (voids in each year) | 000's | 2 | 25.3028 | 25.3028 | 25.3028 | 25.3028 | 25.3028 | 25.3028 | 25.3028 | 25.3028 | 25.3028 | 25.3028 | 25.3028 | 25.3028 | 25.3028 | 25.3028 | 25.3028 | 25.3028 | 25.3028 | 25.3028 | 25.3028 | 25.3028 | 25.3028 | 25.3028 | 25.3028 | 25.3028 | 25.3028 | 25.3028 | 25.3028 | 25.3028 | 25.3028
| 45BL | Total measured households - properties (excl void) | Pre-plan year = input. Forecast years = Previous year 45BL + sum(45.1BL:45.6BL) | 000's | 2 | 892.5575 | 936.5934 | 985.0313 | 1031.2611 | 1075.1599 | 1118.518 | 1159.6242 | 1198.8758 | 1237.5453 | 1274.2212 | 1310.2829 | 1345.2253 | 1379.9085 | 1412.7971 | 1446.1211 | 1480.9622 | 1515.4894 | 1549.7085 | 1583.6638 | 1617.322 | 1650.6948 | 1683.7819 | 1716.5888 | 1749.1208 | 1781.3827 | 1813.3798 | 1845.117 | 1876.5988 | 1907.8301
| 45.1BL | New build properties - properties | Input (new builds in each year) | 000's | 2 | 21.3536 | 23.569 | 27.9867 | 25.7947 | 24.3256 | 24.1708 | 22.2977 | 20.8145 | 20.5971 | 18.9615 | 18.6983 | 17.9242 | 18.0034 | 16.5403 | 17.3017 | 19.1383 | 19.1383 | 19.1383 | 19.1763 | 19.1763 | 19.1821 | 19.1821 | 19.1821 | 19.1821 | 19.1821 | 19.1821 | 19.1821 | 19.1821 | 19.1821
| 45.2BL | Meter optants - properties | Input (meter optants in each year) | 000's | 2 | 18.868 | 20.7782 | 20.7782 | 20.7782 | 19.9321 | 19.5613 | 19.1971 | 18.8399 | 18.4893 | 18.1452 | 17.8075 | 17.4757 | 17.1504 | 16.8316 | 16.518 | 16.2109 | 15.9089 | 15.6128 | 15.3226 | 15.0369 | 14.757 | 14.4824 | 14.2129 | 13.9486 | 13.6889 | 13.4344 | 13.1844 | 12.9389 | 12.6981
| 45.3BL | Compulsory metering - properties | Input (compulsory meters in each year) | 000's | 2 | 0 | 0 | 0 | 0 | 0 | 0 | 0 | 0 | 0 | 0 | 0 | 0 | 0 | 0 | 0 | 0 | 0 | 0 | 0 | 0 | 0 | 0 | 0 | 0 | 0 | 0 | 0 | 0 | 0
| 45.4BL | Metering on change of occupancy - properties | Input (change of occupancy meters in each year) | 000's | 2 | 0 | 0 | 0 | 0 | 0 | 0 | 0 | 0 | 0 | 0 | 0 | 0 | 0 | 0 | 0 | 0 | 0 | 0 | 0 | 0 | 0 | 0 | 0 | 0 | 0 | 0 | 0 | 0 | 0
| 45.5BL | Selective metering - properties | Input (selective meters in each year) | 000's | 2 | 0 | 0 | 0 | 0 | 0 | 0 | 0 | 0 | 0 | 0 | 0 | 0 | 0 | 0 | 0 | 0 | 0 | 0 | 0 | 0 | 0 | 0 | 0 | 0 | 0 | 0 | 0 | 0 | 0
| 45.6BL | Other changes to existing metering - properties | Input (other changes to meters in each year) | 000's | 2 | 0 | -0.31129 | -0.32691 | -0.34309 | -0.35885 | -0.37395 | -0.38859 | -0.40288 | -0.41693 | -0.43074 | -0.44421 | -0.45749 | -0.47056 | -0.48331 | -0.4957 | -0.50804 | -0.52012 | -0.53199 | -0.54363 | -0.55506 | -0.56628 | -0.57728 | -0.58808 | -0.59868 | -0.60908 | -0.61929 | -0.62932 | -0.63915 | -0.64881
| 45.7BL | Measured void households - properties | Input (voids in each year) | 000's | 2 | 42.7545 | 42.7545 | 42.7545 | 42.7545 | 42.7545 | 42.7545 | 42.7545 | 42.7545 | 42.7545 | 42.7545 | 42.7545 | 42.7545 | 42.7545 | 42.7545 | 42.7545 | 42.7545 | 42.7545 | 42.7545 | 42.7545 | 42.7545 | 42.7545 | 42.7545 | 42.7545 | 42.7545 | 42.7545 | 42.7545 | 42.7545 | 42.7545 | 42.7545
| 46BL | Unmeasured households - properties (excl void) | Input (total) | 000's | 2 | 1178.3422 | 1156.7247 | 1135.1226 | 1113.5359 | 1092.8106 | 1072.4708 | 1052.5098 | 1032.9202 | 1013.6951 | 994.8278 | 976.3117 | 958.1405 | 940.3076 | 922.8062 | 905.6309 | 888.7749 | 872.2329 | 855.9987 | 840.0664 | 824.4311 | 809.0868 | 794.0281 | 779.2496 | 764.7459 | 750.5122 | 736.5433 | 722.8342 | 709.3804 | 696.177
| 47BL | Unmeasured void households - properties | Input (voids in each year) | 000's | 2 | 59.4959 | 59.4959 | 59.4959 | 59.4959 | 59.4959 | 59.4959 | 59.4959 | 59.4959 | 59.4959 | 59.4959 | 59.4959 | 59.4959 | 59.4959 | 59.4959 | 59.4959 | 59.4959 | 59.4959 | 59.4959 | 59.4959 | 59.4959 | 59.4959 | 59.4959 | 59.4959 | 59.4959 | 59.4959 | 59.4959 | 59.4959 | 59.4959 | 59.4959
| 48BL | Total Resource Zone Properties (incl voids) | SUM(42BL:45BL)+45.7BL+46BL+47BL | 000's | 2 | 2307.7582 | 2330.5048 | 2357.6689 | 2382.6403 | 2406.1422 | 2429.489 | 2450.9625 | 2470.9529 | 2490.7257 | 2508.8629 | 2526.7368 | 2543.8366 | 2561.0154 | 2576.7311 | 2593.2083 | 2611.5221 | 2629.8358 | 2648.1494 | 2666.501 | 2684.8525 | 2703.2097 | 2721.5668 | 2739.9238 | 2758.2808 | 2776.6378 | 2794.9947 | 2813.3515 | 2831.7083 | 2850.065
Customer: Population | 49BL | Measured Non Household - Population | Input (total) | 000's | 2 | 93.773 | 93.773 | 93.773 | 93.773 | 93.773 | 93.773 | 93.773 | 93.773 | 93.773 | 93.773 | 93.773 | 93.773 | 93.773 | 93.773 | 93.773 | 93.773 | 93.773 | 93.773 | 93.773 | 93.773 | 93.773 | 93.773 | 93.773 | 93.773 | 93.773 | 93.773 | 93.773 | 93.773 | 93.773
| 50BL | Unmeasured Non Household - Population | Input (total) | 000's | 2 | 0 | 0 | 0 | 0 | 0 | 0 | 0 | 0 | 0 | 0 | 0 | 0 | 0 | 0 | 0 | 0 | 0 | 0 | 0 | 0 | 0 | 0 | 0 | 0 | 0 | 0 | 0 | 0 | 0
| 51BL | Measured Household - Population | Input (total) | 000's | 2 | 1980.7944 | 2056.6622 | 2140.6526 | 2220.8094 | 2298.3561 | 2374.3497 | 2447.1775 | 2517.3613 | 2586.5422 | 2652.9663 | 2718.6341 | 2782.5289 | 2845.7655 | 2906.4683 | 2967.5937 | 3029.3336 | 3090.3353 | 3150.4167 | 3209.7524 | 3268.2814 | 3326.4649 | 3384.026 | 3440.7298 | 3497.516 | 3553.8768 | 3609.823 | 3665.3689 | 3720.5436 | 3775.4667
| 52BL | Unmeasured Household - Population | Input (total) | 000's | 2 | 3000.514 | 2959.8159 | 2909.3126 | 2862.2297 | 2817.3109 | 2774.5287 | 2735.052 | 2698.0155 | 2661.7244 | 2627.7267 | 2594.599 | 2562.4403 | 2530.3784 | 2499.9467 | 2469.1138 | 2436.0463 | 2403.3336 | 2370.8316 | 2338.6188 | 2306.7157 | 2275.4434 | 2244.5906 | 2213.9927 | 2184.2584 | 2155.0217 | 2126.2721 | 2098 | 2070.2071 | 2042.9416
| 53BL | Total Resource Zone Population | Sum(49BL:52BL) | 000's | 2 | 5075.0814 | 5110.251 | 5143.7382 | 5176.8121 | 5209.44 | 5242.6513 | 5276.0025 | 5309.1498 | 5342.0396 | 5374.466 | 5407.0061 | 5438.7422 | 5469.9168 | 5500.1879 | 5530.4806 | 5559.1529 | 5587.4419 | 5615.0214 | 5642.1441 | 5668.7701 | 5695.6813 | 5722.3896 | 5748.4955 | 5775.5474 | 5802.6715 | 5829.8681 | 5857.1419 | 5884.5237 | 5912.1813
Occupancy | 54BL | Measured Household - Occupancy Rate (average) (excl voids) | 51BL/45BL | h/prop | 1 | 2.2192 | 2.1959 | 2.1732 | 2.1535 | 2.1377 | 2.1228 | 2.1103 | 2.0998 | 2.0901 | 2.082 | 2.0748 | 2.0684 | 2.0623 | 2.0572 | 2.0521 | 2.0455 | 2.0392 | 2.0329 | 2.0268 | 2.0208 | 2.0152 | 2.0098 | 2.0044 | 1.9996 | 1.995 | 1.9907 | 1.9865 | 1.9826 | 1.9789
| 55BL | Unmeasured Household - Occupancy Rate | 52BL/46BL | h/prop | 1 | 2.5464 | 2.5588 | 2.563 | 2.5704 | 2.578 | 2.587 | 2.5986 | 2.612 | 2.6258 | 2.6414 | 2.6576 | 2.6744 | 2.691 | 2.7091 | 2.7264 | 2.7409 | 2.7554 | 2.7697 | 2.7838 | 2.7979 | 2.8124 | 2.8268 | 2.8412 | 2.8562 | 2.8714 | 2.8868 | 2.9025 | 2.9183 | 2.9345
Metering | 56BL | Total Household Metering penetration (excl. voids) | 45BL/45BL+46BL | % | 0 | 43.1% | 44.74% | 46.46% | 48.08% | 49.59% | 51.05% | 52.42% | 53.72% | 54.97% | 56.16% | 57.3% | 58.4% | 59.47% | 60.49% | 61.49% | 62.49% | 63.47% | 64.42% | 65.34% | 66.24% | 67.11% | 67.95% | 68.78% | 69.58% | 70.36% | 71.12% | 71.85% | 72.57% | 73.27%
| 57BL | Total Household Metering penetration (incl. voids) | 45BL/(45BL+45.7BL+46BL+47BL) | % | 0 | 41.07% | 42.66% | 44.32% | 45.89% | 47.36% | 48.77% | 50.11% | 51.36% | 52.58% | 53.74% | 54.85% | 55.92% | 56.96% | 57.95% | 58.93% | 59.91% | 60.86% | 61.79% | 62.7% | 63.57% | 64.43% | 65.26% | 66.07% | 66.86% | 67.63% | 68.37% | 69.1% | 69.81% | 70.5%
|  | Company: | Severn Trent Water
|  | Resource Zone Name: | Strategic Grid
|  | Resource Zone Number: | 13
|  | Planning Scenario Name: | Dry Year Annual Average
|  | Chosen Level of Service: | No more than 3 in 100 Temporary Use Bans

## 4. BL SDB
Table 4: Baseline supply demand balance
| Row ref | Component | Derivation | Unit | Decimal places | 2016-17 | For info 2017-18 | For info 2018-19 | For info 2019-20 | 2020-21 | 2021-22 | 2022-23 | 2023-24 | 2024-25 | 2025-26 | 2026-27 | 2027-28 | 2028-29 | 2029-2030 | 2030-2031 | 2031-2032 | 2032-33 | 2033-34 | 2034-35 | 2035-36 | 2036-37 | 2037-38 | 2038-39 | 2039-40 | 2040-41 | 2041-42 | 2042-43 | 2043-44 | 2044-45
SDB | 11BL | Distribution input | 19BL+20BL+21BL+22BL+32BL+33BL+38BL+39BL | Ml/d | 2 | 1230.8262 | 1227.7022 | 1224.3197 | 1223.7373 | 1224.1821 | 1226.7853 | 1229.0095 | 1231.0929 | 1232.5287 | 1234.9381 | 1236.814 | 1238.707 | 1240.1626 | 1242.7576 | 1243.5393 | 1244.7404 | 1245.3501 | 1247.2823 | 1248.6191 | 1250.6208 | 1252.1165 | 1254.9866 | 1257.2398 | 1259.5733 | 1261.3064 | 1264.4007 | 1266.9585 | 1269.5624 | 1271.5729
| 12BL | Water Available For Use (own sources) | (7BL+8BL)-(10BL) | Ml/d | 2 | 1315.6731 | 1313.6731 | 1311.6731 | 1309.6731 | 1307.6731 | 1305.6731 | 1303.6731 | 1301.6731 | 1299.6731 | 1262.6731 | 1260.6731 | 1258.6731 | 1256.6731 | 1254.6731 | 1203.1731 | 1202.6731 | 1202.1731 | 1201.6731 | 1201.1731 | 1190.6731 | 1190.1731 | 1189.6731 | 1189.1731 | 1188.6731 | 1188.1731 | 1187.6731 | 1187.1731 | 1186.6731 | 1186.1731
| 13BL | Total Water Available For Use | 12BL+(2BL+3BL)-(5BL+6BL) | Ml/d | 2 | 1321.6731 | 1319.6731 | 1317.6731 | 1315.6731 | 1313.6731 | 1311.6731 | 1309.6731 | 1307.6731 | 1305.6731 | 1268.6731 | 1266.6731 | 1264.6731 | 1262.6731 | 1260.6731 | 1209.1731 | 1208.6731 | 1208.1731 | 1207.6731 | 1207.1731 | 1196.6731 | 1196.1731 | 1195.6731 | 1195.1731 | 1194.6731 | 1194.1731 | 1193.6731 | 1193.1731 | 1192.6731 | 1192.1731
| 14BL | Target headroom (climate change component) | Input | Ml/d | 2 | -2.5412e-10 | 20.287 | 40.9966 | 60.4498 | 80.9501 | 101.2553 | 121.9285 | 142.0192 | 162.2775 | 160.0258 | 175.8853 | 196.203 | 211.2186 | 232.1263 | 197.3302 | 202.0738 | 202.1488 | 207.8065 | 210.8335 | 169.422 | 172.5988 | 178.7872 | 180.8132 | 184.8729 | 148.0451 | 154.3206 | 154.9739 | 159.6254 | 157.4227
| 15BL | Target headroom (All other components) | Input | Ml/d | 2 | 33.5261 | 21.5946 | 12.731 | 9.3537 | 4.1698 | 2.1451 | -0.8058 | -3.2471 | -4.0462 | -7.593 | -7.1663 | -7.0987 | -8.9989 | -9.1269 | -11.294 | -13.8007 | -11.0317 | -11.8082 | -12.5652 | -12.2955 | -13.0903 | -12.352 | -14.3337 | -17.482 | -15.046 | -14.697 | -13.5106 | -14.0709 | -14.3985
| 16BL | Target Headroom | 14BL+15BL | Ml/d | 2 | 33.5261 | 41.8816 | 53.7277 | 69.8035 | 85.1199 | 103.4004 | 121.1227 | 138.7721 | 158.2313 | 152.4328 | 168.719 | 189.1043 | 202.2196 | 222.9995 | 186.0362 | 188.2731 | 191.1171 | 195.9984 | 198.2683 | 157.1266 | 159.5086 | 166.4353 | 166.4796 | 167.3909 | 132.9992 | 139.6237 | 141.4632 | 145.5545 | 143.0242
| 17BL | Available Headroom | 13BL-11BL | Ml/d | 2 | 90.8469 | 91.9708 | 93.3534 | 91.9358 | 89.4909 | 84.8878 | 80.6636 | 76.5802 | 73.1444 | 33.735 | 29.8591 | 25.966 | 22.5105 | 17.9155 | -34.3662 | -36.0673 | -37.177 | -39.6092 | -41.4461 | -53.9477 | -55.9434 | -59.3135 | -62.0668 | -64.9002 | -67.1333 | -70.7277 | -73.7855 | -76.8893 | -79.3998
| 18BL | Supply Demand Balance | 17BL-16BL | Ml/d | 2 | 57.3208 | 50.0892 | 39.6257 | 22.1323 | 4.371 | -18.5126 | -40.4591 | -62.1919 | -85.0869 | -118.6978 | -138.8599 | -163.1382 | -179.7091 | -205.084 | -220.4024 | -224.3405 | -228.2941 | -235.6076 | -239.7144 | -211.0743 | -215.452 | -225.7488 | -228.5463 | -232.2911 | -200.1325 | -210.3513 | -215.2487 | -222.4438 | -222.424
|  | Company: | Severn Trent Water
|  | Resource Zone Name: | Strategic Grid
|  | Resource Zone Number: | 13
|  | Planning Scenario Name: | Dry Year Annual Average
|  | Chosen Level of Service: | No more than 3 in 100 Temporary Use Bans
README

## 5. Feasible Options
Table 5: Feasible options detailed costs | [18 empty] | ENTER DISCOUNT RATE % |  |  |  | 3.5% | 3.5% | 3.5% | 3.5% | 3.5% | 3.5% | 3.5% | 3.5% | 3.5% | 3.5% | 3.5% | 3.5% | 3.5% | 3.5% | 3.5% | 3.5% | 3.5% | 3.5% | 3.5% | 3.5% | 3.5% | 3.5% | 3.5% | 3.5% | 3.5% | 3.5% | 3.5% | 3.5% | 3.5% | 3% | 3% | 3% | 3% | 3% | 3% | 3% | 3% | 3% | 3% | 3% | 3% | 3% | 3% | 3% | 3% | 3% | 3% | 3% | 3% | 3% | 3% | 3% | 3% | 3% | 3% | 3% | 3% | 3% | 3% | 3% | 3% | 3% | 3% | 3% | 3% | 3% | 3% | 3% | 3% | 3% | 3% | 3% | 3% | 3% | 2.5% | 2.5% | 2.5% | 2.5% | 2.5% | 2.5% | 2.5% | 2.5% | 2.5% | 2.5% | 2.5% | 2.5% | 2.5% | 2.5% | 2.5% | 2.5% | 2.5% | 2.5% | 2.5% | 2.5% | 2.5% | 2.5% | 2.5% | 2.5% | 2.5% | 2.5% | 2.5% | 2.5% | 2.5%
Detail the gains in WAFU / savings in demand, and the costs of feasible options under capacity use scenario | [18 empty] | ENTER DISCOUNT PERIOD (YRS) | 80 |  | 1 | 0.96618 | 0.93351 | 0.90194 | 0.87144 | 0.84197 | 0.8135 | 0.78599 | 0.75941 | 0.73373 | 0.70892 | 0.68495 | 0.66178 | 0.6394 | 0.61778 | 0.59689 | 0.57671 | 0.5572 | 0.53836 | 0.52016 | 0.50257 | 0.48557 | 0.46915 | 0.45329 | 0.43796 | 0.42315 | 0.40884 | 0.39501 | 0.38165 | 0.36875 | 0.35801 | 0.34758 | 0.33746 | 0.32763 | 0.31809 | 0.30882 | 0.29983 | 0.29109 | 0.28261 | 0.27438 | 0.26639 | 0.25863 | 0.2511 | 0.24379 | 0.23669 | 0.22979 | 0.2231 | 0.2166 | 0.21029 | 0.20417 | 0.19822 | 0.19245 | 0.18684 | 0.1814 | 0.17612 | 0.17099 | 0.16601 | 0.16117 | 0.15648 | 0.15192 | 0.14749 | 0.1432 | 0.13903 | 0.13498 | 0.13105 | 0.12723 | 0.12352 | 0.11993 | 0.11643 | 0.11304 | 0.10975 | 0.10655 | 0.10345 | 0.10044 | 0.097511 | 0.095133 | 0.092813 | 0.090549 | 0.08834 | 0.086186 | Note: If option costs are required from beyond year 80 then the NPV calculation formula must be amended manually to cover the extended period
[22 empty] | 1 | 2 | 3 | 4 | 5 | 6 | 7 | 8 | 9 | 10 | 11 | 12 | 13 | 14 | 15 | 16 | 17 | 18 | 19 | 20 | 21 | 22 | 23 | 24 | 25 | 26 | 27 | 28 | 29 | 30 | 31 | 32 | 33 | 34 | 35 | 36 | 37 | 38 | 39 | 40 | 41 | 42 | 43 | 44 | 45 | 46 | 47 | 48 | 49 | 50 | 51 | 52 | 53 | 54 | 55 | 56 | 57 | 58 | 59 | 60 | 61 | 62 | 63 | 64 | 65 | 66 | 67 | 68 | 69 | 70 | 71 | 72 | 73 | 74 | 75 | 76 | 77 | 78 | 79 | 80 | 81 | 82 | 83 | 84 | 85 | 86 | 87 | 88 | 89 | 90 | 91 | 92 | 93 | 94 | 95 | 96 | 97 | 98 | 99 | 100 | 101 | 102 | 103 | 104
Row ref | Option name | Option reference no. | Type of option | Preferred Option (Y/N) | Earliest potential option start date (Year) | Costs based on capacity | WAFU on full implementation (Ml/d) | NPV of WAFU (Ml) | CAPEX NPV (£000) | OPEX NPV (£000) | NPV of opex savings (£000) | NPV of carbon (£000) | Social & Env. NPV (£000) | TOTAL NPV (£000) | AIC (p/m3) | AISC (p/m3) | Scope confidence (score 1 to 5) | Cost confidence (score 1 to 5) | Cost component | Derivation | Unit | Year 1 | Year 2 | Year 3 | Year 4 | Year 5 | Year 6 | Year 7 | Year 8 | Year 9 | Year 10 | Year 11 | Year 12 | Year 13 | Year 14 | Year 15 | Year 16 | Year 17 | Year 18 | Year 19 | Year 20 | Year 21 | Year 22 | Year 23 | Year 24 | Year 25 | Year 26 | Year 27 | Year 28 | Year 29 | Year 30 | Year 31 | Year 32 | Year 33 | Year 34 | Year 35 | Year 36 | Year 37 | Year 38 | Year 39 | Year 40 | Year 41 | Year 42 | Year 43 | Year 44 | Year 45 | Year 46 | Year 47 | Year 48 | Year 49 | Year 50 | Year 51 | Year 52 | Year 53 | Year 54 | Year 55 | Year 56 | Year 57 | Year 58 | Year 59 | Year 60 | Year 61 | Year 62 | Year 63 | Year 64 | Year 65 | Year 66 | Year 67 | Year 68 | Year 69 | Year 70 | Year 71 | Year 72 | Year 73 | Year 74 | Year 75 | Year 76 | Year 77 | Year 78 | Year 79 | Year 80 | Year 81 | Year 82 | Year 83 | Year 84 | Year 85 | Year 86 | Year 87 | Year 88 | Year 89 | Year 90 | Year 91 | Year 92 | Year 93 | Year 94 | Year 95 | Year 96 | Year 97 | Year 98 | Year 99 | Year 100 | Year 101 | Year 102 | Year 103 | Year 104
58a | RESOURCE SIDE | bar: 1 to 80
58.1a | Options to increase raw water abstractions | [17 empty] | Total Mld for SDB component |  |  | 0 | 0 | 0 | 0 | 0 | 0 | 0 | 0 | 0 | 0 | 0 | 0 | 0 | 0 | 0 | 0 | 0 | 0 | 0 | 0 | 0 | 0 | 0 | 0 | 0 | 0 | 0 | 0 | 0 | 0 | 0 | 0 | 0 | 0 | 0 | 0 | 0 | 0 | 0 | 0 | 0 | 0 | 0 | 0 | 0 | 0 | 0 | 0 | 0 | 0 | 0 | 0 | 0 | 0 | 0 | 0 | 0 | 0 | 0 | 0 | 0 | 0 | 0 | 0 | 0 | 0 | 0 | 0 | 0 | 0 | 0 | 0 | 0 | 0 | 0 | 0 | 0 | 0 | 0 | 0 | 0 | 0 | 0 | 0 | 0 | 0 | 0 | 0 | 0 | 0 | 0 | 0 | 0 | 0 | 0 | 0 | 0 | 0 | 0 | 0 | 0 | 0 | 0 | 0
58.1x | River Soar to support Site B | CRO06 | SW enhancement | Y | 2030-31 | Capacity | 17 | 123618.0643 | 33467.8361 | 13268.2725 | 0 | 548.8085 | 67.1912 | 47352.1083 | 37.8069 | 38.3052 | 3 | 3 | Gains in WAFU / Savings in demand | Input | Ml/d | 0 | 0 | 0 | 0 | 0 | 0 | 0 | 0 | 0 | 0 | 17 | 17 | 17 | 17 | 17 | 17 | 17 | 17 | 17 | 17 | 17 | 17 | 17 | 17 | 17 | 17 | 17 | 17 | 17 | 17 | 17 | 17 | 17 | 17 | 17 | 17 | 17 | 17 | 17 | 17 | 17 | 17 | 17 | 17 | 17 | 17 | 17 | 17 | 17 | 17 | 17 | 17 | 17 | 17 | 17 | 17 | 17 | 17 | 17 | 17 | 17 | 17 | 17 | 17 | 17 | 17 | 17 | 17 | 17 | 17 | 17 | 17 | 17 | 17 | 17 | 17 | 17 | 17 | 17 | 17 | 0 | 0 | 0 | 0 | 0 | 0 | 0 | 0 | 0 | 0 | 0 | 0 | 0 | 0 | 0 | 0 | 0 | 0 | 0 | 0 | 0 | 0 | 0 | 0
[19 empty] | Fixed capex | Input | £000s | 707.2 | 1060.8 | 2121.6 | 2475.2 | 3182.4 | 3536 | 4596.8 | 7072 | 7072 | 3536 | 0 | 0 | 0 | 0 | 0 | 0 | 0 | 0 | 0 | 0 | 36.4 | 54.6 | 109.2 | 127.4 | 163.8 | 182 | 236.6 | 364 | 364 | 182 | 0 | 0 | 0 | 0 | 0 | 0 | 0 | 0 | 0 | 0 | 36.4 | 54.6 | 109.2 | 127.4 | 163.8 | 182 | 236.6 | 364 | 364 | 182 | 0 | 0 | 0 | 0 | 0 | 0 | 0 | 0 | 0 | 0 | 539.8 | 809.7 | 1619.4 | 1889.3 | 2429.1 | 2699 | 3508.7 | 5398 | 5398 | 2699 | 0 | 0 | 0 | 0 | 0 | 0 | 0 | 0 | 0 | 0 | 0 | 0 | 0 | 0 | 0 | 0 | 0 | 0 | 0 | 0 | 0 | 0 | 0 | 0 | 0 | 0 | 0 | 0 | 0 | 0 | 0 | 0 | 0 | 0
[19 empty] | Variable capex | Input | £000s | 0 | 0 | 0 | 0 | 0 | 0 | 0 | 0 | 0 | 0 | 0 | 0 | 0 | 0 | 0 | 0 | 0 | 0 | 0 | 0 | 0 | 0 | 0 | 0 | 0 | 0 | 0 | 0 | 0 | 0 | 0 | 0 | 0 | 0 | 0 | 0 | 0 | 0 | 0 | 0 | 0 | 0 | 0 | 0 | 0 | 0 | 0 | 0 | 0 | 0 | 0 | 0 | 0 | 0 | 0 | 0 | 0 | 0 | 0 | 0 | 0 | 0 | 0 | 0 | 0 | 0 | 0 | 0 | 0 | 0 | 0 | 0 | 0 | 0 | 0 | 0 | 0 | 0 | 0 | 0 | 0 | 0 | 0 | 0 | 0 | 0 | 0 | 0 | 0 | 0 | 0 | 0 | 0 | 0 | 0 | 0 | 0 | 0 | 0 | 0 | 0 | 0 | 0 | 0
[19 empty] | Financing costs | Input | £000s | 0 | 0 | 0 | 0 | 0 | 0 | 0 | 0 | 0 | 0 | 0 | 0 | 0 | 0 | 0 | 0 | 0 | 0 | 0 | 0 | 0 | 0 | 0 | 0 | 0 | 0 | 0 | 0 | 0 | 0 | 0 | 0 | 0 | 0 | 0 | 0 | 0 | 0 | 0 | 0 | 0 | 0 | 0 | 0 | 0 | 0 | 0 | 0 | 0 | 0 | 0 | 0 | 0 | 0 | 0 | 0 | 0 | 0 | 0 | 0 | 0 | 0 | 0 | 0 | 0 | 0 | 0 | 0 | 0 | 0 | 0 | 0 | 0 | 0 | 0 | 0 | 0 | 0 | 0 | 0
[19 empty] | Fixed opex | Input | £000s | 0 | 0 | 0 | 0 | 0 | 0 | 0 | 0 | 0 | 0 | 147 | 147 | 147 | 147 | 147 | 147 | 147 | 147 | 147 | 147 | 147 | 147 | 147 | 147 | 147 | 147 | 147 | 147 | 147 | 147 | 147 | 147 | 147 | 147 | 147 | 147 | 147 | 147 | 147 | 147 | 147 | 147 | 147 | 147 | 147 | 147 | 147 | 147 | 147 | 147 | 147 | 147 | 147 | 147 | 147 | 147 | 147 | 147 | 147 | 147 | 147 | 147 | 147 | 147 | 147 | 147 | 147 | 147 | 147 | 147 | 147 | 147 | 147 | 147 | 147 | 147 | 147 | 147 | 147 | 147 | 0 | 0 | 0 | 0 | 0 | 0 | 0 | 0 | 0 | 0 | 0 | 0 | 0 | 0 | 0 | 0 | 0 | 0 | 0 | 0 | 0 | 0 | 0 | 0
[19 empty] | Variable opex | Input | £000s | 0 | 0 | 0 | 0 | 0 | 0 | 0 | 0 | 0 | 0 | 519 | 519 | 519 | 519 | 519 | 519 | 519 | 519 | 519 | 519 | 519 | 519 | 519 | 519 | 519 | 519 | 519 | 519 | 519 | 519 | 519 | 519 | 519 | 519 | 519 | 519 | 519 | 519 | 519 | 519 | 519 | 519 | 519 | 519 | 519 | 519 | 519 | 519 | 519 | 519 | 519 | 519 | 519 | 519 | 519 | 519 | 519 | 519 | 519 | 519 | 519 | 519 | 519 | 519 | 519 | 519 | 519 | 519 | 519 | 519 | 519 | 519 | 519 | 519 | 519 | 519 | 519 | 519 | 519 | 519 | 0 | 0 | 0 | 0 | 0 | 0 | 0 | 0 | 0 | 0 | 0 | 0 | 0 | 0 | 0 | 0 | 0 | 0 | 0 | 0 | 0 | 0 | 0 | 0
[19 empty] | Opex savings | Input | £000s | 0 | 0 | 0 | 0 | 0 | 0 | 0 | 0 | 0 | 0 | 0 | 0 | 0 | 0 | 0 | 0 | 0 | 0 | 0 | 0 | 0 | 0 | 0 | 0 | 0 | 0 | 0 | 0 | 0 | 0 | 0 | 0 | 0 | 0 | 0 | 0 | 0 | 0 | 0 | 0 | 0 | 0 | 0 | 0 | 0 | 0 | 0 | 0 | 0 | 0 | 0 | 0 | 0 | 0 | 0 | 0 | 0 | 0 | 0 | 0 | 0 | 0 | 0 | 0 | 0 | 0 | 0 | 0 | 0 | 0 | 0 | 0 | 0 | 0 | 0 | 0 | 0 | 0 | 0 | 0 | 0 | 0 | 0 | 0 | 0 | 0 | 0 | 0 | 0 | 0 | 0 | 0 | 0 | 0 | 0 | 0 | 0 | 0 | 0 | 0 | 0 | 0 | 0 | 0
[19 empty] | Fixed env & social | Input | £000s | 0.2958 | 0.4437 | 0.8874 | 1.0353 | 1.3311 | 1.479 | 1.9227 | 2.958 | 2.958 | 1.479 | 0 | 0 | 0 | 0 | 0 | 0 | 0 | 0 | 0 | 0 | 0.015225 | 0.022838 | 0.045675 | 0.053288 | 0.068512 | 0.076125 | 0.098962 | 0.15225 | 0.15225 | 0.076125 | 0 | 0 | 0 | 0 | 0 | 0 | 0 | 0 | 0 | 0 | 0.015225 | 0.022838 | 0.045675 | 0.053288 | 0.068512 | 0.076125 | 0.098962 | 0.15225 | 0.15225 | 0.076125 | 0 | 0 | 0 | 0 | 0 | 0 | 0 | 0 | 0 | 0 | 0.22578 | 0.33867 | 0.67735 | 0.79024 | 1.016 | 1.1289 | 1.4676 | 2.2578 | 2.2578 | 1.1289 | 0 | 0 | 0 | 0 | 0 | 0 | 0 | 0 | 0 | 0 | 0 | 0 | 0 | 0 | 0 | 0 | 0 | 0 | 0 | 0 | 0 | 0 | 0 | 0 | 0 | 0 | 0 | 0 | 0 | 0 | 0 | 0 | 0 | 0
[19 empty] | Variable env & social | Input | £000s | 0 | 0 | 0 | 0 | 0 | 0 | 0 | 0 | 0 | 0 | 2.67 | 2.67 | 2.67 | 2.67 | 2.67 | 2.67 | 2.67 | 2.67 | 2.67 | 2.67 | 2.67 | 2.67 | 2.67 | 2.67 | 2.67 | 2.67 | 2.67 | 2.67 | 2.67 | 2.67 | 2.67 | 2.67 | 2.67 | 2.67 | 2.67 | 2.67 | 2.67 | 2.67 | 2.67 | 2.67 | 2.67 | 2.67 | 2.67 | 2.67 | 2.67 | 2.67 | 2.67 | 2.67 | 2.67 | 2.67 | 2.67 | 2.67 | 2.67 | 2.67 | 2.67 | 2.67 | 2.67 | 2.67 | 2.67 | 2.67 | 2.67 | 2.67 | 2.67 | 2.67 | 2.67 | 2.67 | 2.67 | 2.67 | 2.67 | 2.67 | 2.67 | 2.67 | 2.67 | 2.67 | 2.67 | 2.67 | 2.67 | 2.67 | 2.67 | 2.67 | 0 | 0 | 0 | 0 | 0 | 0 | 0 | 0 | 0 | 0 | 0 | 0 | 0 | 0 | 0 | 0 | 0 | 0 | 0 | 0 | 0 | 0 | 0 | 0
[19 empty] | Fixed carbon costs | Input | £000s | 5.0125 | 7.5188 | 15.0376 | 17.5438 | 22.5564 | 25.0626 | 32.5814 | 50.1253 | 50.1253 | 25.0626 | 0 | 0 | 0 | 0 | 0 | 0 | 0 | 0 | 0 | 0 | 0.258 | 0.387 | 0.77399 | 0.90299 | 1.161 | 1.29 | 1.677 | 2.58 | 2.58 | 1.29 | 0 | 0 | 0 | 0 | 0 | 0 | 0 | 0 | 0 | 0 | 0.258 | 0.387 | 0.77399 | 0.90299 | 1.161 | 1.29 | 1.677 | 2.58 | 2.58 | 1.29 | 0 | 0 | 0 | 0 | 0 | 0 | 0 | 0 | 0 | 0 | 3.826 | 5.739 | 11.4781 | 13.3911 | 17.2171 | 19.1301 | 24.8691 | 38.2602 | 38.2602 | 19.1301 | 0 | 0 | 0 | 0 | 0 | 0 | 0 | 0 | 0 | 0 | 0 | 0 | 0 | 0 | 0 | 0 | 0 | 0 | 0 | 0 | 0 | 0 | 0 | 0 | 0 | 0 | 0 | 0 | 0 | 0 | 0 | 0 | 0 | 0
[19 empty] | Variable carbon costs | Input | £000s | 0 | 0 | 0 | 0 | 0 | 0 | 0 | 0 | 0 | 0 | 43.2493 | 40.6833 | 38.1173 | 35.5513 | 32.9853 | 30.4194 | 27.8534 | 25.2874 | 22.7214 | 20.1554 | 17.5894 | 15.0234 | 12.4574 | 9.8914 | 7.3254 | 7.3254 | 7.3254 | 7.3254 | 7.3254 | 7.3254 | 7.3254 | 7.3254 | 7.3254 | 7.3254 | 7.3254 | 7.3254 | 7.3254 | 7.3254 | 7.3254 | 7.3254 | 7.3254 | 7.3254 | 7.3254 | 7.3254 | 7.3254 | 7.3254 | 7.3254 | 7.3254 | 7.3254 | 7.3254 | 7.3254 | 7.3254 | 7.3254 | 7.3254 | 7.3254 | 7.3254 | 7.3254 | 7.3254 | 7.3254 | 7.3254 | 7.3254 | 7.3254 | 7.3254 | 7.3254 | 7.3254 | 7.3254 | 7.3254 | 7.3254 | 7.3254 | 7.3254 | 7.3254 | 7.3254 | 7.3254 | 7.3254 | 7.3254 | 7.3254 | 7.3254 | 7.3254 | 7.3254 | 7.3254 | 0 | 0 | 0 | 0 | 0 | 0 | 0 | 0 | 0 | 0 | 0 | 0 | 0 | 0 | 0 | 0 | 0 | 0 | 0 | 0 | 0 | 0 | 0 | 0
[19 empty] | Customer willingness to pay | Input | £000s | 0 | 0 | 0 | 0 | 0 | 0 | 0 | 0 | 0 | 0 | 0 | 0 | 0 | 0 | 0 | 0 | 0 | 0 | 0 | 0 | 0 | 0 | 0 | 0 | 0 | 0 | 0 | 0 | 0 | 0 | 0 | 0 | 0 | 0 | 0 | 0 | 0 | 0 | 0 | 0 | 0 | 0 | 0 | 0 | 0 | 0 | 0 | 0 | 0 | 0 | 0 | 0 | 0 | 0 | 0 | 0 | 0 | 0 | 0 | 0 | 0 | 0 | 0 | 0 | 0 | 0 | 0 | 0 | 0 | 0 | 0 | 0 | 0 | 0 | 0 | 0 | 0 | 0 | 0 | 0 | 0 | 0 | 0 | 0 | 0 | 0 | 0 | 0 | 0 | 0 | 0 | 0 | 0 | 0 | 0 | 0 | 0 | 0 | 0 | 0 | 0 | 0 | 0 | 0
[19 empty] | Total | Sum of above (excl WAFU) | £000s | 712.5083 | 1068.7625 | 2137.525 | 2493.7791 | 3206.2875 | 3562.5416 | 4631.3041 | 7125.0833 | 7125.0833 | 3562.5416 | 711.9193 | 709.3533 | 706.7873 | 704.2213 | 701.6553 | 699.0894 | 696.5234 | 693.9574 | 691.3914 | 688.8254 | 722.9326 | 738.7032 | 791.1471 | 806.9177 | 841.0249 | 859.3616 | 914.3714 | 1042.7277 | 1042.7277 | 859.3616 | 675.9954 | 675.9954 | 675.9954 | 675.9954 | 675.9954 | 675.9954 | 675.9954 | 675.9954 | 675.9954 | 675.9954 | 712.6687 | 731.0053 | 786.0151 | 804.3517 | 841.0249 | 859.3616 | 914.3714 | 1042.7277 | 1042.7277 | 859.3616 | 675.9954 | 675.9954 | 675.9954 | 675.9954 | 675.9954 | 675.9954 | 675.9954 | 675.9954 | 675.9954 | 675.9954 | 1219.8472 | 1491.7731 | 2307.5508 | 2579.4767 | 3123.3286 | 3395.2545 | 4211.0322 | 6114.5135 | 6114.5135 | 3395.2545 | 675.9954 | 675.9954 | 675.9954 | 675.9954 | 675.9954 | 675.9954 | 675.9954 | 675.9954 | 675.9954 | 675.9954 | 0 | 0 | 0 | 0 | 0 | 0 | 0 | 0 | 0 | 0 | 0 | 0 | 0 | 0 | 0 | 0 | 0 | 0 | 0 | 0 | 0 | 0 | 0 | 0
58.1x | Watery Lane BHs asset and water treatment enhancements | BHS01 | GW enhancement | N | 2025-26 | Capacity | 3 | 26123.3475 | 9614.1324 | 2982.1173 | 0 | 149.0137 | 85.8498 | 12831.1133 | 48.2184 | 49.1174 | 3 | 3 | Gains in WAFU / Savings in demand | Input | Ml/d | 0 | 0 | 0 | 0 | 0 | 3 | 3 | 3 | 3 | 3 | 3 | 3 | 3 | 3 | 3 | 3 | 3 | 3 | 3 | 3 | 3 | 3 | 3 | 3 | 3 | 3 | 3 | 3 | 3 | 3 | 3 | 3 | 3 | 3 | 3 | 3 | 3 | 3 | 3 | 3 | 3 | 3 | 3 | 3 | 3 | 3 | 3 | 3 | 3 | 3 | 3 | 3 | 3 | 3 | 3 | 3 | 3 | 3 | 3 | 3 | 3 | 3 | 3 | 3 | 3 | 3 | 3 | 3 | 3 | 3 | 3 | 3 | 3 | 3 | 3 | 3 | 3 | 3 | 3 | 3 | 0 | 0 | 0 | 0 | 0 | 0 | 0 | 0 | 0 | 0 | 0 | 0 | 0 | 0 | 0 | 0 | 0 | 0 | 0 | 0 | 0 | 0 | 0 | 0
[19 empty] | Fixed capex | Input | £000s | 500.5 | 572 | 715 | 2860 | 2502.5 | 0 | 0 | 0 | 0 | 0 | 0 | 0 | 0 | 0 | 0 | 0 | 0 | 0 | 0 | 0 | 216.3 | 247.2 | 309 | 1236 | 1081.5 | 0 | 0 | 0 | 0 | 0 | 0 | 0 | 0 | 0 | 0 | 0 | 0 | 0 | 0 | 0 | 216.3 | 247.2 | 309 | 1236 | 1081.5 | 0 | 0 | 0 | 0 | 0 | 0 | 0 | 0 | 0 | 0 | 0 | 0 | 0 | 0 | 0 | 500.5 | 572 | 715 | 2860 | 2502.5 | 0 | 0 | 0 | 0 | 0 | 0 | 0 | 0 | 0 | 0 | 0 | 0 | 0 | 0 | 0 | 0 | 0 | 0 | 0 | 0 | 0 | 0 | 0 | 0 | 0 | 0 | 0 | 0 | 0 | 0 | 0 | 0 | 0 | 0 | 0 | 0 | 0 | 0 | 0
[19 empty] | Variable capex | Input | £000s | 0 | 0 | 0 | 0 | 0 | 0 | 0 | 0 | 0 | 0 | 0 | 0 | 0 | 0 | 0 | 0 | 0 | 0 | 0 | 0 | 0 | 0 | 0 | 0 | 0 | 0 | 0 | 0 | 0 | 0 | 0 | 0 | 0 | 0 | 0 | 0 | 0 | 0 | 0 | 0 | 0 | 0 | 0 | 0 | 0 | 0 | 0 | 0 | 0 | 0 | 0 | 0 | 0 | 0 | 0 | 0 | 0 | 0 | 0 | 0 | 0 | 0 | 0 | 0 | 0 | 0 | 0 | 0 | 0 | 0 | 0 | 0 | 0 | 0 | 0 | 0 | 0 | 0 | 0 | 0 | 0 | 0 | 0 | 0 | 0 | 0 | 0 | 0 | 0 | 0 | 0 | 0 | 0 | 0 | 0 | 0 | 0 | 0 | 0 | 0 | 0 | 0 | 0 | 0
[19 empty] | Financing costs | Input | £000s | 0 | 0 | 0 | 0 | 0 | 0 | 0 | 0 | 0 | 0 | 0 | 0 | 0 | 0 | 0 | 0 | 0 | 0 | 0 | 0 | 0 | 0 | 0 | 0 | 0 | 0 | 0 | 0 | 0 | 0 | 0 | 0 | 0 | 0 | 0 | 0 | 0 | 0 | 0 | 0 | 0 | 0 | 0 | 0 | 0 | 0 | 0 | 0 | 0 | 0 | 0 | 0 | 0 | 0 | 0 | 0 | 0 | 0 | 0 | 0 | 0 | 0 | 0 | 0 | 0 | 0 | 0 | 0 | 0 | 0 | 0 | 0 | 0 | 0 | 0 | 0 | 0 | 0 | 0 | 0
[19 empty] | Fixed opex | Input | £000s | 0 | 0 | 0 | 0 | 0 | 40 | 40 | 40 | 40 | 40 | 40 | 40 | 40 | 40 | 40 | 40 | 40 | 40 | 40 | 40 | 40 | 40 | 40 | 40 | 40 | 40 | 40 | 40 | 40 | 40 | 40 | 40 | 40 | 40 | 40 | 40 | 40 | 40 | 40 | 40 | 40 | 40 | 40 | 40 | 40 | 40 | 40 | 40 | 40 | 40 | 40 | 40 | 40 | 40 | 40 | 40 | 40 | 40 | 40 | 40 | 40 | 40 | 40 | 40 | 40 | 40 | 40 | 40 | 40 | 40 | 40 | 40 | 40 | 40 | 40 | 40 | 40 | 40 | 40 | 40 | 0 | 0 | 0 | 0 | 0 | 0 | 0 | 0 | 0 | 0 | 0 | 0 | 0 | 0 | 0 | 0 | 0 | 0 | 0 | 0 | 0 | 0 | 0 | 0
[19 empty] | Variable opex | Input | £000s | 0 | 0 | 0 | 0 | 0 | 85 | 85 | 85 | 85 | 85 | 85 | 85 | 85 | 85 | 85 | 85 | 85 | 85 | 85 | 85 | 85 | 85 | 85 | 85 | 85 | 85 | 85 | 85 | 85 | 85 | 85 | 85 | 85 | 85 | 85 | 85 | 85 | 85 | 85 | 85 | 85 | 85 | 85 | 85 | 85 | 85 | 85 | 85 | 85 | 85 | 85 | 85 | 85 | 85 | 85 | 85 | 85 | 85 | 85 | 85 | 85 | 85 | 85 | 85 | 85 | 85 | 85 | 85 | 85 | 85 | 85 | 85 | 85 | 85 | 85 | 85 | 85 | 85 | 85 | 85 | 0 | 0 | 0 | 0 | 0 | 0 | 0 | 0 | 0 | 0 | 0 | 0 | 0 | 0 | 0 | 0 | 0 | 0 | 0 | 0 | 0 | 0 | 0 | 0
[19 empty] | Opex savings | Input | £000s | 0 | 0 | 0 | 0 | 0 | 0 | 0 | 0 | 0 | 0 | 0 | 0 | 0 | 0 | 0 | 0 | 0 | 0 | 0 | 0 | 0 | 0 | 0 | 0 | 0 | 0 | 0 | 0 | 0 | 0 | 0 | 0 | 0 | 0 | 0 | 0 | 0 | 0 | 0 | 0 | 0 | 0 | 0 | 0 | 0 | 0 | 0 | 0 | 0 | 0 | 0 | 0 | 0 | 0 | 0 | 0 | 0 | 0 | 0 | 0 | 0 | 0 | 0 | 0 | 0 | 0 | 0 | 0 | 0 | 0 | 0 | 0 | 0 | 0 | 0 | 0 | 0 | 0 | 0 | 0 | 0 | 0 | 0 | 0 | 0 | 0 | 0 | 0 | 0 | 0 | 0 | 0 | 0 | 0 | 0 | 0 | 0 | 0 | 0 | 0 | 0 | 0 | 0 | 0
[19 empty] | Fixed env & social | Input | £000s | 3.0534 | 3.4896 | 4.362 | 17.448 | 15.267 | 0 | 0 | 0 | 0 | 0 | 0 | 0 | 0 | 0 | 0 | 0 | 0 | 0 | 0 | 0 | 1.3196 | 1.5081 | 1.8851 | 7.5405 | 6.5979 | 0 | 0 | 0 | 0 | 0 | 0 | 0 | 0 | 0 | 0 | 0 | 0 | 0 | 0 | 0 | 1.3196 | 1.5081 | 1.8851 | 7.5405 | 6.5979 | 0 | 0 | 0 | 0 | 0 | 0 | 0 | 0 | 0 | 0 | 0 | 0 | 0 | 0 | 0 | 3.0534 | 3.4896 | 4.362 | 17.448 | 15.267 | 0 | 0 | 0 | 0 | 0 | 0 | 0 | 0 | 0 | 0 | 0 | 0 | 0 | 0 | 0 | 0 | 0 | 0 | 0 | 0 | 0 | 0 | 0 | 0 | 0 | 0 | 0 | 0 | 0 | 0 | 0 | 0 | 0 | 0 | 0 | 0 | 0 | 0 | 0
[19 empty] | Variable env & social | Input | £000s | 0 | 0 | 0 | 0 | 0 | 1.14 | 1.14 | 1.14 | 1.14 | 1.14 | 1.14 | 1.14 | 1.14 | 1.14 | 1.14 | 1.14 | 1.14 | 1.14 | 1.14 | 1.14 | 1.14 | 1.14 | 1.14 | 1.14 | 1.14 | 1.14 | 1.14 | 1.14 | 1.14 | 1.14 | 1.14 | 1.14 | 1.14 | 1.14 | 1.14 | 1.14 | 1.14 | 1.14 | 1.14 | 1.14 | 1.14 | 1.14 | 1.14 | 1.14 | 1.14 | 1.14 | 1.14 | 1.14 | 1.14 | 1.14 | 1.14 | 1.14 | 1.14 | 1.14 | 1.14 | 1.14 | 1.14 | 1.14 | 1.14 | 1.14 | 1.14 | 1.14 | 1.14 | 1.14 | 1.14 | 1.14 | 1.14 | 1.14 | 1.14 | 1.14 | 1.14 | 1.14 | 1.14 | 1.14 | 1.14 | 1.14 | 1.14 | 1.14 | 1.14 | 1.14 | 0 | 0 | 0 | 0 | 0 | 0 | 0 | 0 | 0 | 0 | 0 | 0 | 0 | 0 | 0 | 0 | 0 | 0 | 0 | 0 | 0 | 0 | 0 | 0
[19 empty] | Fixed carbon costs | Input | £000s | 5.4611 | 6.2413 | 7.8016 | 31.2064 | 27.3056 | 0 | 0 | 0 | 0 | 0 | 0 | 0 | 0 | 0 | 0 | 0 | 0 | 0 | 0 | 0 | 2.3601 | 2.6973 | 3.3716 | 13.4864 | 11.8006 | 0 | 0 | 0 | 0 | 0 | 0 | 0 | 0 | 0 | 0 | 0 | 0 | 0 | 0 | 0 | 2.3601 | 2.6973 | 3.3716 | 13.4864 | 11.8006 | 0 | 0 | 0 | 0 | 0 | 0 | 0 | 0 | 0 | 0 | 0 | 0 | 0 | 0 | 0 | 5.4611 | 6.2413 | 7.8016 | 31.2064 | 27.3056 | 0 | 0 | 0 | 0 | 0 | 0 | 0 | 0 | 0 | 0 | 0 | 0 | 0 | 0 | 0 | 0 | 0 | 0 | 0 | 0 | 0 | 0 | 0 | 0 | 0 | 0 | 0 | 0 | 0 | 0 | 0 | 0 | 0 | 0 | 0 | 0 | 0 | 0 | 0
[19 empty] | Variable carbon costs | Input | £000s | 0 | 0 | 0 | 0 | 0 | 4.8921 | 4.5319 | 4.3074 | 4.2309 | 3.9426 | 3.7218 | 3.5009 | 3.2801 | 3.0593 | 2.8385 | 2.6177 | 2.3969 | 2.1761 | 1.9553 | 1.7344 | 1.5136 | 1.2928 | 1.072 | 0.85119 | 0.63038 | 0.63038 | 0.63038 | 0.63038 | 0.63038 | 0.63038 | 0.63038 | 0.63038 | 0.63038 | 0.63038 | 0.63038 | 0.63038 | 0.63038 | 0.63038 | 0.63038 | 0.63038 | 0.63038 | 0.63038 | 0.63038 | 0.63038 | 0.63038 | 0.63038 | 0.63038 | 0.63038 | 0.63038 | 0.63038 | 0.63038 | 0.63038 | 0.63038 | 0.63038 | 0.63038 | 0.63038 | 0.63038 | 0.63038 | 0.63038 | 0.63038 | 0.63038 | 0.63038 | 0.63038 | 0.63038 | 0.63038 | 0.63038 | 0.63038 | 0.63038 | 0.63038 | 0.63038 | 0.63038 | 0.63038 | 0.63038 | 0.63038 | 0.63038 | 0.63038 | 0.63038 | 0.63038 | 0.63038 | 0.63038 | 0 | 0 | 0 | 0 | 0 | 0 | 0 | 0 | 0 | 0 | 0 | 0 | 0 | 0 | 0 | 0 | 0 | 0 | 0 | 0 | 0 | 0 | 0 | 0
[19 empty] | Customer willingness to pay | Input | £000s | 0 | 0 | 0 | 0 | 0 | 0 | 0 | 0 | 0 | 0 | 0 | 0 | 0 | 0 | 0 | 0 | 0 | 0 | 0 | 0 | 0 | 0 | 0 | 0 | 0 | 0 | 0 | 0 | 0 | 0 | 0 | 0 | 0 | 0 | 0 | 0 | 0 | 0 | 0 | 0 | 0 | 0 | 0 | 0 | 0 | 0 | 0 | 0 | 0 | 0 | 0 | 0 | 0 | 0 | 0 | 0 | 0 | 0 | 0 | 0 | 0 | 0 | 0 | 0 | 0 | 0 | 0 | 0 | 0 | 0 | 0 | 0 | 0 | 0 | 0 | 0 | 0 | 0 | 0 | 0 | 0 | 0 | 0 | 0 | 0 | 0 | 0 | 0 | 0 | 0 | 0 | 0 | 0 | 0 | 0 | 0 | 0 | 0 | 0 | 0 | 0 | 0 | 0 | 0
[19 empty] | Total | Sum of above (excl WAFU) | £000s | 509.0145 | 581.7309 | 727.1636 | 2908.6544 | 2545.0726 | 131.0321 | 130.6719 | 130.4474 | 130.3709 | 130.0826 | 129.8618 | 129.6409 | 129.4201 | 129.1993 | 128.9785 | 128.7577 | 128.5369 | 128.3161 | 128.0953 | 127.8744 | 347.6333 | 378.8382 | 441.4687 | 1384.0181 | 1226.6689 | 126.7704 | 126.7704 | 126.7704 | 126.7704 | 126.7704 | 126.7704 | 126.7704 | 126.7704 | 126.7704 | 126.7704 | 126.7704 | 126.7704 | 126.7704 | 126.7704 | 126.7704 | 346.7501 | 378.1758 | 441.0271 | 1383.7972 | 1226.6689 | 126.7704 | 126.7704 | 126.7704 | 126.7704 | 126.7704 | 126.7704 | 126.7704 | 126.7704 | 126.7704 | 126.7704 | 126.7704 | 126.7704 | 126.7704 | 126.7704 | 126.7704 | 635.7849 | 708.5013 | 853.934 | 3035.4248 | 2671.843 | 126.7704 | 126.7704 | 126.7704 | 126.7704 | 126.7704 | 126.7704 | 126.7704 | 126.7704 | 126.7704 | 126.7704 | 126.7704 | 126.7704 | 126.7704 | 126.7704 | 126.7704 | 0 | 0 | 0 | 0 | 0 | 0 | 0 | 0 | 0 | 0 | 0 | 0 | 0 | 0 | 0 | 0 | 0 | 0 | 0 | 0 | 0 | 0 | 0 | 0
58.1x | Waverly Road BHs asset and water treatment enhancements | BHS02 | GW enhancement | N | 2025-26 | Capacity | 2 | 17415.565 | 6718.2318 | 1121.2761 | 0 | 58.4797 | 98.558 | 7996.5457 | 45.0144 | 45.9161 | 3 | 3 | Gains in WAFU / Savings in demand | Input | Ml/d | 0 | 0 | 0 | 0 | 0 | 2 | 2 | 2 | 2 | 2 | 2 | 2 | 2 | 2 | 2 | 2 | 2 | 2 | 2 | 2 | 2 | 2 | 2 | 2 | 2 | 2 | 2 | 2 | 2 | 2 | 2 | 2 | 2 | 2 | 2 | 2 | 2 | 2 | 2 | 2 | 2 | 2 | 2 | 2 | 2 | 2 | 2 | 2 | 2 | 2 | 2 | 2 | 2 | 2 | 2 | 2 | 2 | 2 | 2 | 2 | 2 | 2 | 2 | 2 | 2 | 2 | 2 | 2 | 2 | 2 | 2 | 2 | 2 | 2 | 2 | 2 | 2 | 2 | 2 | 2 | 0 | 0 | 0 | 0 | 0 | 0 | 0 | 0 | 0 | 0 | 0 | 0 | 0 | 0 | 0 | 0 | 0 | 0 | 0 | 0 | 0 | 0 | 0 | 0
[19 empty] | Fixed capex | Input | £000s | 388.5 | 444 | 555 | 2220 | 1942.5 | 0 | 0 | 0 | 0 | 0 | 0 | 0 | 0 | 0 | 0 | 0 | 0 | 0 | 0 | 0 | 109.2 | 124.8 | 156 | 624 | 546 | 0 | 0 | 0 | 0 | 0 | 0 | 0 | 0 | 0 | 0 | 0 | 0 | 0 | 0 | 0 | 109.2 | 124.8 | 156 | 624 | 546 | 0 | 0 | 0 | 0 | 0 | 0 | 0 | 0 | 0 | 0 | 0 | 0 | 0 | 0 | 0 | 307.3 | 351.2 | 439 | 1756 | 1536.5 | 0 | 0 | 0 | 0 | 0 | 0 | 0 | 0 | 0 | 0 | 0 | 0 | 0 | 0 | 0 | 0 | 0 | 0 | 0 | 0 | 0 | 0 | 0 | 0 | 0 | 0 | 0 | 0 | 0 | 0 | 0 | 0 | 0 | 0 | 0 | 0 | 0 | 0 | 0
[19 empty] | Variable capex | Input | £000s | 0 | 0 | 0 | 0 | 0 | 0 | 0 | 0 | 0 | 0 | 0 | 0 | 0 | 0 | 0 | 0 | 0 | 0 | 0 | 0 | 0 | 0 | 0 | 0 | 0 | 0 | 0 | 0 | 0 | 0 | 0 | 0 | 0 | 0 | 0 | 0 | 0 | 0 | 0 | 0 | 0 | 0 | 0 | 0 | 0 | 0 | 0 | 0 | 0 | 0 | 0 | 0 | 0 | 0 | 0 | 0 | 0 | 0 | 0 | 0 | 0 | 0 | 0 | 0 | 0 | 0 | 0 | 0 | 0 | 0 | 0 | 0 | 0 | 0 | 0 | 0 | 0 | 0 | 0 | 0 | 0 | 0 | 0 | 0 | 0 | 0 | 0 | 0 | 0 | 0 | 0 | 0 | 0 | 0 | 0 | 0 | 0 | 0 | 0 | 0 | 0 | 0 | 0 | 0
[19 empty] | Financing costs | Input | £000s | 0 | 0 | 0 | 0 | 0 | 0 | 0 | 0 | 0 | 0 | 0 | 0 | 0 | 0 | 0 | 0 | 0 | 0 | 0 | 0 | 0 | 0 | 0 | 0 | 0 | 0 | 0 | 0 | 0 | 0 | 0 | 0 | 0 | 0 | 0 | 0 | 0 | 0 | 0 | 0 | 0 | 0 | 0 | 0 | 0 | 0 | 0 | 0 | 0 | 0 | 0 | 0 | 0 | 0 | 0 | 0 | 0 | 0 | 0 | 0 | 0 | 0 | 0 | 0 | 0 | 0 | 0 | 0 | 0 | 0 | 0 | 0 | 0 | 0 | 0 | 0 | 0 | 0 | 0 | 0
[19 empty] | Fixed opex | Input | £000s | 0 | 0 | 0 | 0 | 0 | 19 | 19 | 19 | 19 | 19 | 19 | 19 | 19 | 19 | 19 | 19 | 19 | 19 | 19 | 19 | 19 | 19 | 19 | 19 | 19 | 19 | 19 | 19 | 19 | 19 | 19 | 19 | 19 | 19 | 19 | 19 | 19 | 19 | 19 | 19 | 19 | 19 | 19 | 19 | 19 | 19 | 19 | 19 | 19 | 19 | 19 | 19 | 19 | 19 | 19 | 19 | 19 | 19 | 19 | 19 | 19 | 19 | 19 | 19 | 19 | 19 | 19 | 19 | 19 | 19 | 19 | 19 | 19 | 19 | 19 | 19 | 19 | 19 | 19 | 19 | 0 | 0 | 0 | 0 | 0 | 0 | 0 | 0 | 0 | 0 | 0 | 0 | 0 | 0 | 0 | 0 | 0 | 0 | 0 | 0 | 0 | 0 | 0 | 0
[19 empty] | Variable opex | Input | £000s | 0 | 0 | 0 | 0 | 0 | 28 | 28 | 28 | 28 | 28 | 28 | 28 | 28 | 28 | 28 | 28 | 28 | 28 | 28 | 28 | 28 | 28 | 28 | 28 | 28 | 28 | 28 | 28 | 28 | 28 | 28 | 28 | 28 | 28 | 28 | 28 | 28 | 28 | 28 | 28 | 28 | 28 | 28 | 28 | 28 | 28 | 28 | 28 | 28 | 28 | 28 | 28 | 28 | 28 | 28 | 28 | 28 | 28 | 28 | 28 | 28 | 28 | 28 | 28 | 28 | 28 | 28 | 28 | 28 | 28 | 28 | 28 | 28 | 28 | 28 | 28 | 28 | 28 | 28 | 28 | 0 | 0 | 0 | 0 | 0 | 0 | 0 | 0 | 0 | 0 | 0 | 0 | 0 | 0 | 0 | 0 | 0 | 0 | 0 | 0 | 0 | 0 | 0 | 0
[19 empty] | Opex savings | Input | £000s | 0 | 0 | 0 | 0 | 0 | 0 | 0 | 0 | 0 | 0 | 0 | 0 | 0 | 0 | 0 | 0 | 0 | 0 | 0 | 0 | 0 | 0 | 0 | 0 | 0 | 0 | 0 | 0 | 0 | 0 | 0 | 0 | 0 | 0 | 0 | 0 | 0 | 0 | 0 | 0 | 0 | 0 | 0 | 0 | 0 | 0 | 0 | 0 | 0 | 0 | 0 | 0 | 0 | 0 | 0 | 0 | 0 | 0 | 0 | 0 | 0 | 0 | 0 | 0 | 0 | 0 | 0 | 0 | 0 | 0 | 0 | 0 | 0 | 0 | 0 | 0 | 0 | 0 | 0 | 0 | 0 | 0 | 0 | 0 | 0 | 0 | 0 | 0 | 0 | 0 | 0 | 0 | 0 | 0 | 0 | 0 | 0 | 0 | 0 | 0 | 0 | 0 | 0 | 0
[19 empty] | Fixed env & social | Input | £000s | 3.2851 | 3.7544 | 4.693 | 18.772 | 16.4255 | 0 | 0 | 0 | 0 | 0 | 0 | 0 | 0 | 0 | 0 | 0 | 0 | 0 | 0 | 0 | 0.92338 | 1.0553 | 1.3191 | 5.2765 | 4.6169 | 0 | 0 | 0 | 0 | 0 | 0 | 0 | 0 | 0 | 0 | 0 | 0 | 0 | 0 | 0 | 0.92338 | 1.0553 | 1.3191 | 5.2765 | 4.6169 | 0 | 0 | 0 | 0 | 0 | 0 | 0 | 0 | 0 | 0 | 0 | 0 | 0 | 0 | 0 | 2.5985 | 2.9697 | 3.7121 | 14.8485 | 12.9924 | 0 | 0 | 0 | 0 | 0 | 0 | 0 | 0 | 0 | 0 | 0 | 0 | 0 | 0 | 0 | 0 | 0 | 0 | 0 | 0 | 0 | 0 | 0 | 0 | 0 | 0 | 0 | 0 | 0 | 0 | 0 | 0 | 0 | 0 | 0 | 0 | 0 | 0 | 0
[19 empty] | Variable env & social | Input | £000s | 0 | 0 | 0 | 0 | 0 | 1.75 | 1.75 | 1.75 | 1.75 | 1.75 | 1.75 | 1.75 | 1.75 | 1.75 | 1.75 | 1.75 | 1.75 | 1.75 | 1.75 | 1.75 | 1.75 | 1.75 | 1.75 | 1.75 | 1.75 | 1.75 | 1.75 | 1.75 | 1.75 | 1.75 | 1.75 | 1.75 | 1.75 | 1.75 | 1.75 | 1.75 | 1.75 | 1.75 | 1.75 | 1.75 | 1.75 | 1.75 | 1.75 | 1.75 | 1.75 | 1.75 | 1.75 | 1.75 | 1.75 | 1.75 | 1.75 | 1.75 | 1.75 | 1.75 | 1.75 | 1.75 | 1.75 | 1.75 | 1.75 | 1.75 | 1.75 | 1.75 | 1.75 | 1.75 | 1.75 | 1.75 | 1.75 | 1.75 | 1.75 | 1.75 | 1.75 | 1.75 | 1.75 | 1.75 | 1.75 | 1.75 | 1.75 | 1.75 | 1.75 | 1.75 | 0 | 0 | 0 | 0 | 0 | 0 | 0 | 0 | 0 | 0 | 0 | 0 | 0 | 0 | 0 | 0 | 0 | 0 | 0 | 0 | 0 | 0 | 0 | 0
[19 empty] | Fixed carbon costs | Input | £000s | 2.1503 | 2.4575 | 3.0719 | 12.2875 | 10.7516 | 0 | 0 | 0 | 0 | 0 | 0 | 0 | 0 | 0 | 0 | 0 | 0 | 0 | 0 | 0 | 0.60441 | 0.69076 | 0.86345 | 3.4538 | 3.0221 | 0 | 0 | 0 | 0 | 0 | 0 | 0 | 0 | 0 | 0 | 0 | 0 | 0 | 0 | 0 | 0.60441 | 0.69076 | 0.86345 | 3.4538 | 3.0221 | 0 | 0 | 0 | 0 | 0 | 0 | 0 | 0 | 0 | 0 | 0 | 0 | 0 | 0 | 0 | 1.7009 | 1.9439 | 2.4298 | 9.7193 | 8.5044 | 0 | 0 | 0 | 0 | 0 | 0 | 0 | 0 | 0 | 0 | 0 | 0 | 0 | 0 | 0 | 0 | 0 | 0 | 0 | 0 | 0 | 0 | 0 | 0 | 0 | 0 | 0 | 0 | 0 | 0 | 0 | 0 | 0 | 0 | 0 | 0 | 0 | 0 | 0
[19 empty] | Variable carbon costs | Input | £000s | 0 | 0 | 0 | 0 | 0 | 2.3617 | 2.1878 | 2.0794 | 2.0425 | 1.9033 | 1.7967 | 1.6901 | 1.5835 | 1.4769 | 1.3703 | 1.2637 | 1.1571 | 1.0505 | 0.94391 | 0.83732 | 0.73072 | 0.62412 | 0.51752 | 0.41092 | 0.30432 | 0.30432 | 0.30432 | 0.30432 | 0.30432 | 0.30432 | 0.30432 | 0.30432 | 0.30432 | 0.30432 | 0.30432 | 0.30432 | 0.30432 | 0.30432 | 0.30432 | 0.30432 | 0.30432 | 0.30432 | 0.30432 | 0.30432 | 0.30432 | 0.30432 | 0.30432 | 0.30432 | 0.30432 | 0.30432 | 0.30432 | 0.30432 | 0.30432 | 0.30432 | 0.30432 | 0.30432 | 0.30432 | 0.30432 | 0.30432 | 0.30432 | 0.30432 | 0.30432 | 0.30432 | 0.30432 | 0.30432 | 0.30432 | 0.30432 | 0.30432 | 0.30432 | 0.30432 | 0.30432 | 0.30432 | 0.30432 | 0.30432 | 0.30432 | 0.30432 | 0.30432 | 0.30432 | 0.30432 | 0.30432 | 0 | 0 | 0 | 0 | 0 | 0 | 0 | 0 | 0 | 0 | 0 | 0 | 0 | 0 | 0 | 0 | 0 | 0 | 0 | 0 | 0 | 0 | 0 | 0
[19 empty] | Customer willingness to pay | Input | £000s | 0 | 0 | 0 | 0 | 0 | 0 | 0 | 0 | 0 | 0 | 0 | 0 | 0 | 0 | 0 | 0 | 0 | 0 | 0 | 0 | 0 | 0 | 0 | 0 | 0 | 0 | 0 | 0 | 0 | 0 | 0 | 0 | 0 | 0 | 0 | 0 | 0 | 0 | 0 | 0 | 0 | 0 | 0 | 0 | 0 | 0 | 0 | 0 | 0 | 0 | 0 | 0 | 0 | 0 | 0 | 0 | 0 | 0 | 0 | 0 | 0 | 0 | 0 | 0 | 0 | 0 | 0 | 0 | 0 | 0 | 0 | 0 | 0 | 0 | 0 | 0 | 0 | 0 | 0 | 0 | 0 | 0 | 0 | 0 | 0 | 0 | 0 | 0 | 0 | 0 | 0 | 0 | 0 | 0 | 0 | 0 | 0 | 0 | 0 | 0 | 0 | 0 | 0 | 0
[19 empty] | Total | Sum of above (excl WAFU) | £000s | 393.9354 | 450.2119 | 562.7649 | 2251.0595 | 1969.6771 | 51.1117 | 50.9378 | 50.8294 | 50.7925 | 50.6533 | 50.5467 | 50.4401 | 50.3335 | 50.2269 | 50.1203 | 50.0137 | 49.9071 | 49.8005 | 49.6939 | 49.5873 | 160.2085 | 175.9202 | 207.4501 | 681.8912 | 602.6933 | 49.0543 | 49.0543 | 49.0543 | 49.0543 | 49.0543 | 49.0543 | 49.0543 | 49.0543 | 49.0543 | 49.0543 | 49.0543 | 49.0543 | 49.0543 | 49.0543 | 49.0543 | 159.7821 | 175.6004 | 207.2369 | 681.7846 | 602.6933 | 49.0543 | 49.0543 | 49.0543 | 49.0543 | 49.0543 | 49.0543 | 49.0543 | 49.0543 | 49.0543 | 49.0543 | 49.0543 | 49.0543 | 49.0543 | 49.0543 | 49.0543 | 360.6537 | 405.1679 | 494.1963 | 1829.6221 | 1607.0511 | 49.0543 | 49.0543 | 49.0543 | 49.0543 | 49.0543 | 49.0543 | 49.0543 | 49.0543 | 49.0543 | 49.0543 | 49.0543 | 49.0543 | 49.0543 | 49.0543 | 49.0543 | 0 | 0 | 0 | 0 | 0 | 0 | 0 | 0 | 0 | 0 | 0 | 0 | 0 | 0 | 0 | 0 | 0 | 0 | 0 | 0 | 0 | 0 | 0 | 0
58.1x | Broomleys BHs asset and water treatment enhancements | BHS05 | GW enhancement | N | 2025-26 | Capacity | 1.1 | 9578.5608 | 5139.2478 | 1192.8469 | 0 | 93.9428 | 39.3913 | 6465.4287 | 66.107 | 67.499 | 3 | 3 | Gains in WAFU / Savings in demand | Input | Ml/d | 0 | 0 | 0 | 0 | 0 | 1.1 | 1.1 | 1.1 | 1.1 | 1.1 | 1.1 | 1.1 | 1.1 | 1.1 | 1.1 | 1.1 | 1.1 | 1.1 | 1.1 | 1.1 | 1.1 | 1.1 | 1.1 | 1.1 | 1.1 | 1.1 | 1.1 | 1.1 | 1.1 | 1.1 | 1.1 | 1.1 | 1.1 | 1.1 | 1.1 | 1.1 | 1.1 | 1.1 | 1.1 | 1.1 | 1.1 | 1.1 | 1.1 | 1.1 | 1.1 | 1.1 | 1.1 | 1.1 | 1.1 | 1.1 | 1.1 | 1.1 | 1.1 | 1.1 | 1.1 | 1.1 | 1.1 | 1.1 | 1.1 | 1.1 | 1.1 | 1.1 | 1.1 | 1.1 | 1.1 | 1.1 | 1.1 | 1.1 | 1.1 | 1.1 | 1.1 | 1.1 | 1.1 | 1.1 | 1.1 | 1.1 | 1.1 | 1.1 | 1.1 | 1.1 | 0 | 0 | 0 | 0 | 0 | 0 | 0 | 0 | 0 | 0 | 0 | 0 | 0 | 0 | 0 | 0 | 0 | 0 | 0 | 0 | 0 | 0 | 0 | 0
[19 empty] | Fixed capex | Input | £000s | 301 | 344 | 430 | 1720 | 1505 | 0 | 0 | 0 | 0 | 0 | 0 | 0 | 0 | 0 | 0 | 0 | 0 | 0 | 0 | 0 | 79.8 | 91.2 | 114 | 456 | 399 | 0 | 0 | 0 | 0 | 0 | 0 | 0 | 0 | 0 | 0 | 0 | 0 | 0 | 0 | 0 | 79.8 | 91.2 | 114 | 456 | 399 | 0 | 0 | 0 | 0 | 0 | 0 | 0 | 0 | 0 | 0 | 0 | 0 | 0 | 0 | 0 | 228.9 | 261.6 | 327 | 1308 | 1144.5 | 0 | 0 | 0 | 0 | 0 | 0 | 0 | 0 | 0 | 0 | 0 | 0 | 0 | 0 | 0 | 0 | 0 | 0 | 0 | 0 | 0 | 0 | 0 | 0 | 0 | 0 | 0 | 0 | 0 | 0 | 0 | 0 | 0 | 0 | 0 | 0 | 0 | 0 | 0
[19 empty] | Variable capex | Input | £000s | 0 | 0 | 0 | 0 | 0 | 0 | 0 | 0 | 0 | 0 | 0 | 0 | 0 | 0 | 0 | 0 | 0 | 0 | 0 | 0 | 0 | 0 | 0 | 0 | 0 | 0 | 0 | 0 | 0 | 0 | 0 | 0 | 0 | 0 | 0 | 0 | 0 | 0 | 0 | 0 | 0 | 0 | 0 | 0 | 0 | 0 | 0 | 0 | 0 | 0 | 0 | 0 | 0 | 0 | 0 | 0 | 0 | 0 | 0 | 0 | 0 | 0 | 0 | 0 | 0 | 0 | 0 | 0 | 0 | 0 | 0 | 0 | 0 | 0 | 0 | 0 | 0 | 0 | 0 | 0 | 0 | 0 | 0 | 0 | 0 | 0 | 0 | 0 | 0 | 0 | 0 | 0 | 0 | 0 | 0 | 0 | 0 | 0 | 0 | 0 | 0 | 0 | 0 | 0
[19 empty] | Financing costs | Input | £000s | 0 | 0 | 0 | 0 | 0 | 0 | 0 | 0 | 0 | 0 | 0 | 0 | 0 | 0 | 0 | 0 | 0 | 0 | 0 | 0 | 0 | 0 | 0 | 0 | 0 | 0 | 0 | 0 | 0 | 0 | 0 | 0 | 0 | 0 | 0 | 0 | 0 | 0 | 0 | 0 | 0 | 0 | 0 | 0 | 0 | 0 | 0 | 0 | 0 | 0 | 0 | 0 | 0 | 0 | 0 | 0 | 0 | 0 | 0 | 0 | 0 | 0 | 0 | 0 | 0 | 0 | 0 | 0 | 0 | 0 | 0 | 0 | 0 | 0 | 0 | 0 | 0 | 0 | 0 | 0
[19 empty] | Fixed opex | Input | £000s | 0 | 0 | 0 | 0 | 0 | 19 | 19 | 19 | 19 | 19 | 19 | 19 | 19 | 19 | 19 | 19 | 19 | 19 | 19 | 19 | 19 | 19 | 19 | 19 | 19 | 19 | 19 | 19 | 19 | 19 | 19 | 19 | 19 | 19 | 19 | 19 | 19 | 19 | 19 | 19 | 19 | 19 | 19 | 19 | 19 | 19 | 19 | 19 | 19 | 19 | 19 | 19 | 19 | 19 | 19 | 19 | 19 | 19 | 19 | 19 | 19 | 19 | 19 | 19 | 19 | 19 | 19 | 19 | 19 | 19 | 19 | 19 | 19 | 19 | 19 | 19 | 19 | 19 | 19 | 19 | 0 | 0 | 0 | 0 | 0 | 0 | 0 | 0 | 0 | 0 | 0 | 0 | 0 | 0 | 0 | 0 | 0 | 0 | 0 | 0 | 0 | 0 | 0 | 0
[19 empty] | Variable opex | Input | £000s | 0 | 0 | 0 | 0 | 0 | 31 | 31 | 31 | 31 | 31 | 31 | 31 | 31 | 31 | 31 | 31 | 31 | 31 | 31 | 31 | 31 | 31 | 31 | 31 | 31 | 31 | 31 | 31 | 31 | 31 | 31 | 31 | 31 | 31 | 31 | 31 | 31 | 31 | 31 | 31 | 31 | 31 | 31 | 31 | 31 | 31 | 31 | 31 | 31 | 31 | 31 | 31 | 31 | 31 | 31 | 31 | 31 | 31 | 31 | 31 | 31 | 31 | 31 | 31 | 31 | 31 | 31 | 31 | 31 | 31 | 31 | 31 | 31 | 31 | 31 | 31 | 31 | 31 | 31 | 31 | 0 | 0 | 0 | 0 | 0 | 0 | 0 | 0 | 0 | 0 | 0 | 0 | 0 | 0 | 0 | 0 | 0 | 0 | 0 | 0 | 0 | 0 | 0 | 0
[19 empty] | Opex savings | Input | £000s | 0 | 0 | 0 | 0 | 0 | 0 | 0 | 0 | 0 | 0 | 0 | 0 | 0 | 0 | 0 | 0 | 0 | 0 | 0 | 0 | 0 | 0 | 0 | 0 | 0 | 0 | 0 | 0 | 0 | 0 | 0 | 0 | 0 | 0 | 0 | 0 | 0 | 0 | 0 | 0 | 0 | 0 | 0 | 0 | 0 | 0 | 0 | 0 | 0 | 0 | 0 | 0 | 0 | 0 | 0 | 0 | 0 | 0 | 0 | 0 | 0 | 0 | 0 | 0 | 0 | 0 | 0 | 0 | 0 | 0 | 0 | 0 | 0 | 0 | 0 | 0 | 0 | 0 | 0 | 0 | 0 | 0 | 0 | 0 | 0 | 0 | 0 | 0 | 0 | 0 | 0 | 0 | 0 | 0 | 0 | 0 | 0 | 0 | 0 | 0 | 0 | 0 | 0 | 0
[19 empty] | Fixed env & social | Input | £000s | 0.4627 | 0.5288 | 0.661 | 2.644 | 2.3135 | 0 | 0 | 0 | 0 | 0 | 0 | 0 | 0 | 0 | 0 | 0 | 0 | 0 | 0 | 0 | 0.12267 | 0.14019 | 0.17524 | 0.70097 | 0.61335 | 0 | 0 | 0 | 0 | 0 | 0 | 0 | 0 | 0 | 0 | 0 | 0 | 0 | 0 | 0 | 0.12267 | 0.14019 | 0.17524 | 0.70097 | 0.61335 | 0 | 0 | 0 | 0 | 0 | 0 | 0 | 0 | 0 | 0 | 0 | 0 | 0 | 0 | 0 | 0.35187 | 0.40213 | 0.50267 | 2.0107 | 1.7593 | 0 | 0 | 0 | 0 | 0 | 0 | 0 | 0 | 0 | 0 | 0 | 0 | 0 | 0 | 0 | 0 | 0 | 0 | 0 | 0 | 0 | 0 | 0 | 0 | 0 | 0 | 0 | 0 | 0 | 0 | 0 | 0 | 0 | 0 | 0 | 0 | 0 | 0 | 0
[19 empty] | Variable env & social | Input | £000s | 0 | 0 | 0 | 0 | 0 | 1.32 | 1.32 | 1.32 | 1.32 | 1.32 | 1.32 | 1.32 | 1.32 | 1.32 | 1.32 | 1.32 | 1.32 | 1.32 | 1.32 | 1.32 | 1.32 | 1.32 | 1.32 | 1.32 | 1.32 | 1.32 | 1.32 | 1.32 | 1.32 | 1.32 | 1.32 | 1.32 | 1.32 | 1.32 | 1.32 | 1.32 | 1.32 | 1.32 | 1.32 | 1.32 | 1.32 | 1.32 | 1.32 | 1.32 | 1.32 | 1.32 | 1.32 | 1.32 | 1.32 | 1.32 | 1.32 | 1.32 | 1.32 | 1.32 | 1.32 | 1.32 | 1.32 | 1.32 | 1.32 | 1.32 | 1.32 | 1.32 | 1.32 | 1.32 | 1.32 | 1.32 | 1.32 | 1.32 | 1.32 | 1.32 | 1.32 | 1.32 | 1.32 | 1.32 | 1.32 | 1.32 | 1.32 | 1.32 | 1.32 | 1.32 | 0 | 0 | 0 | 0 | 0 | 0 | 0 | 0 | 0 | 0 | 0 | 0 | 0 | 0 | 0 | 0 | 0 | 0 | 0 | 0 | 0 | 0 | 0 | 0
[19 empty] | Fixed carbon costs | Input | £000s | 3.7204 | 4.2519 | 5.3148 | 21.2594 | 18.6019 | 0 | 0 | 0 | 0 | 0 | 0 | 0 | 0 | 0 | 0 | 0 | 0 | 0 | 0 | 0 | 0.98634 | 1.1272 | 1.4091 | 5.6362 | 4.9317 | 0 | 0 | 0 | 0 | 0 | 0 | 0 | 0 | 0 | 0 | 0 | 0 | 0 | 0 | 0 | 0.98634 | 1.1272 | 1.4091 | 5.6362 | 4.9317 | 0 | 0 | 0 | 0 | 0 | 0 | 0 | 0 | 0 | 0 | 0 | 0 | 0 | 0 | 0 | 2.8292 | 3.2334 | 4.0418 | 16.167 | 14.1461 | 0 | 0 | 0 | 0 | 0 | 0 | 0 | 0 | 0 | 0 | 0 | 0 | 0 | 0 | 0 | 0 | 0 | 0 | 0 | 0 | 0 | 0 | 0 | 0 | 0 | 0 | 0 | 0 | 0 | 0 | 0 | 0 | 0 | 0 | 0 | 0 | 0 | 0 | 0
[19 empty] | Variable carbon costs | Input | £000s | 0 | 0 | 0 | 0 | 0 | 3.3739 | 3.1254 | 2.9706 | 2.9179 | 2.719 | 2.5667 | 2.4144 | 2.2622 | 2.1099 | 1.9576 | 1.8053 | 1.653 | 1.5007 | 1.3484 | 1.1962 | 1.0439 | 0.8916 | 0.73931 | 0.58703 | 0.43474 | 0.43474 | 0.43474 | 0.43474 | 0.43474 | 0.43474 | 0.43474 | 0.43474 | 0.43474 | 0.43474 | 0.43474 | 0.43474 | 0.43474 | 0.43474 | 0.43474 | 0.43474 | 0.43474 | 0.43474 | 0.43474 | 0.43474 | 0.43474 | 0.43474 | 0.43474 | 0.43474 | 0.43474 | 0.43474 | 0.43474 | 0.43474 | 0.43474 | 0.43474 | 0.43474 | 0.43474 | 0.43474 | 0.43474 | 0.43474 | 0.43474 | 0.43474 | 0.43474 | 0.43474 | 0.43474 | 0.43474 | 0.43474 | 0.43474 | 0.43474 | 0.43474 | 0.43474 | 0.43474 | 0.43474 | 0.43474 | 0.43474 | 0.43474 | 0.43474 | 0.43474 | 0.43474 | 0.43474 | 0.43474 | 0 | 0 | 0 | 0 | 0 | 0 | 0 | 0 | 0 | 0 | 0 | 0 | 0 | 0 | 0 | 0 | 0 | 0 | 0 | 0 | 0 | 0 | 0 | 0
[19 empty] | Customer willingness to pay | Input | £000s | 0 | 0 | 0 | 0 | 0 | 0 | 0 | 0 | 0 | 0 | 0 | 0 | 0 | 0 | 0 | 0 | 0 | 0 | 0 | 0 | 0 | 0 | 0 | 0 | 0 | 0 | 0 | 0 | 0 | 0 | 0 | 0 | 0 | 0 | 0 | 0 | 0 | 0 | 0 | 0 | 0 | 0 | 0 | 0 | 0 | 0 | 0 | 0 | 0 | 0 | 0 | 0 | 0 | 0 | 0 | 0 | 0 | 0 | 0 | 0 | 0 | 0 | 0 | 0 | 0 | 0 | 0 | 0 | 0 | 0 | 0 | 0 | 0 | 0 | 0 | 0 | 0 | 0 | 0 | 0 | 0 | 0 | 0 | 0 | 0 | 0 | 0 | 0 | 0 | 0 | 0 | 0 | 0 | 0 | 0 | 0 | 0 | 0 | 0 | 0 | 0 | 0 | 0 | 0
[19 empty] | Total | Sum of above (excl WAFU) | £000s | 305.1831 | 348.7807 | 435.9758 | 1743.9034 | 1525.9154 | 54.6939 | 54.4454 | 54.2906 | 54.2379 | 54.039 | 53.8867 | 53.7344 | 53.5822 | 53.4299 | 53.2776 | 53.1253 | 52.973 | 52.8207 | 52.6684 | 52.5162 | 133.2729 | 144.679 | 167.6436 | 514.2442 | 456.2998 | 51.7547 | 51.7547 | 51.7547 | 51.7547 | 51.7547 | 51.7547 | 51.7547 | 51.7547 | 51.7547 | 51.7547 | 51.7547 | 51.7547 | 51.7547 | 51.7547 | 51.7547 | 132.6637 | 144.2222 | 167.339 | 514.0919 | 456.2998 | 51.7547 | 51.7547 | 51.7547 | 51.7547 | 51.7547 | 51.7547 | 51.7547 | 51.7547 | 51.7547 | 51.7547 | 51.7547 | 51.7547 | 51.7547 | 51.7547 | 51.7547 | 283.8358 | 316.9903 | 383.2992 | 1377.9324 | 1212.1602 | 51.7547 | 51.7547 | 51.7547 | 51.7547 | 51.7547 | 51.7547 | 51.7547 | 51.7547 | 51.7547 | 51.7547 | 51.7547 | 51.7547 | 51.7547 | 51.7547 | 51.7547 | 0 | 0 | 0 | 0 | 0 | 0 | 0 | 0 | 0 | 0 | 0 | 0 | 0 | 0 | 0 | 0 | 0 | 0 | 0 | 0 | 0 | 0 | 0 | 0
58.1x | Maximise deployment from Diddlebury WTW and Munslow BH | BHS06 | GW enhancement | Y | 2025-26 | Capacity | 0.9 | 7837.0043 | 1506.927 | 1598.4149 | 0 | 70.6429 | 12.1738 | 3188.1586 | 39.6241 | 40.6808 | 3 | 3 | Gains in WAFU / Savings in demand | Input | Ml/d | 0 | 0 | 0 | 0 | 0 | 0.9 | 0.9 | 0.9 | 0.9 | 0.9 | 0.9 | 0.9 | 0.9 | 0.9 | 0.9 | 0.9 | 0.9 | 0.9 | 0.9 | 0.9 | 0.9 | 0.9 | 0.9 | 0.9 | 0.9 | 0.9 | 0.9 | 0.9 | 0.9 | 0.9 | 0.9 | 0.9 | 0.9 | 0.9 | 0.9 | 0.9 | 0.9 | 0.9 | 0.9 | 0.9 | 0.9 | 0.9 | 0.9 | 0.9 | 0.9 | 0.9 | 0.9 | 0.9 | 0.9 | 0.9 | 0.9 | 0.9 | 0.9 | 0.9 | 0.9 | 0.9 | 0.9 | 0.9 | 0.9 | 0.9 | 0.9 | 0.9 | 0.9 | 0.9 | 0.9 | 0.9 | 0.9 | 0.9 | 0.9 | 0.9 | 0.9 | 0.9 | 0.9 | 0.9 | 0.9 | 0.9 | 0.9 | 0.9 | 0.9 | 0.9 | 0 | 0 | 0 | 0 | 0 | 0 | 0 | 0 | 0 | 0 | 0 | 0 | 0 | 0 | 0 | 0 | 0 | 0 | 0 | 0 | 0 | 0 | 0 | 0
[19 empty] | Fixed capex | Input | £000s | 76.3 | 87.2 | 109 | 436 | 381.5 | 0 | 0 | 0 | 0 | 0 | 0 | 0 | 0 | 0 | 0 | 0 | 0 | 0 | 0 | 0 | 37.1 | 42.4 | 53 | 212 | 185.5 | 0 | 0 | 0 | 0 | 0 | 0 | 0 | 0 | 0 | 0 | 0 | 0 | 0 | 0 | 0 | 37.1 | 42.4 | 53 | 212 | 185.5 | 0 | 0 | 0 | 0 | 0 | 0 | 0 | 0 | 0 | 0 | 0 | 0 | 0 | 0 | 0 | 76.3 | 87.2 | 109 | 436 | 381.5 | 0 | 0 | 0 | 0 | 0 | 0 | 0 | 0 | 0 | 0 | 0 | 0 | 0 | 0 | 0 | 0 | 0 | 0 | 0 | 0 | 0 | 0 | 0 | 0 | 0 | 0 | 0 | 0 | 0 | 0 | 0 | 0 | 0 | 0 | 0 | 0 | 0 | 0 | 0
[19 empty] | Variable capex | Input | £000s | 0 | 0 | 0 | 0 | 0 | 0 | 0 | 0 | 0 | 0 | 0 | 0 | 0 | 0 | 0 | 0 | 0 | 0 | 0 | 0 | 0 | 0 | 0 | 0 | 0 | 0 | 0 | 0 | 0 | 0 | 0 | 0 | 0 | 0 | 0 | 0 | 0 | 0 | 0 | 0 | 0 | 0 | 0 | 0 | 0 | 0 | 0 | 0 | 0 | 0 | 0 | 0 | 0 | 0 | 0 | 0 | 0 | 0 | 0 | 0 | 0 | 0 | 0 | 0 | 0 | 0 | 0 | 0 | 0 | 0 | 0 | 0 | 0 | 0 | 0 | 0 | 0 | 0 | 0 | 0 | 0 | 0 | 0 | 0 | 0 | 0 | 0 | 0 | 0 | 0 | 0 | 0 | 0 | 0 | 0 | 0 | 0 | 0 | 0 | 0 | 0 | 0 | 0 | 0
[19 empty] | Financing costs | Input | £000s | 0 | 0 | 0 | 0 | 0 | 0 | 0 | 0 | 0 | 0 | 0 | 0 | 0 | 0 | 0 | 0 | 0 | 0 | 0 | 0 | 0 | 0 | 0 | 0 | 0 | 0 | 0 | 0 | 0 | 0 | 0 | 0 | 0 | 0 | 0 | 0 | 0 | 0 | 0 | 0 | 0 | 0 | 0 | 0 | 0 | 0 | 0 | 0 | 0 | 0 | 0 | 0 | 0 | 0 | 0 | 0 | 0 | 0 | 0 | 0 | 0 | 0 | 0 | 0 | 0 | 0 | 0 | 0 | 0 | 0 | 0 | 0 | 0 | 0 | 0 | 0 | 0 | 0 | 0 | 0
[19 empty] | Fixed opex | Input | £000s | 0 | 0 | 0 | 0 | 0 | 8 | 8 | 8 | 8 | 8 | 8 | 8 | 8 | 8 | 8 | 8 | 8 | 8 | 8 | 8 | 8 | 8 | 8 | 8 | 8 | 8 | 8 | 8 | 8 | 8 | 8 | 8 | 8 | 8 | 8 | 8 | 8 | 8 | 8 | 8 | 8 | 8 | 8 | 8 | 8 | 8 | 8 | 8 | 8 | 8 | 8 | 8 | 8 | 8 | 8 | 8 | 8 | 8 | 8 | 8 | 8 | 8 | 8 | 8 | 8 | 8 | 8 | 8 | 8 | 8 | 8 | 8 | 8 | 8 | 8 | 8 | 8 | 8 | 8 | 8 | 0 | 0 | 0 | 0 | 0 | 0 | 0 | 0 | 0 | 0 | 0 | 0 | 0 | 0 | 0 | 0 | 0 | 0 | 0 | 0 | 0 | 0 | 0 | 0
[19 empty] | Variable opex | Input | £000s | 0 | 0 | 0 | 0 | 0 | 59 | 59 | 59 | 59 | 59 | 59 | 59 | 59 | 59 | 59 | 59 | 59 | 59 | 59 | 59 | 59 | 59 | 59 | 59 | 59 | 59 | 59 | 59 | 59 | 59 | 59 | 59 | 59 | 59 | 59 | 59 | 59 | 59 | 59 | 59 | 59 | 59 | 59 | 59 | 59 | 59 | 59 | 59 | 59 | 59 | 59 | 59 | 59 | 59 | 59 | 59 | 59 | 59 | 59 | 59 | 59 | 59 | 59 | 59 | 59 | 59 | 59 | 59 | 59 | 59 | 59 | 59 | 59 | 59 | 59 | 59 | 59 | 59 | 59 | 59 | 0 | 0 | 0 | 0 | 0 | 0 | 0 | 0 | 0 | 0 | 0 | 0 | 0 | 0 | 0 | 0 | 0 | 0 | 0 | 0 | 0 | 0 | 0 | 0
[19 empty] | Opex savings | Input | £000s | 0 | 0 | 0 | 0 | 0 | 0 | 0 | 0 | 0 | 0 | 0 | 0 | 0 | 0 | 0 | 0 | 0 | 0 | 0 | 0 | 0 | 0 | 0 | 0 | 0 | 0 | 0 | 0 | 0 | 0 | 0 | 0 | 0 | 0 | 0 | 0 | 0 | 0 | 0 | 0 | 0 | 0 | 0 | 0 | 0 | 0 | 0 | 0 | 0 | 0 | 0 | 0 | 0 | 0 | 0 | 0 | 0 | 0 | 0 | 0 | 0 | 0 | 0 | 0 | 0 | 0 | 0 | 0 | 0 | 0 | 0 | 0 | 0 | 0 | 0 | 0 | 0 | 0 | 0 | 0 | 0 | 0 | 0 | 0 | 0 | 0 | 0 | 0 | 0 | 0 | 0 | 0 | 0 | 0 | 0 | 0 | 0 | 0 | 0 | 0 | 0 | 0 | 0 | 0
[19 empty] | Fixed env & social | Input | £000s | 0.0245 | 0.028 | 0.035 | 0.14 | 0.1225 | 0 | 0 | 0 | 0 | 0 | 0 | 0 | 0 | 0 | 0 | 0 | 0 | 0 | 0 | 0 | 0.011913 | 0.013615 | 0.017018 | 0.068073 | 0.059564 | 0 | 0 | 0 | 0 | 0 | 0 | 0 | 0 | 0 | 0 | 0 | 0 | 0 | 0 | 0 | 0.011913 | 0.013615 | 0.017018 | 0.068073 | 0.059564 | 0 | 0 | 0 | 0 | 0 | 0 | 0 | 0 | 0 | 0 | 0 | 0 | 0 | 0 | 0 | 0.0245 | 0.028 | 0.035 | 0.14 | 0.1225 | 0 | 0 | 0 | 0 | 0 | 0 | 0 | 0 | 0 | 0 | 0 | 0 | 0 | 0 | 0 | 0 | 0 | 0 | 0 | 0 | 0 | 0 | 0 | 0 | 0 | 0 | 0 | 0 | 0 | 0 | 0 | 0 | 0 | 0 | 0 | 0 | 0 | 0 | 0
[19 empty] | Variable env & social | Input | £000s | 0 | 0 | 0 | 0 | 0 | 0.49 | 0.49 | 0.49 | 0.49 | 0.49 | 0.49 | 0.49 | 0.49 | 0.49 | 0.49 | 0.49 | 0.49 | 0.49 | 0.49 | 0.49 | 0.49 | 0.49 | 0.49 | 0.49 | 0.49 | 0.49 | 0.49 | 0.49 | 0.49 | 0.49 | 0.49 | 0.49 | 0.49 | 0.49 | 0.49 | 0.49 | 0.49 | 0.49 | 0.49 | 0.49 | 0.49 | 0.49 | 0.49 | 0.49 | 0.49 | 0.49 | 0.49 | 0.49 | 0.49 | 0.49 | 0.49 | 0.49 | 0.49 | 0.49 | 0.49 | 0.49 | 0.49 | 0.49 | 0.49 | 0.49 | 0.49 | 0.49 | 0.49 | 0.49 | 0.49 | 0.49 | 0.49 | 0.49 | 0.49 | 0.49 | 0.49 | 0.49 | 0.49 | 0.49 | 0.49 | 0.49 | 0.49 | 0.49 | 0.49 | 0.49 | 0 | 0 | 0 | 0 | 0 | 0 | 0 | 0 | 0 | 0 | 0 | 0 | 0 | 0 | 0 | 0 | 0 | 0 | 0 | 0 | 0 | 0 | 0 | 0
[19 empty] | Fixed carbon costs | Input | £000s | 0.034132 | 0.039008 | 0.04876 | 0.19504 | 0.17066 | 0 | 0 | 0 | 0 | 0 | 0 | 0 | 0 | 0 | 0 | 0 | 0 | 0 | 0 | 0 | 0.016596 | 0.018967 | 0.023709 | 0.094836 | 0.082981 | 0 | 0 | 0 | 0 | 0 | 0 | 0 | 0 | 0 | 0 | 0 | 0 | 0 | 0 | 0 | 0.016596 | 0.018967 | 0.023709 | 0.094836 | 0.082981 | 0 | 0 | 0 | 0 | 0 | 0 | 0 | 0 | 0 | 0 | 0 | 0 | 0 | 0 | 0 | 0.034132 | 0.039008 | 0.04876 | 0.19504 | 0.17066 | 0 | 0 | 0 | 0 | 0 | 0 | 0 | 0 | 0 | 0 | 0 | 0 | 0 | 0 | 0 | 0 | 0 | 0 | 0 | 0 | 0 | 0 | 0 | 0 | 0 | 0 | 0 | 0 | 0 | 0 | 0 | 0 | 0 | 0 | 0 | 0 | 0 | 0 | 0
[19 empty] | Variable carbon costs | Input | £000s | 0 | 0 | 0 | 0 | 0 | 7.7599 | 7.1885 | 6.8324 | 6.7111 | 6.2537 | 5.9035 | 5.5532 | 5.203 | 4.8527 | 4.5025 | 4.1522 | 3.8019 | 3.4517 | 3.1014 | 2.7512 | 2.4009 | 2.0507 | 1.7004 | 1.3502 | 0.99991 | 0.99991 | 0.99991 | 0.99991 | 0.99991 | 0.99991 | 0.99991 | 0.99991 | 0.99991 | 0.99991 | 0.99991 | 0.99991 | 0.99991 | 0.99991 | 0.99991 | 0.99991 | 0.99991 | 0.99991 | 0.99991 | 0.99991 | 0.99991 | 0.99991 | 0.99991 | 0.99991 | 0.99991 | 0.99991 | 0.99991 | 0.99991 | 0.99991 | 0.99991 | 0.99991 | 0.99991 | 0.99991 | 0.99991 | 0.99991 | 0.99991 | 0.99991 | 0.99991 | 0.99991 | 0.99991 | 0.99991 | 0.99991 | 0.99991 | 0.99991 | 0.99991 | 0.99991 | 0.99991 | 0.99991 | 0.99991 | 0.99991 | 0.99991 | 0.99991 | 0.99991 | 0.99991 | 0.99991 | 0.99991 | 0 | 0 | 0 | 0 | 0 | 0 | 0 | 0 | 0 | 0 | 0 | 0 | 0 | 0 | 0 | 0 | 0 | 0 | 0 | 0 | 0 | 0 | 0 | 0
[19 empty] | Customer willingness to pay | Input | £000s | 0 | 0 | 0 | 0 | 0 | 0 | 0 | 0 | 0 | 0 | 0 | 0 | 0 | 0 | 0 | 0 | 0 | 0 | 0 | 0 | 0 | 0 | 0 | 0 | 0 | 0 | 0 | 0 | 0 | 0 | 0 | 0 | 0 | 0 | 0 | 0 | 0 | 0 | 0 | 0 | 0 | 0 | 0 | 0 | 0 | 0 | 0 | 0 | 0 | 0 | 0 | 0 | 0 | 0 | 0 | 0 | 0 | 0 | 0 | 0 | 0 | 0 | 0 | 0 | 0 | 0 | 0 | 0 | 0 | 0 | 0 | 0 | 0 | 0 | 0 | 0 | 0 | 0 | 0 | 0 | 0 | 0 | 0 | 0 | 0 | 0 | 0 | 0 | 0 | 0 | 0 | 0 | 0 | 0 | 0 | 0 | 0 | 0 | 0 | 0 | 0 | 0 | 0 | 0
[19 empty] | Total | Sum of above (excl WAFU) | £000s | 76.3586 | 87.267 | 109.0838 | 436.335 | 381.7932 | 75.2499 | 74.6785 | 74.3224 | 74.2011 | 73.7437 | 73.3935 | 73.0432 | 72.693 | 72.3427 | 71.9925 | 71.6422 | 71.2919 | 70.9417 | 70.5914 | 70.2412 | 107.0194 | 111.9733 | 122.2311 | 281.0031 | 254.1325 | 68.4899 | 68.4899 | 68.4899 | 68.4899 | 68.4899 | 68.4899 | 68.4899 | 68.4899 | 68.4899 | 68.4899 | 68.4899 | 68.4899 | 68.4899 | 68.4899 | 68.4899 | 105.6184 | 110.9225 | 121.5306 | 280.6528 | 254.1325 | 68.4899 | 68.4899 | 68.4899 | 68.4899 | 68.4899 | 68.4899 | 68.4899 | 68.4899 | 68.4899 | 68.4899 | 68.4899 | 68.4899 | 68.4899 | 68.4899 | 68.4899 | 144.8485 | 155.7569 | 177.5737 | 504.825 | 450.2831 | 68.4899 | 68.4899 | 68.4899 | 68.4899 | 68.4899 | 68.4899 | 68.4899 | 68.4899 | 68.4899 | 68.4899 | 68.4899 | 68.4899 | 68.4899 | 68.4899 | 68.4899 | 0 | 0 | 0 | 0 | 0 | 0 | 0 | 0 | 0 | 0 | 0 | 0 | 0 | 0 | 0 | 0 | 0 | 0 | 0 | 0 | 0 | 0 | 0 | 0
58.1x | Ladyflatte BHs asset and water treatment enhancements | BHS07 | GW enhancement | Y | 2025-26 | Capacity | 2.7 | 23511.0128 | 4684.4203 | 1264.4177 | 0 | 68.734 | 19.5044 | 6037.0764 | 25.3023 | 25.6777 | 3 | 3 | Gains in WAFU / Savings in demand | Input | Ml/d | 0 | 0 | 0 | 0 | 0 | 2.7 | 2.7 | 2.7 | 2.7 | 2.7 | 2.7 | 2.7 | 2.7 | 2.7 | 2.7 | 2.7 | 2.7 | 2.7 | 2.7 | 2.7 | 2.7 | 2.7 | 2.7 | 2.7 | 2.7 | 2.7 | 2.7 | 2.7 | 2.7 | 2.7 | 2.7 | 2.7 | 2.7 | 2.7 | 2.7 | 2.7 | 2.7 | 2.7 | 2.7 | 2.7 | 2.7 | 2.7 | 2.7 | 2.7 | 2.7 | 2.7 | 2.7 | 2.7 | 2.7 | 2.7 | 2.7 | 2.7 | 2.7 | 2.7 | 2.7 | 2.7 | 2.7 | 2.7 | 2.7 | 2.7 | 2.7 | 2.7 | 2.7 | 2.7 | 2.7 | 2.7 | 2.7 | 2.7 | 2.7 | 2.7 | 2.7 | 2.7 | 2.7 | 2.7 | 2.7 | 2.7 | 2.7 | 2.7 | 2.7 | 2.7 | 0 | 0 | 0 | 0 | 0 | 0 | 0 | 0 | 0 | 0 | 0 | 0 | 0 | 0 | 0 | 0 | 0 | 0 | 0 | 0 | 0 | 0 | 0 | 0
[19 empty] | Fixed capex | Input | £000s | 265.3 | 303.2 | 379 | 1516 | 1326.5 | 0 | 0 | 0 | 0 | 0 | 0 | 0 | 0 | 0 | 0 | 0 | 0 | 0 | 0 | 0 | 73.5 | 84 | 105 | 420 | 367.5 | 0 | 0 | 0 | 0 | 0 | 0 | 0 | 0 | 0 | 0 | 0 | 0 | 0 | 0 | 0 | 73.5 | 84 | 105 | 420 | 367.5 | 0 | 0 | 0 | 0 | 0 | 0 | 0 | 0 | 0 | 0 | 0 | 0 | 0 | 0 | 0 | 265.3 | 303.2 | 379 | 1516 | 1326.5 | 0 | 0 | 0 | 0 | 0 | 0 | 0 | 0 | 0 | 0 | 0 | 0 | 0 | 0 | 0 | 0 | 0 | 0 | 0 | 0 | 0 | 0 | 0 | 0 | 0 | 0 | 0 | 0 | 0 | 0 | 0 | 0 | 0 | 0 | 0 | 0 | 0 | 0 | 0
[19 empty] | Variable capex | Input | £000s | 0 | 0 | 0 | 0 | 0 | 0 | 0 | 0 | 0 | 0 | 0 | 0 | 0 | 0 | 0 | 0 | 0 | 0 | 0 | 0 | 0 | 0 | 0 | 0 | 0 | 0 | 0 | 0 | 0 | 0 | 0 | 0 | 0 | 0 | 0 | 0 | 0 | 0 | 0 | 0 | 0 | 0 | 0 | 0 | 0 | 0 | 0 | 0 | 0 | 0 | 0 | 0 | 0 | 0 | 0 | 0 | 0 | 0 | 0 | 0 | 0 | 0 | 0 | 0 | 0 | 0 | 0 | 0 | 0 | 0 | 0 | 0 | 0 | 0 | 0 | 0 | 0 | 0 | 0 | 0 | 0 | 0 | 0 | 0 | 0 | 0 | 0 | 0 | 0 | 0 | 0 | 0 | 0 | 0 | 0 | 0 | 0 | 0 | 0 | 0 | 0 | 0 | 0 | 0
[19 empty] | Financing costs | Input | £000s | 0 | 0 | 0 | 0 | 0 | 0 | 0 | 0 | 0 | 0 | 0 | 0 | 0 | 0 | 0 | 0 | 0 | 0 | 0 | 0 | 0 | 0 | 0 | 0 | 0 | 0 | 0 | 0 | 0 | 0 | 0 | 0 | 0 | 0 | 0 | 0 | 0 | 0 | 0 | 0 | 0 | 0 | 0 | 0 | 0 | 0 | 0 | 0 | 0 | 0 | 0 | 0 | 0 | 0 | 0 | 0 | 0 | 0 | 0 | 0 | 0 | 0 | 0 | 0 | 0 | 0 | 0 | 0 | 0 | 0 | 0 | 0 | 0 | 0 | 0 | 0 | 0 | 0 | 0 | 0
[19 empty] | Fixed opex | Input | £000s | 0 | 0 | 0 | 0 | 0 | 11 | 11 | 11 | 11 | 11 | 11 | 11 | 11 | 11 | 11 | 11 | 11 | 11 | 11 | 11 | 11 | 11 | 11 | 11 | 11 | 11 | 11 | 11 | 11 | 11 | 11 | 11 | 11 | 11 | 11 | 11 | 11 | 11 | 11 | 11 | 11 | 11 | 11 | 11 | 11 | 11 | 11 | 11 | 11 | 11 | 11 | 11 | 11 | 11 | 11 | 11 | 11 | 11 | 11 | 11 | 11 | 11 | 11 | 11 | 11 | 11 | 11 | 11 | 11 | 11 | 11 | 11 | 11 | 11 | 11 | 11 | 11 | 11 | 11 | 11 | 0 | 0 | 0 | 0 | 0 | 0 | 0 | 0 | 0 | 0 | 0 | 0 | 0 | 0 | 0 | 0 | 0 | 0 | 0 | 0 | 0 | 0 | 0 | 0
[19 empty] | Variable opex | Input | £000s | 0 | 0 | 0 | 0 | 0 | 42 | 42 | 42 | 42 | 42 | 42 | 42 | 42 | 42 | 42 | 42 | 42 | 42 | 42 | 42 | 42 | 42 | 42 | 42 | 42 | 42 | 42 | 42 | 42 | 42 | 42 | 42 | 42 | 42 | 42 | 42 | 42 | 42 | 42 | 42 | 42 | 42 | 42 | 42 | 42 | 42 | 42 | 42 | 42 | 42 | 42 | 42 | 42 | 42 | 42 | 42 | 42 | 42 | 42 | 42 | 42 | 42 | 42 | 42 | 42 | 42 | 42 | 42 | 42 | 42 | 42 | 42 | 42 | 42 | 42 | 42 | 42 | 42 | 42 | 42 | 0 | 0 | 0 | 0 | 0 | 0 | 0 | 0 | 0 | 0 | 0 | 0 | 0 | 0 | 0 | 0 | 0 | 0 | 0 | 0 | 0 | 0 | 0 | 0
[19 empty] | Opex savings | Input | £000s | 0 | 0 | 0 | 0 | 0 | 0 | 0 | 0 | 0 | 0 | 0 | 0 | 0 | 0 | 0 | 0 | 0 | 0 | 0 | 0 | 0 | 0 | 0 | 0 | 0 | 0 | 0 | 0 | 0 | 0 | 0 | 0 | 0 | 0 | 0 | 0 | 0 | 0 | 0 | 0 | 0 | 0 | 0 | 0 | 0 | 0 | 0 | 0 | 0 | 0 | 0 | 0 | 0 | 0 | 0 | 0 | 0 | 0 | 0 | 0 | 0 | 0 | 0 | 0 | 0 | 0 | 0 | 0 | 0 | 0 | 0 | 0 | 0 | 0 | 0 | 0 | 0 | 0 | 0 | 0 | 0 | 0 | 0 | 0 | 0 | 0 | 0 | 0 | 0 | 0 | 0 | 0 | 0 | 0 | 0 | 0 | 0 | 0 | 0 | 0 | 0 | 0 | 0 | 0
[19 empty] | Fixed env & social | Input | £000s | 0.1183 | 0.1352 | 0.169 | 0.676 | 0.5915 | 0 | 0 | 0 | 0 | 0 | 0 | 0 | 0 | 0 | 0 | 0 | 0 | 0 | 0 | 0 | 0.032774 | 0.037456 | 0.046821 | 0.18728 | 0.16387 | 0 | 0 | 0 | 0 | 0 | 0 | 0 | 0 | 0 | 0 | 0 | 0 | 0 | 0 | 0 | 0.032774 | 0.037456 | 0.046821 | 0.18728 | 0.16387 | 0 | 0 | 0 | 0 | 0 | 0 | 0 | 0 | 0 | 0 | 0 | 0 | 0 | 0 | 0 | 0.1183 | 0.1352 | 0.169 | 0.676 | 0.5915 | 0 | 0 | 0 | 0 | 0 | 0 | 0 | 0 | 0 | 0 | 0 | 0 | 0 | 0 | 0 | 0 | 0 | 0 | 0 | 0 | 0 | 0 | 0 | 0 | 0 | 0 | 0 | 0 | 0 | 0 | 0 | 0 | 0 | 0 | 0 | 0 | 0 | 0 | 0
[19 empty] | Variable env & social | Input | £000s | 0 | 0 | 0 | 0 | 0 | 0.73 | 0.73 | 0.73 | 0.73 | 0.73 | 0.73 | 0.73 | 0.73 | 0.73 | 0.73 | 0.73 | 0.73 | 0.73 | 0.73 | 0.73 | 0.73 | 0.73 | 0.73 | 0.73 | 0.73 | 0.73 | 0.73 | 0.73 | 0.73 | 0.73 | 0.73 | 0.73 | 0.73 | 0.73 | 0.73 | 0.73 | 0.73 | 0.73 | 0.73 | 0.73 | 0.73 | 0.73 | 0.73 | 0.73 | 0.73 | 0.73 | 0.73 | 0.73 | 0.73 | 0.73 | 0.73 | 0.73 | 0.73 | 0.73 | 0.73 | 0.73 | 0.73 | 0.73 | 0.73 | 0.73 | 0.73 | 0.73 | 0.73 | 0.73 | 0.73 | 0.73 | 0.73 | 0.73 | 0.73 | 0.73 | 0.73 | 0.73 | 0.73 | 0.73 | 0.73 | 0.73 | 0.73 | 0.73 | 0.73 | 0.73 | 0 | 0 | 0 | 0 | 0 | 0 | 0 | 0 | 0 | 0 | 0 | 0 | 0 | 0 | 0 | 0 | 0 | 0 | 0 | 0 | 0 | 0 | 0 | 0
[19 empty] | Fixed carbon costs | Input | £000s | 1.9114 | 2.1844 | 2.7306 | 10.9222 | 9.557 | 0 | 0 | 0 | 0 | 0 | 0 | 0 | 0 | 0 | 0 | 0 | 0 | 0 | 0 | 0 | 0.52954 | 0.60519 | 0.75649 | 3.026 | 2.6477 | 0 | 0 | 0 | 0 | 0 | 0 | 0 | 0 | 0 | 0 | 0 | 0 | 0 | 0 | 0 | 0.52954 | 0.60519 | 0.75649 | 3.026 | 2.6477 | 0 | 0 | 0 | 0 | 0 | 0 | 0 | 0 | 0 | 0 | 0 | 0 | 0 | 0 | 0 | 1.9114 | 2.1844 | 2.7306 | 10.9222 | 9.557 | 0 | 0 | 0 | 0 | 0 | 0 | 0 | 0 | 0 | 0 | 0 | 0 | 0 | 0 | 0 | 0 | 0 | 0 | 0 | 0 | 0 | 0 | 0 | 0 | 0 | 0 | 0 | 0 | 0 | 0 | 0 | 0 | 0 | 0 | 0 | 0 | 0 | 0 | 0
[19 empty] | Variable carbon costs | Input | £000s | 0 | 0 | 0 | 0 | 0 | 3.88 | 3.5943 | 3.4162 | 3.3555 | 3.1269 | 2.9517 | 2.7766 | 2.6015 | 2.4264 | 2.2512 | 2.0761 | 1.901 | 1.7258 | 1.5507 | 1.3756 | 1.2005 | 1.0253 | 0.85021 | 0.67508 | 0.49996 | 0.49996 | 0.49996 | 0.49996 | 0.49996 | 0.49996 | 0.49996 | 0.49996 | 0.49996 | 0.49996 | 0.49996 | 0.49996 | 0.49996 | 0.49996 | 0.49996 | 0.49996 | 0.49996 | 0.49996 | 0.49996 | 0.49996 | 0.49996 | 0.49996 | 0.49996 | 0.49996 | 0.49996 | 0.49996 | 0.49996 | 0.49996 | 0.49996 | 0.49996 | 0.49996 | 0.49996 | 0.49996 | 0.49996 | 0.49996 | 0.49996 | 0.49996 | 0.49996 | 0.49996 | 0.49996 | 0.49996 | 0.49996 | 0.49996 | 0.49996 | 0.49996 | 0.49996 | 0.49996 | 0.49996 | 0.49996 | 0.49996 | 0.49996 | 0.49996 | 0.49996 | 0.49996 | 0.49996 | 0.49996 | 0 | 0 | 0 | 0 | 0 | 0 | 0 | 0 | 0 | 0 | 0 | 0 | 0 | 0 | 0 | 0 | 0 | 0 | 0 | 0 | 0 | 0 | 0 | 0
[19 empty] | Customer willingness to pay | Input | £000s | 0 | 0 | 0 | 0 | 0 | 0 | 0 | 0 | 0 | 0 | 0 | 0 | 0 | 0 | 0 | 0 | 0 | 0 | 0 | 0 | 0 | 0 | 0 | 0 | 0 | 0 | 0 | 0 | 0 | 0 | 0 | 0 | 0 | 0 | 0 | 0 | 0 | 0 | 0 | 0 | 0 | 0 | 0 | 0 | 0 | 0 | 0 | 0 | 0 | 0 | 0 | 0 | 0 | 0 | 0 | 0 | 0 | 0 | 0 | 0 | 0 | 0 | 0 | 0 | 0 | 0 | 0 | 0 | 0 | 0 | 0 | 0 | 0 | 0 | 0 | 0 | 0 | 0 | 0 | 0 | 0 | 0 | 0 | 0 | 0 | 0 | 0 | 0 | 0 | 0 | 0 | 0 | 0 | 0 | 0 | 0 | 0 | 0 | 0 | 0 | 0 | 0 | 0 | 0
[19 empty] | Total | Sum of above (excl WAFU) | £000s | 267.3297 | 305.5196 | 381.8996 | 1527.5982 | 1336.6485 | 57.61 | 57.3243 | 57.1462 | 57.0855 | 56.8569 | 56.6817 | 56.5066 | 56.3315 | 56.1564 | 55.9812 | 55.8061 | 55.631 | 55.4558 | 55.2807 | 55.1056 | 128.9928 | 139.398 | 160.3835 | 477.6183 | 424.5415 | 54.23 | 54.23 | 54.23 | 54.23 | 54.23 | 54.23 | 54.23 | 54.23 | 54.23 | 54.23 | 54.23 | 54.23 | 54.23 | 54.23 | 54.23 | 128.2923 | 138.8726 | 160.0333 | 477.4432 | 424.5415 | 54.23 | 54.23 | 54.23 | 54.23 | 54.23 | 54.23 | 54.23 | 54.23 | 54.23 | 54.23 | 54.23 | 54.23 | 54.23 | 54.23 | 54.23 | 321.5596 | 359.7496 | 436.1295 | 1581.8282 | 1390.8784 | 54.23 | 54.23 | 54.23 | 54.23 | 54.23 | 54.23 | 54.23 | 54.23 | 54.23 | 54.23 | 54.23 | 54.23 | 54.23 | 54.23 | 54.23 | 0 | 0 | 0 | 0 | 0 | 0 | 0 | 0 | 0 | 0 | 0 | 0 | 0 | 0 | 0 | 0 | 0 | 0 | 0 | 0 | 0 | 0 | 0 | 0
58.1x | Haseley Spring source asset and WTW enhancement | BHS11 | GW enhancement | N | 2025-26 | Capacity | 2 | 17415.565 | 8281.3566 | 1383.7024 | 0 | 57.3678 | 32.203 | 9754.6299 | 55.4967 | 56.011 | 3 | 3 | Gains in WAFU / Savings in demand | Input | Ml/d | 0 | 0 | 0 | 0 | 0 | 2 | 2 | 2 | 2 | 2 | 2 | 2 | 2 | 2 | 2 | 2 | 2 | 2 | 2 | 2 | 2 | 2 | 2 | 2 | 2 | 2 | 2 | 2 | 2 | 2 | 2 | 2 | 2 | 2 | 2 | 2 | 2 | 2 | 2 | 2 | 2 | 2 | 2 | 2 | 2 | 2 | 2 | 2 | 2 | 2 | 2 | 2 | 2 | 2 | 2 | 2 | 2 | 2 | 2 | 2 | 2 | 2 | 2 | 2 | 2 | 2 | 2 | 2 | 2 | 2 | 2 | 2 | 2 | 2 | 2 | 2 | 2 | 2 | 2 | 2 | 0 | 0 | 0 | 0 | 0 | 0 | 0 | 0 | 0 | 0 | 0 | 0 | 0 | 0 | 0 | 0 | 0 | 0 | 0 | 0 | 0 | 0 | 0 | 0
[19 empty] | Fixed capex | Input | £000s | 474.6 | 542.4 | 678 | 2712 | 2373 | 0 | 0 | 0 | 0 | 0 | 0 | 0 | 0 | 0 | 0 | 0 | 0 | 0 | 0 | 0 | 154 | 176 | 220 | 880 | 770 | 0 | 0 | 0 | 0 | 0 | 0 | 0 | 0 | 0 | 0 | 0 | 0 | 0 | 0 | 0 | 154 | 176 | 220 | 880 | 770 | 0 | 0 | 0 | 0 | 0 | 0 | 0 | 0 | 0 | 0 | 0 | 0 | 0 | 0 | 0 | 307.3 | 351.2 | 439 | 1756 | 1536.5 | 0 | 0 | 0 | 0 | 0 | 0 | 0 | 0 | 0 | 0 | 0 | 0 | 0 | 0 | 0 | 0 | 0 | 0 | 0 | 0 | 0 | 0 | 0 | 0 | 0 | 0 | 0 | 0 | 0 | 0 | 0 | 0 | 0 | 0 | 0 | 0 | 0 | 0 | 0
[19 empty] | Variable capex | Input | £000s | 0 | 0 | 0 | 0 | 0 | 0 | 0 | 0 | 0 | 0 | 0 | 0 | 0 | 0 | 0 | 0 | 0 | 0 | 0 | 0 | 0 | 0 | 0 | 0 | 0 | 0 | 0 | 0 | 0 | 0 | 0 | 0 | 0 | 0 | 0 | 0 | 0 | 0 | 0 | 0 | 0 | 0 | 0 | 0 | 0 | 0 | 0 | 0 | 0 | 0 | 0 | 0 | 0 | 0 | 0 | 0 | 0 | 0 | 0 | 0 | 0 | 0 | 0 | 0 | 0 | 0 | 0 | 0 | 0 | 0 | 0 | 0 | 0 | 0 | 0 | 0 | 0 | 0 | 0 | 0 | 0 | 0 | 0 | 0 | 0 | 0 | 0 | 0 | 0 | 0 | 0 | 0 | 0 | 0 | 0 | 0 | 0 | 0 | 0 | 0 | 0 | 0 | 0 | 0
[19 empty] | Financing costs | Input | £000s | 0 | 0 | 0 | 0 | 0 | 0 | 0 | 0 | 0 | 0 | 0 | 0 | 0 | 0 | 0 | 0 | 0 | 0 | 0 | 0 | 0 | 0 | 0 | 0 | 0 | 0 | 0 | 0 | 0 | 0 | 0 | 0 | 0 | 0 | 0 | 0 | 0 | 0 | 0 | 0 | 0 | 0 | 0 | 0 | 0 | 0 | 0 | 0 | 0 | 0 | 0 | 0 | 0 | 0 | 0 | 0 | 0 | 0 | 0 | 0 | 0 | 0 | 0 | 0 | 0 | 0 | 0 | 0 | 0 | 0 | 0 | 0 | 0 | 0 | 0 | 0 | 0 | 0 | 0 | 0
[19 empty] | Fixed opex | Input | £000s | 0 | 0 | 0 | 0 | 0 | 25 | 25 | 25 | 25 | 25 | 25 | 25 | 25 | 25 | 25 | 25 | 25 | 25 | 25 | 25 | 25 | 25 | 25 | 25 | 25 | 25 | 25 | 25 | 25 | 25 | 25 | 25 | 25 | 25 | 25 | 25 | 25 | 25 | 25 | 25 | 25 | 25 | 25 | 25 | 25 | 25 | 25 | 25 | 25 | 25 | 25 | 25 | 25 | 25 | 25 | 25 | 25 | 25 | 25 | 25 | 25 | 25 | 25 | 25 | 25 | 25 | 25 | 25 | 25 | 25 | 25 | 25 | 25 | 25 | 25 | 25 | 25 | 25 | 25 | 25 | 0 | 0 | 0 | 0 | 0 | 0 | 0 | 0 | 0 | 0 | 0 | 0 | 0 | 0 | 0 | 0 | 0 | 0 | 0 | 0 | 0 | 0 | 0 | 0
[19 empty] | Variable opex | Input | £000s | 0 | 0 | 0 | 0 | 0 | 33 | 33 | 33 | 33 | 33 | 33 | 33 | 33 | 33 | 33 | 33 | 33 | 33 | 33 | 33 | 33 | 33 | 33 | 33 | 33 | 33 | 33 | 33 | 33 | 33 | 33 | 33 | 33 | 33 | 33 | 33 | 33 | 33 | 33 | 33 | 33 | 33 | 33 | 33 | 33 | 33 | 33 | 33 | 33 | 33 | 33 | 33 | 33 | 33 | 33 | 33 | 33 | 33 | 33 | 33 | 33 | 33 | 33 | 33 | 33 | 33 | 33 | 33 | 33 | 33 | 33 | 33 | 33 | 33 | 33 | 33 | 33 | 33 | 33 | 33 | 0 | 0 | 0 | 0 | 0 | 0 | 0 | 0 | 0 | 0 | 0 | 0 | 0 | 0 | 0 | 0 | 0 | 0 | 0 | 0 | 0 | 0 | 0 | 0
[19 empty] | Opex savings | Input | £000s | 0 | 0 | 0 | 0 | 0 | 0 | 0 | 0 | 0 | 0 | 0 | 0 | 0 | 0 | 0 | 0 | 0 | 0 | 0 | 0 | 0 | 0 | 0 | 0 | 0 | 0 | 0 | 0 | 0 | 0 | 0 | 0 | 0 | 0 | 0 | 0 | 0 | 0 | 0 | 0 | 0 | 0 | 0 | 0 | 0 | 0 | 0 | 0 | 0 | 0 | 0 | 0 | 0 | 0 | 0 | 0 | 0 | 0 | 0 | 0 | 0 | 0 | 0 | 0 | 0 | 0 | 0 | 0 | 0 | 0 | 0 | 0 | 0 | 0 | 0 | 0 | 0 | 0 | 0 | 0 | 0 | 0 | 0 | 0 | 0 | 0 | 0 | 0 | 0 | 0 | 0 | 0 | 0 | 0 | 0 | 0 | 0 | 0 | 0 | 0 | 0 | 0 | 0 | 0
[19 empty] | Fixed env & social | Input | £000s | 0.7791 | 0.8904 | 1.113 | 4.452 | 3.8955 | 0 | 0 | 0 | 0 | 0 | 0 | 0 | 0 | 0 | 0 | 0 | 0 | 0 | 0 | 0 | 0.25281 | 0.28892 | 0.36115 | 1.4446 | 1.264 | 0 | 0 | 0 | 0 | 0 | 0 | 0 | 0 | 0 | 0 | 0 | 0 | 0 | 0 | 0 | 0.25281 | 0.28892 | 0.36115 | 1.4446 | 1.264 | 0 | 0 | 0 | 0 | 0 | 0 | 0 | 0 | 0 | 0 | 0 | 0 | 0 | 0 | 0 | 0.50446 | 0.57653 | 0.72066 | 2.8826 | 2.5223 | 0 | 0 | 0 | 0 | 0 | 0 | 0 | 0 | 0 | 0 | 0 | 0 | 0 | 0 | 0 | 0 | 0 | 0 | 0 | 0 | 0 | 0 | 0 | 0 | 0 | 0 | 0 | 0 | 0 | 0 | 0 | 0 | 0 | 0 | 0 | 0 | 0 | 0 | 0
[19 empty] | Variable env & social | Input | £000s | 0 | 0 | 0 | 0 | 0 | 0.78 | 0.78 | 0.78 | 0.78 | 0.78 | 0.78 | 0.78 | 0.78 | 0.78 | 0.78 | 0.78 | 0.78 | 0.78 | 0.78 | 0.78 | 0.78 | 0.78 | 0.78 | 0.78 | 0.78 | 0.78 | 0.78 | 0.78 | 0.78 | 0.78 | 0.78 | 0.78 | 0.78 | 0.78 | 0.78 | 0.78 | 0.78 | 0.78 | 0.78 | 0.78 | 0.78 | 0.78 | 0.78 | 0.78 | 0.78 | 0.78 | 0.78 | 0.78 | 0.78 | 0.78 | 0.78 | 0.78 | 0.78 | 0.78 | 0.78 | 0.78 | 0.78 | 0.78 | 0.78 | 0.78 | 0.78 | 0.78 | 0.78 | 0.78 | 0.78 | 0.78 | 0.78 | 0.78 | 0.78 | 0.78 | 0.78 | 0.78 | 0.78 | 0.78 | 0.78 | 0.78 | 0.78 | 0.78 | 0.78 | 0.78 | 0 | 0 | 0 | 0 | 0 | 0 | 0 | 0 | 0 | 0 | 0 | 0 | 0 | 0 | 0 | 0 | 0 | 0 | 0 | 0 | 0 | 0 | 0 | 0
[19 empty] | Fixed carbon costs | Input | £000s | 2.7647 | 3.1596 | 3.9496 | 15.7982 | 13.8235 | 0 | 0 | 0 | 0 | 0 | 0 | 0 | 0 | 0 | 0 | 0 | 0 | 0 | 0 | 0 | 0.8971 | 1.0253 | 1.2816 | 5.1263 | 4.4855 | 0 | 0 | 0 | 0 | 0 | 0 | 0 | 0 | 0 | 0 | 0 | 0 | 0 | 0 | 0 | 0.8971 | 1.0253 | 1.2816 | 5.1263 | 4.4855 | 0 | 0 | 0 | 0 | 0 | 0 | 0 | 0 | 0 | 0 | 0 | 0 | 0 | 0 | 0 | 1.7901 | 2.0458 | 2.5573 | 10.2292 | 8.9506 | 0 | 0 | 0 | 0 | 0 | 0 | 0 | 0 | 0 | 0 | 0 | 0 | 0 | 0 | 0 | 0 | 0 | 0 | 0 | 0 | 0 | 0 | 0 | 0 | 0 | 0 | 0 | 0 | 0 | 0 | 0 | 0 | 0 | 0 | 0 | 0 | 0 | 0 | 0
[19 empty] | Variable carbon costs | Input | £000s | 0 | 0 | 0 | 0 | 0 | 1.0122 | 0.93763 | 0.89118 | 0.87536 | 0.8157 | 0.77002 | 0.72433 | 0.67865 | 0.63296 | 0.58728 | 0.54159 | 0.49591 | 0.45022 | 0.40453 | 0.35885 | 0.31316 | 0.26748 | 0.22179 | 0.17611 | 0.13042 | 0.13042 | 0.13042 | 0.13042 | 0.13042 | 0.13042 | 0.13042 | 0.13042 | 0.13042 | 0.13042 | 0.13042 | 0.13042 | 0.13042 | 0.13042 | 0.13042 | 0.13042 | 0.13042 | 0.13042 | 0.13042 | 0.13042 | 0.13042 | 0.13042 | 0.13042 | 0.13042 | 0.13042 | 0.13042 | 0.13042 | 0.13042 | 0.13042 | 0.13042 | 0.13042 | 0.13042 | 0.13042 | 0.13042 | 0.13042 | 0.13042 | 0.13042 | 0.13042 | 0.13042 | 0.13042 | 0.13042 | 0.13042 | 0.13042 | 0.13042 | 0.13042 | 0.13042 | 0.13042 | 0.13042 | 0.13042 | 0.13042 | 0.13042 | 0.13042 | 0.13042 | 0.13042 | 0.13042 | 0.13042 | 0 | 0 | 0 | 0 | 0 | 0 | 0 | 0 | 0 | 0 | 0 | 0 | 0 | 0 | 0 | 0 | 0 | 0 | 0 | 0 | 0 | 0 | 0 | 0
[19 empty] | Customer willingness to pay | Input | £000s | 0 | 0 | 0 | 0 | 0 | 0 | 0 | 0 | 0 | 0 | 0 | 0 | 0 | 0 | 0 | 0 | 0 | 0 | 0 | 0 | 0 | 0 | 0 | 0 | 0 | 0 | 0 | 0 | 0 | 0 | 0 | 0 | 0 | 0 | 0 | 0 | 0 | 0 | 0 | 0 | 0 | 0 | 0 | 0 | 0 | 0 | 0 | 0 | 0 | 0 | 0 | 0 | 0 | 0 | 0 | 0 | 0 | 0 | 0 | 0 | 0 | 0 | 0 | 0 | 0 | 0 | 0 | 0 | 0 | 0 | 0 | 0 | 0 | 0 | 0 | 0 | 0 | 0 | 0 | 0 | 0 | 0 | 0 | 0 | 0 | 0 | 0 | 0 | 0 | 0 | 0 | 0 | 0 | 0 | 0 | 0 | 0 | 0 | 0 | 0 | 0 | 0 | 0 | 0
[19 empty] | Total | Sum of above (excl WAFU) | £000s | 478.1438 | 546.45 | 683.0626 | 2732.2502 | 2390.719 | 59.7922 | 59.7176 | 59.6712 | 59.6554 | 59.5957 | 59.55 | 59.5043 | 59.4586 | 59.413 | 59.3673 | 59.3216 | 59.2759 | 59.2302 | 59.1845 | 59.1388 | 214.2431 | 236.3617 | 280.6445 | 945.527 | 834.6599 | 58.9104 | 58.9104 | 58.9104 | 58.9104 | 58.9104 | 58.9104 | 58.9104 | 58.9104 | 58.9104 | 58.9104 | 58.9104 | 58.9104 | 58.9104 | 58.9104 | 58.9104 | 214.0603 | 236.2246 | 280.5531 | 945.4813 | 834.6599 | 58.9104 | 58.9104 | 58.9104 | 58.9104 | 58.9104 | 58.9104 | 58.9104 | 58.9104 | 58.9104 | 58.9104 | 58.9104 | 58.9104 | 58.9104 | 58.9104 | 58.9104 | 368.505 | 412.7328 | 501.1884 | 1828.0223 | 1606.8833 | 58.9104 | 58.9104 | 58.9104 | 58.9104 | 58.9104 | 58.9104 | 58.9104 | 58.9104 | 58.9104 | 58.9104 | 58.9104 | 58.9104 | 58.9104 | 58.9104 | 58.9104 | 0 | 0 | 0 | 0 | 0 | 0 | 0 | 0 | 0 | 0 | 0 | 0 | 0 | 0 | 0 | 0 | 0 | 0 | 0 | 0 | 0 | 0 | 0 | 0
58.1x | Birmingham BHs conversion to potable supply | BHS15 | GW enhancement | Y | 2025-26 | Capacity | 15 | 130616.7376 | 18676.8285 | 3745.5393 | 0 | 165.7963 | 360.6349 | 22948.799 | 17.1665 | 17.5696 | 1 | 3 | Gains in WAFU / Savings in demand | Input | Ml/d | 0 | 0 | 0 | 0 | 0 | 15 | 15 | 15 | 15 | 15 | 15 | 15 | 15 | 15 | 15 | 15 | 15 | 15 | 15 | 15 | 15 | 15 | 15 | 15 | 15 | 15 | 15 | 15 | 15 | 15 | 15 | 15 | 15 | 15 | 15 | 15 | 15 | 15 | 15 | 15 | 15 | 15 | 15 | 15 | 15 | 15 | 15 | 15 | 15 | 15 | 15 | 15 | 15 | 15 | 15 | 15 | 15 | 15 | 15 | 15 | 15 | 15 | 15 | 15 | 15 | 15 | 15 | 15 | 15 | 15 | 15 | 15 | 15 | 15 | 15 | 15 | 15 | 15 | 15 | 15 | 0 | 0 | 0 | 0 | 0 | 0 | 0 | 0 | 0 | 0 | 0 | 0 | 0 | 0 | 0 | 0 | 0 | 0 | 0 | 0 | 0 | 0 | 0 | 0
[19 empty] | Fixed capex | Input | £000s | 1017.8 | 1163.2 | 1454 | 5816 | 5089 | 0 | 0 | 0 | 0 | 0 | 0 | 0 | 0 | 0 | 0 | 0 | 0 | 0 | 0 | 0 | 418.6 | 478.4 | 598 | 2392 | 2093 | 0 | 0 | 0 | 0 | 0 | 0 | 0 | 0 | 0 | 0 | 0 | 0 | 0 | 0 | 0 | 418.6 | 478.4 | 598 | 2392 | 2093 | 0 | 0 | 0 | 0 | 0 | 0 | 0 | 0 | 0 | 0 | 0 | 0 | 0 | 0 | 0 | 676.2 | 772.8 | 966 | 3864 | 3381 | 0 | 0 | 0 | 0 | 0 | 0 | 0 | 0 | 0 | 0 | 0 | 0 | 0 | 0 | 0 | 0 | 0 | 0 | 0 | 0 | 0 | 0 | 0 | 0 | 0 | 0 | 0 | 0 | 0 | 0 | 0 | 0 | 0 | 0 | 0 | 0 | 0 | 0 | 0
[19 empty] | Variable capex | Input | £000s | 0 | 0 | 0 | 0 | 0 | 0 | 0 | 0 | 0 | 0 | 0 | 0 | 0 | 0 | 0 | 0 | 0 | 0 | 0 | 0 | 0 | 0 | 0 | 0 | 0 | 0 | 0 | 0 | 0 | 0 | 0 | 0 | 0 | 0 | 0 | 0 | 0 | 0 | 0 | 0 | 0 | 0 | 0 | 0 | 0 | 0 | 0 | 0 | 0 | 0 | 0 | 0 | 0 | 0 | 0 | 0 | 0 | 0 | 0 | 0 | 0 | 0 | 0 | 0 | 0 | 0 | 0 | 0 | 0 | 0 | 0 | 0 | 0 | 0 | 0 | 0 | 0 | 0 | 0 | 0 | 0 | 0 | 0 | 0 | 0 | 0 | 0 | 0 | 0 | 0 | 0 | 0 | 0 | 0 | 0 | 0 | 0 | 0 | 0 | 0 | 0 | 0 | 0 | 0
[19 empty] | Financing costs | Input | £000s | 0 | 0 | 0 | 0 | 0 | 0 | 0 | 0 | 0 | 0 | 0 | 0 | 0 | 0 | 0 | 0 | 0 | 0 | 0 | 0 | 0 | 0 | 0 | 0 | 0 | 0 | 0 | 0 | 0 | 0 | 0 | 0 | 0 | 0 | 0 | 0 | 0 | 0 | 0 | 0 | 0 | 0 | 0 | 0 | 0 | 0 | 0 | 0 | 0 | 0 | 0 | 0 | 0 | 0 | 0 | 0 | 0 | 0 | 0 | 0 | 0 | 0 | 0 | 0 | 0 | 0 | 0 | 0 | 0 | 0 | 0 | 0 | 0 | 0 | 0 | 0 | 0 | 0 | 0 | 0
[19 empty] | Fixed opex | Input | £000s | 0 | 0 | 0 | 0 | 0 | 44 | 44 | 44 | 44 | 44 | 44 | 44 | 44 | 44 | 44 | 44 | 44 | 44 | 44 | 44 | 44 | 44 | 44 | 44 | 44 | 44 | 44 | 44 | 44 | 44 | 44 | 44 | 44 | 44 | 44 | 44 | 44 | 44 | 44 | 44 | 44 | 44 | 44 | 44 | 44 | 44 | 44 | 44 | 44 | 44 | 44 | 44 | 44 | 44 | 44 | 44 | 44 | 44 | 44 | 44 | 44 | 44 | 44 | 44 | 44 | 44 | 44 | 44 | 44 | 44 | 44 | 44 | 44 | 44 | 44 | 44 | 44 | 44 | 44 | 44 | 0 | 0 | 0 | 0 | 0 | 0 | 0 | 0 | 0 | 0 | 0 | 0 | 0 | 0 | 0 | 0 | 0 | 0 | 0 | 0 | 0 | 0 | 0 | 0
[19 empty] | Variable opex | Input | £000s | 0 | 0 | 0 | 0 | 0 | 113 | 113 | 113 | 113 | 113 | 113 | 113 | 113 | 113 | 113 | 113 | 113 | 113 | 113 | 113 | 113 | 113 | 113 | 113 | 113 | 113 | 113 | 113 | 113 | 113 | 113 | 113 | 113 | 113 | 113 | 113 | 113 | 113 | 113 | 113 | 113 | 113 | 113 | 113 | 113 | 113 | 113 | 113 | 113 | 113 | 113 | 113 | 113 | 113 | 113 | 113 | 113 | 113 | 113 | 113 | 113 | 113 | 113 | 113 | 113 | 113 | 113 | 113 | 113 | 113 | 113 | 113 | 113 | 113 | 113 | 113 | 113 | 113 | 113 | 113 | 0 | 0 | 0 | 0 | 0 | 0 | 0 | 0 | 0 | 0 | 0 | 0 | 0 | 0 | 0 | 0 | 0 | 0 | 0 | 0 | 0 | 0 | 0 | 0
[19 empty] | Opex savings | Input | £000s | 0 | 0 | 0 | 0 | 0 | 0 | 0 | 0 | 0 | 0 | 0 | 0 | 0 | 0 | 0 | 0 | 0 | 0 | 0 | 0 | 0 | 0 | 0 | 0 | 0 | 0 | 0 | 0 | 0 | 0 | 0 | 0 | 0 | 0 | 0 | 0 | 0 | 0 | 0 | 0 | 0 | 0 | 0 | 0 | 0 | 0 | 0 | 0 | 0 | 0 | 0 | 0 | 0 | 0 | 0 | 0 | 0 | 0 | 0 | 0 | 0 | 0 | 0 | 0 | 0 | 0 | 0 | 0 | 0 | 0 | 0 | 0 | 0 | 0 | 0 | 0 | 0 | 0 | 0 | 0 | 0 | 0 | 0 | 0 | 0 | 0 | 0 | 0 | 0 | 0 | 0 | 0 | 0 | 0 | 0 | 0 | 0 | 0 | 0 | 0 | 0 | 0 | 0 | 0
[19 empty] | Fixed env & social | Input | £000s | 13.7375 | 15.7 | 19.625 | 78.5 | 68.6875 | 0 | 0 | 0 | 0 | 0 | 0 | 0 | 0 | 0 | 0 | 0 | 0 | 0 | 0 | 0 | 5.6499 | 6.4571 | 8.0714 | 32.2854 | 28.2497 | 0 | 0 | 0 | 0 | 0 | 0 | 0 | 0 | 0 | 0 | 0 | 0 | 0 | 0 | 0 | 5.6499 | 6.4571 | 8.0714 | 32.2854 | 28.2497 | 0 | 0 | 0 | 0 | 0 | 0 | 0 | 0 | 0 | 0 | 0 | 0 | 0 | 0 | 0 | 9.1268 | 10.4307 | 13.0383 | 52.1534 | 45.6342 | 0 | 0 | 0 | 0 | 0 | 0 | 0 | 0 | 0 | 0 | 0 | 0 | 0 | 0 | 0 | 0 | 0 | 0 | 0 | 0 | 0 | 0 | 0 | 0 | 0 | 0 | 0 | 0 | 0 | 0 | 0 | 0 | 0 | 0 | 0 | 0 | 0 | 0 | 0
[19 empty] | Variable env & social | Input | £000s | 0 | 0 | 0 | 0 | 0 | 4.55 | 4.55 | 4.55 | 4.55 | 4.55 | 4.55 | 4.55 | 4.55 | 4.55 | 4.55 | 4.55 | 4.55 | 4.55 | 4.55 | 4.55 | 4.55 | 4.55 | 4.55 | 4.55 | 4.55 | 4.55 | 4.55 | 4.55 | 4.55 | 4.55 | 4.55 | 4.55 | 4.55 | 4.55 | 4.55 | 4.55 | 4.55 | 4.55 | 4.55 | 4.55 | 4.55 | 4.55 | 4.55 | 4.55 | 4.55 | 4.55 | 4.55 | 4.55 | 4.55 | 4.55 | 4.55 | 4.55 | 4.55 | 4.55 | 4.55 | 4.55 | 4.55 | 4.55 | 4.55 | 4.55 | 4.55 | 4.55 | 4.55 | 4.55 | 4.55 | 4.55 | 4.55 | 4.55 | 4.55 | 4.55 | 4.55 | 4.55 | 4.55 | 4.55 | 4.55 | 4.55 | 4.55 | 4.55 | 4.55 | 4.55 | 0 | 0 | 0 | 0 | 0 | 0 | 0 | 0 | 0 | 0 | 0 | 0 | 0 | 0 | 0 | 0 | 0 | 0 | 0 | 0 | 0 | 0 | 0 | 0
[19 empty] | Fixed carbon costs | Input | £000s | 2.321 | 2.6525 | 3.3157 | 13.2627 | 11.6049 | 0 | 0 | 0 | 0 | 0 | 0 | 0 | 0 | 0 | 0 | 0 | 0 | 0 | 0 | 0 | 0.95457 | 1.0909 | 1.3637 | 5.4547 | 4.7728 | 0 | 0 | 0 | 0 | 0 | 0 | 0 | 0 | 0 | 0 | 0 | 0 | 0 | 0 | 0 | 0.95457 | 1.0909 | 1.3637 | 5.4547 | 4.7728 | 0 | 0 | 0 | 0 | 0 | 0 | 0 | 0 | 0 | 0 | 0 | 0 | 0 | 0 | 0 | 1.542 | 1.7623 | 2.2029 | 8.8114 | 7.71 | 0 | 0 | 0 | 0 | 0 | 0 | 0 | 0 | 0 | 0 | 0 | 0 | 0 | 0 | 0 | 0 | 0 | 0 | 0 | 0 | 0 | 0 | 0 | 0 | 0 | 0 | 0 | 0 | 0 | 0 | 0 | 0 | 0 | 0 | 0 | 0 | 0 | 0 | 0
[19 empty] | Variable carbon costs | Input | £000s | 0 | 0 | 0 | 0 | 0 | 13.6642 | 12.6581 | 12.031 | 11.8173 | 11.012 | 10.3952 | 9.7785 | 9.1617 | 8.545 | 7.9282 | 7.3115 | 6.6947 | 6.078 | 5.4612 | 4.8445 | 4.2277 | 3.611 | 2.9942 | 2.3775 | 1.7607 | 1.7607 | 1.7607 | 1.7607 | 1.7607 | 1.7607 | 1.7607 | 1.7607 | 1.7607 | 1.7607 | 1.7607 | 1.7607 | 1.7607 | 1.7607 | 1.7607 | 1.7607 | 1.7607 | 1.7607 | 1.7607 | 1.7607 | 1.7607 | 1.7607 | 1.7607 | 1.7607 | 1.7607 | 1.7607 | 1.7607 | 1.7607 | 1.7607 | 1.7607 | 1.7607 | 1.7607 | 1.7607 | 1.7607 | 1.7607 | 1.7607 | 1.7607 | 1.7607 | 1.7607 | 1.7607 | 1.7607 | 1.7607 | 1.7607 | 1.7607 | 1.7607 | 1.7607 | 1.7607 | 1.7607 | 1.7607 | 1.7607 | 1.7607 | 1.7607 | 1.7607 | 1.7607 | 1.7607 | 1.7607 | 0 | 0 | 0 | 0 | 0 | 0 | 0 | 0 | 0 | 0 | 0 | 0 | 0 | 0 | 0 | 0 | 0 | 0 | 0 | 0 | 0 | 0 | 0 | 0
[19 empty] | Customer willingness to pay | Input | £000s | 0 | 0 | 0 | 0 | 0 | 0 | 0 | 0 | 0 | 0 | 0 | 0 | 0 | 0 | 0 | 0 | 0 | 0 | 0 | 0 | 0 | 0 | 0 | 0 | 0 | 0 | 0 | 0 | 0 | 0 | 0 | 0 | 0 | 0 | 0 | 0 | 0 | 0 | 0 | 0 | 0 | 0 | 0 | 0 | 0 | 0 | 0 | 0 | 0 | 0 | 0 | 0 | 0 | 0 | 0 | 0 | 0 | 0 | 0 | 0 | 0 | 0 | 0 | 0 | 0 | 0 | 0 | 0 | 0 | 0 | 0 | 0 | 0 | 0 | 0 | 0 | 0 | 0 | 0 | 0 | 0 | 0 | 0 | 0 | 0 | 0 | 0 | 0 | 0 | 0 | 0 | 0 | 0 | 0 | 0 | 0 | 0 | 0 | 0 | 0 | 0 | 0 | 0 | 0
[19 empty] | Total | Sum of above (excl WAFU) | £000s | 1033.8585 | 1181.5525 | 1476.9407 | 5907.7627 | 5169.2924 | 175.2142 | 174.2081 | 173.581 | 173.3673 | 172.562 | 171.9452 | 171.3285 | 170.7117 | 170.095 | 169.4782 | 168.8615 | 168.2447 | 167.628 | 167.0112 | 166.3945 | 590.9822 | 651.109 | 771.9792 | 2593.6676 | 2289.3333 | 163.3107 | 163.3107 | 163.3107 | 163.3107 | 163.3107 | 163.3107 | 163.3107 | 163.3107 | 163.3107 | 163.3107 | 163.3107 | 163.3107 | 163.3107 | 163.3107 | 163.3107 | 588.5152 | 649.2587 | 770.7457 | 2593.0508 | 2289.3333 | 163.3107 | 163.3107 | 163.3107 | 163.3107 | 163.3107 | 163.3107 | 163.3107 | 163.3107 | 163.3107 | 163.3107 | 163.3107 | 163.3107 | 163.3107 | 163.3107 | 163.3107 | 850.1795 | 948.3037 | 1144.5519 | 4088.2755 | 3597.6549 | 163.3107 | 163.3107 | 163.3107 | 163.3107 | 163.3107 | 163.3107 | 163.3107 | 163.3107 | 163.3107 | 163.3107 | 163.3107 | 163.3107 | 163.3107 | 163.3107 | 163.3107 | 0 | 0 | 0 | 0 | 0 | 0 | 0 | 0 | 0 | 0 | 0 | 0 | 0 | 0 | 0 | 0 | 0 | 0 | 0 | 0 | 0 | 0 | 0 | 0
58.1x | Stanford Reservoir capacity increase (Size A) | DAM01 | Reservoir enlargement | Y | 2025-26 | Capacity | 2.5 | 21769.4563 | 552.2434 | 2719.691 | 0 | 87.2117 | 12.6133 | 3371.7594 | 15.0299 | 15.4885 | 3 | 3 | Gains in WAFU / Savings in demand | Input | Ml/d | 0 | 0 | 0 | 0 | 0 | 2.5 | 2.5 | 2.5 | 2.5 | 2.5 | 2.5 | 2.5 | 2.5 | 2.5 | 2.5 | 2.5 | 2.5 | 2.5 | 2.5 | 2.5 | 2.5 | 2.5 | 2.5 | 2.5 | 2.5 | 2.5 | 2.5 | 2.5 | 2.5 | 2.5 | 2.5 | 2.5 | 2.5 | 2.5 | 2.5 | 2.5 | 2.5 | 2.5 | 2.5 | 2.5 | 2.5 | 2.5 | 2.5 | 2.5 | 2.5 | 2.5 | 2.5 | 2.5 | 2.5 | 2.5 | 2.5 | 2.5 | 2.5 | 2.5 | 2.5 | 2.5 | 2.5 | 2.5 | 2.5 | 2.5 | 2.5 | 2.5 | 2.5 | 2.5 | 2.5 | 2.5 | 2.5 | 2.5 | 2.5 | 2.5 | 2.5 | 2.5 | 2.5 | 2.5 | 2.5 | 2.5 | 2.5 | 2.5 | 2.5 | 2.5 | 0 | 0 | 0 | 0 | 0 | 0 | 0 | 0 | 0 | 0 | 0 | 0 | 0 | 0 | 0 | 0 | 0 | 0 | 0 | 0 | 0 | 0 | 0 | 0
[19 empty] | Fixed capex | Input | £000s | 37.1 | 42.4 | 53 | 212 | 185.5 | 0 | 0 | 0 | 0 | 0 | 0 | 0 | 0 | 0 | 0 | 0 | 0 | 0 | 0 | 0 | 0 | 0 | 0 | 0 | 0 | 0 | 0 | 0 | 0 | 0 | 0 | 0 | 0 | 0 | 0 | 0 | 0 | 0 | 0 | 0 | 0 | 0 | 0 | 0 | 0 | 0 | 0 | 0 | 0 | 0 | 0 | 0 | 0 | 0 | 0 | 0 | 0 | 0 | 0 | 0 | 37.1 | 42.4 | 53 | 212 | 185.5 | 0 | 0 | 0 | 0 | 0 | 0 | 0 | 0 | 0 | 0 | 0 | 0 | 0 | 0 | 0 | 0 | 0 | 0 | 0 | 0 | 0 | 0 | 0 | 0 | 0 | 0 | 0 | 0 | 0 | 0 | 0 | 0 | 0 | 0 | 0 | 0 | 0 | 0 | 0
[19 empty] | Variable capex | Input | £000s | 0 | 0 | 0 | 0 | 0 | 0 | 0 | 0 | 0 | 0 | 0 | 0 | 0 | 0 | 0 | 0 | 0 | 0 | 0 | 0 | 0 | 0 | 0 | 0 | 0 | 0 | 0 | 0 | 0 | 0 | 0 | 0 | 0 | 0 | 0 | 0 | 0 | 0 | 0 | 0 | 0 | 0 | 0 | 0 | 0 | 0 | 0 | 0 | 0 | 0 | 0 | 0 | 0 | 0 | 0 | 0 | 0 | 0 | 0 | 0 | 0 | 0 | 0 | 0 | 0 | 0 | 0 | 0 | 0 | 0 | 0 | 0 | 0 | 0 | 0 | 0 | 0 | 0 | 0 | 0 | 0 | 0 | 0 | 0 | 0 | 0 | 0 | 0 | 0 | 0 | 0 | 0 | 0 | 0 | 0 | 0 | 0 | 0 | 0 | 0 | 0 | 0 | 0 | 0
[19 empty] | Financing costs | Input | £000s | 0 | 0 | 0 | 0 | 0 | 0 | 0 | 0 | 0 | 0 | 0 | 0 | 0 | 0 | 0 | 0 | 0 | 0 | 0 | 0 | 0 | 0 | 0 | 0 | 0 | 0 | 0 | 0 | 0 | 0 | 0 | 0 | 0 | 0 | 0 | 0 | 0 | 0 | 0 | 0 | 0 | 0 | 0 | 0 | 0 | 0 | 0 | 0 | 0 | 0 | 0 | 0 | 0 | 0 | 0 | 0 | 0 | 0 | 0 | 0 | 0 | 0 | 0 | 0 | 0 | 0 | 0 | 0 | 0 | 0 | 0 | 0 | 0 | 0 | 0 | 0 | 0 | 0 | 0 | 0
[19 empty] | Fixed opex | Input | £000s | 0 | 0 | 0 | 0 | 0 | 20 | 20 | 20 | 20 | 20 | 20 | 20 | 20 | 20 | 20 | 20 | 20 | 20 | 20 | 20 | 20 | 20 | 20 | 20 | 20 | 20 | 20 | 20 | 20 | 20 | 20 | 20 | 20 | 20 | 20 | 20 | 20 | 20 | 20 | 20 | 20 | 20 | 20 | 20 | 20 | 20 | 20 | 20 | 20 | 20 | 20 | 20 | 20 | 20 | 20 | 20 | 20 | 20 | 20 | 20 | 20 | 20 | 20 | 20 | 20 | 20 | 20 | 20 | 20 | 20 | 20 | 20 | 20 | 20 | 20 | 20 | 20 | 20 | 20 | 20 | 0 | 0 | 0 | 0 | 0 | 0 | 0 | 0 | 0 | 0 | 0 | 0 | 0 | 0 | 0 | 0 | 0 | 0 | 0 | 0 | 0 | 0 | 0 | 0
[19 empty] | Variable opex | Input | £000s | 0 | 0 | 0 | 0 | 0 | 94 | 94 | 94 | 94 | 94 | 94 | 94 | 94 | 94 | 94 | 94 | 94 | 94 | 94 | 94 | 94 | 94 | 94 | 94 | 94 | 94 | 94 | 94 | 94 | 94 | 94 | 94 | 94 | 94 | 94 | 94 | 94 | 94 | 94 | 94 | 94 | 94 | 94 | 94 | 94 | 94 | 94 | 94 | 94 | 94 | 94 | 94 | 94 | 94 | 94 | 94 | 94 | 94 | 94 | 94 | 94 | 94 | 94 | 94 | 94 | 94 | 94 | 94 | 94 | 94 | 94 | 94 | 94 | 94 | 94 | 94 | 94 | 94 | 94 | 94 | 0 | 0 | 0 | 0 | 0 | 0 | 0 | 0 | 0 | 0 | 0 | 0 | 0 | 0 | 0 | 0 | 0 | 0 | 0 | 0 | 0 | 0 | 0 | 0
[19 empty] | Opex savings | Input | £000s | 0 | 0 | 0 | 0 | 0 | 0 | 0 | 0 | 0 | 0 | 0 | 0 | 0 | 0 | 0 | 0 | 0 | 0 | 0 | 0 | 0 | 0 | 0 | 0 | 0 | 0 | 0 | 0 | 0 | 0 | 0 | 0 | 0 | 0 | 0 | 0 | 0 | 0 | 0 | 0 | 0 | 0 | 0 | 0 | 0 | 0 | 0 | 0 | 0 | 0 | 0 | 0 | 0 | 0 | 0 | 0 | 0 | 0 | 0 | 0 | 0 | 0 | 0 | 0 | 0 | 0 | 0 | 0 | 0 | 0 | 0 | 0 | 0 | 0 | 0 | 0 | 0 | 0 | 0 | 0 | 0 | 0 | 0 | 0 | 0 | 0 | 0 | 0 | 0 | 0 | 0 | 0 | 0 | 0 | 0 | 0 | 0 | 0 | 0 | 0 | 0 | 0 | 0 | 0
[19 empty] | Fixed env & social | Input | £000s | 0.1582 | 0.1808 | 0.226 | 0.904 | 0.791 | 0 | 0 | 0 | 0 | 0 | 0 | 0 | 0 | 0 | 0 | 0 | 0 | 0 | 0 | 0 | 0 | 0 | 0 | 0 | 0 | 0 | 0 | 0 | 0 | 0 | 0 | 0 | 0 | 0 | 0 | 0 | 0 | 0 | 0 | 0 | 0 | 0 | 0 | 0 | 0 | 0 | 0 | 0 | 0 | 0 | 0 | 0 | 0 | 0 | 0 | 0 | 0 | 0 | 0 | 0 | 0.1582 | 0.1808 | 0.226 | 0.904 | 0.791 | 0 | 0 | 0 | 0 | 0 | 0 | 0 | 0 | 0 | 0 | 0 | 0 | 0 | 0 | 0 | 0 | 0 | 0 | 0 | 0 | 0 | 0 | 0 | 0 | 0 | 0 | 0 | 0 | 0 | 0 | 0 | 0 | 0 | 0 | 0 | 0 | 0 | 0 | 0
[19 empty] | Variable env & social | Input | £000s | 0 | 0 | 0 | 0 | 0 | 0.43 | 0.43 | 0.43 | 0.43 | 0.43 | 0.43 | 0.43 | 0.43 | 0.43 | 0.43 | 0.43 | 0.43 | 0.43 | 0.43 | 0.43 | 0.43 | 0.43 | 0.43 | 0.43 | 0.43 | 0.43 | 0.43 | 0.43 | 0.43 | 0.43 | 0.43 | 0.43 | 0.43 | 0.43 | 0.43 | 0.43 | 0.43 | 0.43 | 0.43 | 0.43 | 0.43 | 0.43 | 0.43 | 0.43 | 0.43 | 0.43 | 0.43 | 0.43 | 0.43 | 0.43 | 0.43 | 0.43 | 0.43 | 0.43 | 0.43 | 0.43 | 0.43 | 0.43 | 0.43 | 0.43 | 0.43 | 0.43 | 0.43 | 0.43 | 0.43 | 0.43 | 0.43 | 0.43 | 0.43 | 0.43 | 0.43 | 0.43 | 0.43 | 0.43 | 0.43 | 0.43 | 0.43 | 0.43 | 0.43 | 0.43 | 0 | 0 | 0 | 0 | 0 | 0 | 0 | 0 | 0 | 0 | 0 | 0 | 0 | 0 | 0 | 0 | 0 | 0 | 0 | 0 | 0 | 0 | 0 | 0
[19 empty] | Fixed carbon costs | Input | £000s | 0.13653 | 0.15603 | 0.19504 | 0.78016 | 0.68264 | 0 | 0 | 0 | 0 | 0 | 0 | 0 | 0 | 0 | 0 | 0 | 0 | 0 | 0 | 0 | 0 | 0 | 0 | 0 | 0 | 0 | 0 | 0 | 0 | 0 | 0 | 0 | 0 | 0 | 0 | 0 | 0 | 0 | 0 | 0 | 0 | 0 | 0 | 0 | 0 | 0 | 0 | 0 | 0 | 0 | 0 | 0 | 0 | 0 | 0 | 0 | 0 | 0 | 0 | 0 | 0.13653 | 0.15603 | 0.19504 | 0.78016 | 0.68264 | 0 | 0 | 0 | 0 | 0 | 0 | 0 | 0 | 0 | 0 | 0 | 0 | 0 | 0 | 0 | 0 | 0 | 0 | 0 | 0 | 0 | 0 | 0 | 0 | 0 | 0 | 0 | 0 | 0 | 0 | 0 | 0 | 0 | 0 | 0 | 0 | 0 | 0 | 0
[19 empty] | Variable carbon costs | Input | £000s | 0 | 0 | 0 | 0 | 0 | 9.4469 | 8.7513 | 8.3177 | 8.17 | 7.6132 | 7.1868 | 6.7604 | 6.334 | 5.9076 | 5.4812 | 5.0548 | 4.6285 | 4.2021 | 3.7757 | 3.3493 | 2.9229 | 2.4965 | 2.0701 | 1.6437 | 1.2173 | 1.2173 | 1.2173 | 1.2173 | 1.2173 | 1.2173 | 1.2173 | 1.2173 | 1.2173 | 1.2173 | 1.2173 | 1.2173 | 1.2173 | 1.2173 | 1.2173 | 1.2173 | 1.2173 | 1.2173 | 1.2173 | 1.2173 | 1.2173 | 1.2173 | 1.2173 | 1.2173 | 1.2173 | 1.2173 | 1.2173 | 1.2173 | 1.2173 | 1.2173 | 1.2173 | 1.2173 | 1.2173 | 1.2173 | 1.2173 | 1.2173 | 1.2173 | 1.2173 | 1.2173 | 1.2173 | 1.2173 | 1.2173 | 1.2173 | 1.2173 | 1.2173 | 1.2173 | 1.2173 | 1.2173 | 1.2173 | 1.2173 | 1.2173 | 1.2173 | 1.2173 | 1.2173 | 1.2173 | 1.2173 | 0 | 0 | 0 | 0 | 0 | 0 | 0 | 0 | 0 | 0 | 0 | 0 | 0 | 0 | 0 | 0 | 0 | 0 | 0 | 0 | 0 | 0 | 0 | 0
[19 empty] | Customer willingness to pay | Input | £000s | 0 | 0 | 0 | 0 | 0 | 0 | 0 | 0 | 0 | 0 | 0 | 0 | 0 | 0 | 0 | 0 | 0 | 0 | 0 | 0 | 0 | 0 | 0 | 0 | 0 | 0 | 0 | 0 | 0 | 0 | 0 | 0 | 0 | 0 | 0 | 0 | 0 | 0 | 0 | 0 | 0 | 0 | 0 | 0 | 0 | 0 | 0 | 0 | 0 | 0 | 0 | 0 | 0 | 0 | 0 | 0 | 0 | 0 | 0 | 0 | 0 | 0 | 0 | 0 | 0 | 0 | 0 | 0 | 0 | 0 | 0 | 0 | 0 | 0 | 0 | 0 | 0 | 0 | 0 | 0 | 0 | 0 | 0 | 0 | 0 | 0 | 0 | 0 | 0 | 0 | 0 | 0 | 0 | 0 | 0 | 0 | 0 | 0 | 0 | 0 | 0 | 0 | 0 | 0
[19 empty] | Total | Sum of above (excl WAFU) | £000s | 37.3947 | 42.7368 | 53.421 | 213.6842 | 186.9736 | 123.8769 | 123.1813 | 122.7477 | 122.6 | 122.0432 | 121.6168 | 121.1904 | 120.764 | 120.3376 | 119.9112 | 119.4848 | 119.0585 | 118.6321 | 118.2057 | 117.7793 | 117.3529 | 116.9265 | 116.5001 | 116.0737 | 115.6473 | 115.6473 | 115.6473 | 115.6473 | 115.6473 | 115.6473 | 115.6473 | 115.6473 | 115.6473 | 115.6473 | 115.6473 | 115.6473 | 115.6473 | 115.6473 | 115.6473 | 115.6473 | 115.6473 | 115.6473 | 115.6473 | 115.6473 | 115.6473 | 115.6473 | 115.6473 | 115.6473 | 115.6473 | 115.6473 | 115.6473 | 115.6473 | 115.6473 | 115.6473 | 115.6473 | 115.6473 | 115.6473 | 115.6473 | 115.6473 | 115.6473 | 153.042 | 158.3841 | 169.0683 | 329.3314 | 302.6209 | 115.6473 | 115.6473 | 115.6473 | 115.6473 | 115.6473 | 115.6473 | 115.6473 | 115.6473 | 115.6473 | 115.6473 | 115.6473 | 115.6473 | 115.6473 | 115.6473 | 115.6473 | 0 | 0 | 0 | 0 | 0 | 0 | 0 | 0 | 0 | 0 | 0 | 0 | 0 | 0 | 0 | 0 | 0 | 0 | 0 | 0 | 0 | 0 | 0 | 0
58.1x | Lower Shustoke capacity increase (Size A) | DAM02 | Reservoir enlargement | Y | 2025-26 | Capacity | 2.5 | 21769.4563 | 1010.7096 | 2648.1202 | 0 | 96.868 | 23.033 | 3778.7308 | 16.8072 | 17.3579 | 3 | 3 | Gains in WAFU / Savings in demand | Input | Ml/d | 0 | 0 | 0 | 0 | 0 | 2.5 | 2.5 | 2.5 | 2.5 | 2.5 | 2.5 | 2.5 | 2.5 | 2.5 | 2.5 | 2.5 | 2.5 | 2.5 | 2.5 | 2.5 | 2.5 | 2.5 | 2.5 | 2.5 | 2.5 | 2.5 | 2.5 | 2.5 | 2.5 | 2.5 | 2.5 | 2.5 | 2.5 | 2.5 | 2.5 | 2.5 | 2.5 | 2.5 | 2.5 | 2.5 | 2.5 | 2.5 | 2.5 | 2.5 | 2.5 | 2.5 | 2.5 | 2.5 | 2.5 | 2.5 | 2.5 | 2.5 | 2.5 | 2.5 | 2.5 | 2.5 | 2.5 | 2.5 | 2.5 | 2.5 | 2.5 | 2.5 | 2.5 | 2.5 | 2.5 | 2.5 | 2.5 | 2.5 | 2.5 | 2.5 | 2.5 | 2.5 | 2.5 | 2.5 | 2.5 | 2.5 | 2.5 | 2.5 | 2.5 | 2.5 | 0 | 0 | 0 | 0 | 0 | 0 | 0 | 0 | 0 | 0 | 0 | 0 | 0 | 0 | 0 | 0 | 0 | 0 | 0 | 0 | 0 | 0 | 0 | 0
[19 empty] | Fixed capex | Input | £000s | 67.9 | 77.6 | 97 | 388 | 339.5 | 0 | 0 | 0 | 0 | 0 | 0 | 0 | 0 | 0 | 0 | 0 | 0 | 0 | 0 | 0 | 0 | 0 | 0 | 0 | 0 | 0 | 0 | 0 | 0 | 0 | 0 | 0 | 0 | 0 | 0 | 0 | 0 | 0 | 0 | 0 | 0 | 0 | 0 | 0 | 0 | 0 | 0 | 0 | 0 | 0 | 0 | 0 | 0 | 0 | 0 | 0 | 0 | 0 | 0 | 0 | 67.9 | 77.6 | 97 | 388 | 339.5 | 0 | 0 | 0 | 0 | 0 | 0 | 0 | 0 | 0 | 0 | 0 | 0 | 0 | 0 | 0 | 0 | 0 | 0 | 0 | 0 | 0 | 0 | 0 | 0 | 0 | 0 | 0 | 0 | 0 | 0 | 0 | 0 | 0 | 0 | 0 | 0 | 0 | 0 | 0
[19 empty] | Variable capex | Input | £000s | 0 | 0 | 0 | 0 | 0 | 0 | 0 | 0 | 0 | 0 | 0 | 0 | 0 | 0 | 0 | 0 | 0 | 0 | 0 | 0 | 0 | 0 | 0 | 0 | 0 | 0 | 0 | 0 | 0 | 0 | 0 | 0 | 0 | 0 | 0 | 0 | 0 | 0 | 0 | 0 | 0 | 0 | 0 | 0 | 0 | 0 | 0 | 0 | 0 | 0 | 0 | 0 | 0 | 0 | 0 | 0 | 0 | 0 | 0 | 0 | 0 | 0 | 0 | 0 | 0 | 0 | 0 | 0 | 0 | 0 | 0 | 0 | 0 | 0 | 0 | 0 | 0 | 0 | 0 | 0 | 0 | 0 | 0 | 0 | 0 | 0 | 0 | 0 | 0 | 0 | 0 | 0 | 0 | 0 | 0 | 0 | 0 | 0 | 0 | 0 | 0 | 0 | 0 | 0
[19 empty] | Financing costs | Input | £000s | 0 | 0 | 0 | 0 | 0 | 0 | 0 | 0 | 0 | 0 | 0 | 0 | 0 | 0 | 0 | 0 | 0 | 0 | 0 | 0 | 0 | 0 | 0 | 0 | 0 | 0 | 0 | 0 | 0 | 0 | 0 | 0 | 0 | 0 | 0 | 0 | 0 | 0 | 0 | 0 | 0 | 0 | 0 | 0 | 0 | 0 | 0 | 0 | 0 | 0 | 0 | 0 | 0 | 0 | 0 | 0 | 0 | 0 | 0 | 0 | 0 | 0 | 0 | 0 | 0 | 0 | 0 | 0 | 0 | 0 | 0 | 0 | 0 | 0 | 0 | 0 | 0 | 0 | 0 | 0
[19 empty] | Fixed opex | Input | £000s | 0 | 0 | 0 | 0 | 0 | 15 | 15 | 15 | 15 | 15 | 15 | 15 | 15 | 15 | 15 | 15 | 15 | 15 | 15 | 15 | 15 | 15 | 15 | 15 | 15 | 15 | 15 | 15 | 15 | 15 | 15 | 15 | 15 | 15 | 15 | 15 | 15 | 15 | 15 | 15 | 15 | 15 | 15 | 15 | 15 | 15 | 15 | 15 | 15 | 15 | 15 | 15 | 15 | 15 | 15 | 15 | 15 | 15 | 15 | 15 | 15 | 15 | 15 | 15 | 15 | 15 | 15 | 15 | 15 | 15 | 15 | 15 | 15 | 15 | 15 | 15 | 15 | 15 | 15 | 15 | 0 | 0 | 0 | 0 | 0 | 0 | 0 | 0 | 0 | 0 | 0 | 0 | 0 | 0 | 0 | 0 | 0 | 0 | 0 | 0 | 0 | 0 | 0 | 0
[19 empty] | Variable opex | Input | £000s | 0 | 0 | 0 | 0 | 0 | 96 | 96 | 96 | 96 | 96 | 96 | 96 | 96 | 96 | 96 | 96 | 96 | 96 | 96 | 96 | 96 | 96 | 96 | 96 | 96 | 96 | 96 | 96 | 96 | 96 | 96 | 96 | 96 | 96 | 96 | 96 | 96 | 96 | 96 | 96 | 96 | 96 | 96 | 96 | 96 | 96 | 96 | 96 | 96 | 96 | 96 | 96 | 96 | 96 | 96 | 96 | 96 | 96 | 96 | 96 | 96 | 96 | 96 | 96 | 96 | 96 | 96 | 96 | 96 | 96 | 96 | 96 | 96 | 96 | 96 | 96 | 96 | 96 | 96 | 96 | 0 | 0 | 0 | 0 | 0 | 0 | 0 | 0 | 0 | 0 | 0 | 0 | 0 | 0 | 0 | 0 | 0 | 0 | 0 | 0 | 0 | 0 | 0 | 0
[19 empty] | Opex savings | Input | £000s | 0 | 0 | 0 | 0 | 0 | 0 | 0 | 0 | 0 | 0 | 0 | 0 | 0 | 0 | 0 | 0 | 0 | 0 | 0 | 0 | 0 | 0 | 0 | 0 | 0 | 0 | 0 | 0 | 0 | 0 | 0 | 0 | 0 | 0 | 0 | 0 | 0 | 0 | 0 | 0 | 0 | 0 | 0 | 0 | 0 | 0 | 0 | 0 | 0 | 0 | 0 | 0 | 0 | 0 | 0 | 0 | 0 | 0 | 0 | 0 | 0 | 0 | 0 | 0 | 0 | 0 | 0 | 0 | 0 | 0 | 0 | 0 | 0 | 0 | 0 | 0 | 0 | 0 | 0 | 0 | 0 | 0 | 0 | 0 | 0 | 0 | 0 | 0 | 0 | 0 | 0 | 0 | 0 | 0 | 0 | 0 | 0 | 0 | 0 | 0 | 0 | 0 | 0 | 0
[19 empty] | Fixed env & social | Input | £000s | 0.8582 | 0.9808 | 1.226 | 4.904 | 4.291 | 0 | 0 | 0 | 0 | 0 | 0 | 0 | 0 | 0 | 0 | 0 | 0 | 0 | 0 | 0 | 0 | 0 | 0 | 0 | 0 | 0 | 0 | 0 | 0 | 0 | 0 | 0 | 0 | 0 | 0 | 0 | 0 | 0 | 0 | 0 | 0 | 0 | 0 | 0 | 0 | 0 | 0 | 0 | 0 | 0 | 0 | 0 | 0 | 0 | 0 | 0 | 0 | 0 | 0 | 0 | 0.8582 | 0.9808 | 1.226 | 4.904 | 4.291 | 0 | 0 | 0 | 0 | 0 | 0 | 0 | 0 | 0 | 0 | 0 | 0 | 0 | 0 | 0 | 0 | 0 | 0 | 0 | 0 | 0 | 0 | 0 | 0 | 0 | 0 | 0 | 0 | 0 | 0 | 0 | 0 | 0 | 0 | 0 | 0 | 0 | 0 | 0
[19 empty] | Variable env & social | Input | £000s | 0 | 0 | 0 | 0 | 0 | 0.43 | 0.43 | 0.43 | 0.43 | 0.43 | 0.43 | 0.43 | 0.43 | 0.43 | 0.43 | 0.43 | 0.43 | 0.43 | 0.43 | 0.43 | 0.43 | 0.43 | 0.43 | 0.43 | 0.43 | 0.43 | 0.43 | 0.43 | 0.43 | 0.43 | 0.43 | 0.43 | 0.43 | 0.43 | 0.43 | 0.43 | 0.43 | 0.43 | 0.43 | 0.43 | 0.43 | 0.43 | 0.43 | 0.43 | 0.43 | 0.43 | 0.43 | 0.43 | 0.43 | 0.43 | 0.43 | 0.43 | 0.43 | 0.43 | 0.43 | 0.43 | 0.43 | 0.43 | 0.43 | 0.43 | 0.43 | 0.43 | 0.43 | 0.43 | 0.43 | 0.43 | 0.43 | 0.43 | 0.43 | 0.43 | 0.43 | 0.43 | 0.43 | 0.43 | 0.43 | 0.43 | 0.43 | 0.43 | 0.43 | 0.43 | 0 | 0 | 0 | 0 | 0 | 0 | 0 | 0 | 0 | 0 | 0 | 0 | 0 | 0 | 0 | 0 | 0 | 0 | 0 | 0 | 0 | 0 | 0 | 0
[19 empty] | Fixed carbon costs | Input | £000s | 0.88743 | 1.0142 | 1.2678 | 5.071 | 4.4372 | 0 | 0 | 0 | 0 | 0 | 0 | 0 | 0 | 0 | 0 | 0 | 0 | 0 | 0 | 0 | 0 | 0 | 0 | 0 | 0 | 0 | 0 | 0 | 0 | 0 | 0 | 0 | 0 | 0 | 0 | 0 | 0 | 0 | 0 | 0 | 0 | 0 | 0 | 0 | 0 | 0 | 0 | 0 | 0 | 0 | 0 | 0 | 0 | 0 | 0 | 0 | 0 | 0 | 0 | 0 | 0.88743 | 1.0142 | 1.2678 | 5.071 | 4.4372 | 0 | 0 | 0 | 0 | 0 | 0 | 0 | 0 | 0 | 0 | 0 | 0 | 0 | 0 | 0 | 0 | 0 | 0 | 0 | 0 | 0 | 0 | 0 | 0 | 0 | 0 | 0 | 0 | 0 | 0 | 0 | 0 | 0 | 0 | 0 | 0 | 0 | 0 | 0
[19 empty] | Variable carbon costs | Input | £000s | 0 | 0 | 0 | 0 | 0 | 9.2782 | 8.595 | 8.1692 | 8.0241 | 7.4773 | 7.0585 | 6.6397 | 6.2209 | 5.8021 | 5.3834 | 4.9646 | 4.5458 | 4.127 | 3.7082 | 3.2895 | 2.8707 | 2.4519 | 2.0331 | 1.6143 | 1.1955 | 1.1955 | 1.1955 | 1.1955 | 1.1955 | 1.1955 | 1.1955 | 1.1955 | 1.1955 | 1.1955 | 1.1955 | 1.1955 | 1.1955 | 1.1955 | 1.1955 | 1.1955 | 1.1955 | 1.1955 | 1.1955 | 1.1955 | 1.1955 | 1.1955 | 1.1955 | 1.1955 | 1.1955 | 1.1955 | 1.1955 | 1.1955 | 1.1955 | 1.1955 | 1.1955 | 1.1955 | 1.1955 | 1.1955 | 1.1955 | 1.1955 | 1.1955 | 1.1955 | 1.1955 | 1.1955 | 1.1955 | 1.1955 | 1.1955 | 1.1955 | 1.1955 | 1.1955 | 1.1955 | 1.1955 | 1.1955 | 1.1955 | 1.1955 | 1.1955 | 1.1955 | 1.1955 | 1.1955 | 1.1955 | 0 | 0 | 0 | 0 | 0 | 0 | 0 | 0 | 0 | 0 | 0 | 0 | 0 | 0 | 0 | 0 | 0 | 0 | 0 | 0 | 0 | 0 | 0 | 0
[19 empty] | Customer willingness to pay | Input | £000s | 0 | 0 | 0 | 0 | 0 | 0 | 0 | 0 | 0 | 0 | 0 | 0 | 0 | 0 | 0 | 0 | 0 | 0 | 0 | 0 | 0 | 0 | 0 | 0 | 0 | 0 | 0 | 0 | 0 | 0 | 0 | 0 | 0 | 0 | 0 | 0 | 0 | 0 | 0 | 0 | 0 | 0 | 0 | 0 | 0 | 0 | 0 | 0 | 0 | 0 | 0 | 0 | 0 | 0 | 0 | 0 | 0 | 0 | 0 | 0 | 0 | 0 | 0 | 0 | 0 | 0 | 0 | 0 | 0 | 0 | 0 | 0 | 0 | 0 | 0 | 0 | 0 | 0 | 0 | 0 | 0 | 0 | 0 | 0 | 0 | 0 | 0 | 0 | 0 | 0 | 0 | 0 | 0 | 0 | 0 | 0 | 0 | 0 | 0 | 0 | 0 | 0 | 0 | 0
[19 empty] | Total | Sum of above (excl WAFU) | £000s | 69.6456 | 79.595 | 99.4938 | 397.975 | 348.2282 | 120.7082 | 120.025 | 119.5992 | 119.4541 | 118.9073 | 118.4885 | 118.0697 | 117.6509 | 117.2321 | 116.8134 | 116.3946 | 115.9758 | 115.557 | 115.1382 | 114.7195 | 114.3007 | 113.8819 | 113.4631 | 113.0443 | 112.6255 | 112.6255 | 112.6255 | 112.6255 | 112.6255 | 112.6255 | 112.6255 | 112.6255 | 112.6255 | 112.6255 | 112.6255 | 112.6255 | 112.6255 | 112.6255 | 112.6255 | 112.6255 | 112.6255 | 112.6255 | 112.6255 | 112.6255 | 112.6255 | 112.6255 | 112.6255 | 112.6255 | 112.6255 | 112.6255 | 112.6255 | 112.6255 | 112.6255 | 112.6255 | 112.6255 | 112.6255 | 112.6255 | 112.6255 | 112.6255 | 112.6255 | 182.2712 | 192.2206 | 212.1193 | 510.6006 | 460.8537 | 112.6255 | 112.6255 | 112.6255 | 112.6255 | 112.6255 | 112.6255 | 112.6255 | 112.6255 | 112.6255 | 112.6255 | 112.6255 | 112.6255 | 112.6255 | 112.6255 | 112.6255 | 0 | 0 | 0 | 0 | 0 | 0 | 0 | 0 | 0 | 0 | 0 | 0 | 0 | 0 | 0 | 0 | 0 | 0 | 0 | 0 | 0 | 0 | 0 | 0
58.1x | Whitacre Reservoir capacity increase (Size A) | DAM03 | Reservoir enlargement | Y | 2025-26 | Capacity | 2.5 | 21769.4563 | 333.43 | 2003.9828 | 0 | 85.6906 | 22.3141 | 2445.4175 | 10.7371 | 11.2333 | 3 | 3 | Gains in WAFU / Savings in demand | Input | Ml/d | 0 | 0 | 0 | 0 | 0 | 2.5 | 2.5 | 2.5 | 2.5 | 2.5 | 2.5 | 2.5 | 2.5 | 2.5 | 2.5 | 2.5 | 2.5 | 2.5 | 2.5 | 2.5 | 2.5 | 2.5 | 2.5 | 2.5 | 2.5 | 2.5 | 2.5 | 2.5 | 2.5 | 2.5 | 2.5 | 2.5 | 2.5 | 2.5 | 2.5 | 2.5 | 2.5 | 2.5 | 2.5 | 2.5 | 2.5 | 2.5 | 2.5 | 2.5 | 2.5 | 2.5 | 2.5 | 2.5 | 2.5 | 2.5 | 2.5 | 2.5 | 2.5 | 2.5 | 2.5 | 2.5 | 2.5 | 2.5 | 2.5 | 2.5 | 2.5 | 2.5 | 2.5 | 2.5 | 2.5 | 2.5 | 2.5 | 2.5 | 2.5 | 2.5 | 2.5 | 2.5 | 2.5 | 2.5 | 2.5 | 2.5 | 2.5 | 2.5 | 2.5 | 2.5 | 0 | 0 | 0 | 0 | 0 | 0 | 0 | 0 | 0 | 0 | 0 | 0 | 0 | 0 | 0 | 0 | 0 | 0 | 0 | 0 | 0 | 0 | 0 | 0
[19 empty] | Fixed capex | Input | £000s | 22.4 | 25.6 | 32 | 128 | 112 | 0 | 0 | 0 | 0 | 0 | 0 | 0 | 0 | 0 | 0 | 0 | 0 | 0 | 0 | 0 | 0 | 0 | 0 | 0 | 0 | 0 | 0 | 0 | 0 | 0 | 0 | 0 | 0 | 0 | 0 | 0 | 0 | 0 | 0 | 0 | 0 | 0 | 0 | 0 | 0 | 0 | 0 | 0 | 0 | 0 | 0 | 0 | 0 | 0 | 0 | 0 | 0 | 0 | 0 | 0 | 22.4 | 25.6 | 32 | 128 | 112 | 0 | 0 | 0 | 0 | 0 | 0 | 0 | 0 | 0 | 0 | 0 | 0 | 0 | 0 | 0 | 0 | 0 | 0 | 0 | 0 | 0 | 0 | 0 | 0 | 0 | 0 | 0 | 0 | 0 | 0 | 0 | 0 | 0 | 0 | 0 | 0 | 0 | 0 | 0
[19 empty] | Variable capex | Input | £000s | 0 | 0 | 0 | 0 | 0 | 0 | 0 | 0 | 0 | 0 | 0 | 0 | 0 | 0 | 0 | 0 | 0 | 0 | 0 | 0 | 0 | 0 | 0 | 0 | 0 | 0 | 0 | 0 | 0 | 0 | 0 | 0 | 0 | 0 | 0 | 0 | 0 | 0 | 0 | 0 | 0 | 0 | 0 | 0 | 0 | 0 | 0 | 0 | 0 | 0 | 0 | 0 | 0 | 0 | 0 | 0 | 0 | 0 | 0 | 0 | 0 | 0 | 0 | 0 | 0 | 0 | 0 | 0 | 0 | 0 | 0 | 0 | 0 | 0 | 0 | 0 | 0 | 0 | 0 | 0 | 0 | 0 | 0 | 0 | 0 | 0 | 0 | 0 | 0 | 0 | 0 | 0 | 0 | 0 | 0 | 0 | 0 | 0 | 0 | 0 | 0 | 0 | 0 | 0
[19 empty] | Financing costs | Input | £000s | 0 | 0 | 0 | 0 | 0 | 0 | 0 | 0 | 0 | 0 | 0 | 0 | 0 | 0 | 0 | 0 | 0 | 0 | 0 | 0 | 0 | 0 | 0 | 0 | 0 | 0 | 0 | 0 | 0 | 0 | 0 | 0 | 0 | 0 | 0 | 0 | 0 | 0 | 0 | 0 | 0 | 0 | 0 | 0 | 0 | 0 | 0 | 0 | 0 | 0 | 0 | 0 | 0 | 0 | 0 | 0 | 0 | 0 | 0 | 0 | 0 | 0 | 0 | 0 | 0 | 0 | 0 | 0 | 0 | 0 | 0 | 0 | 0 | 0 | 0 | 0 | 0 | 0 | 0 | 0
[19 empty] | Fixed opex | Input | £000s | 0 | 0 | 0 | 0 | 0 | 15 | 15 | 15 | 15 | 15 | 15 | 15 | 15 | 15 | 15 | 15 | 15 | 15 | 15 | 15 | 15 | 15 | 15 | 15 | 15 | 15 | 15 | 15 | 15 | 15 | 15 | 15 | 15 | 15 | 15 | 15 | 15 | 15 | 15 | 15 | 15 | 15 | 15 | 15 | 15 | 15 | 15 | 15 | 15 | 15 | 15 | 15 | 15 | 15 | 15 | 15 | 15 | 15 | 15 | 15 | 15 | 15 | 15 | 15 | 15 | 15 | 15 | 15 | 15 | 15 | 15 | 15 | 15 | 15 | 15 | 15 | 15 | 15 | 15 | 15 | 0 | 0 | 0 | 0 | 0 | 0 | 0 | 0 | 0 | 0 | 0 | 0 | 0 | 0 | 0 | 0 | 0 | 0 | 0 | 0 | 0 | 0 | 0 | 0
[19 empty] | Variable opex | Input | £000s | 0 | 0 | 0 | 0 | 0 | 69 | 69 | 69 | 69 | 69 | 69 | 69 | 69 | 69 | 69 | 69 | 69 | 69 | 69 | 69 | 69 | 69 | 69 | 69 | 69 | 69 | 69 | 69 | 69 | 69 | 69 | 69 | 69 | 69 | 69 | 69 | 69 | 69 | 69 | 69 | 69 | 69 | 69 | 69 | 69 | 69 | 69 | 69 | 69 | 69 | 69 | 69 | 69 | 69 | 69 | 69 | 69 | 69 | 69 | 69 | 69 | 69 | 69 | 69 | 69 | 69 | 69 | 69 | 69 | 69 | 69 | 69 | 69 | 69 | 69 | 69 | 69 | 69 | 69 | 69 | 0 | 0 | 0 | 0 | 0 | 0 | 0 | 0 | 0 | 0 | 0 | 0 | 0 | 0 | 0 | 0 | 0 | 0 | 0 | 0 | 0 | 0 | 0 | 0
[19 empty] | Opex savings | Input | £000s | 0 | 0 | 0 | 0 | 0 | 0 | 0 | 0 | 0 | 0 | 0 | 0 | 0 | 0 | 0 | 0 | 0 | 0 | 0 | 0 | 0 | 0 | 0 | 0 | 0 | 0 | 0 | 0 | 0 | 0 | 0 | 0 | 0 | 0 | 0 | 0 | 0 | 0 | 0 | 0 | 0 | 0 | 0 | 0 | 0 | 0 | 0 | 0 | 0 | 0 | 0 | 0 | 0 | 0 | 0 | 0 | 0 | 0 | 0 | 0 | 0 | 0 | 0 | 0 | 0 | 0 | 0 | 0 | 0 | 0 | 0 | 0 | 0 | 0 | 0 | 0 | 0 | 0 | 0 | 0 | 0 | 0 | 0 | 0 | 0 | 0 | 0 | 0 | 0 | 0 | 0 | 0 | 0 | 0 | 0 | 0 | 0 | 0 | 0 | 0 | 0 | 0 | 0 | 0
[19 empty] | Fixed env & social | Input | £000s | 0.8099 | 0.9256 | 1.157 | 4.628 | 4.0495 | 0 | 0 | 0 | 0 | 0 | 0 | 0 | 0 | 0 | 0 | 0 | 0 | 0 | 0 | 0 | 0 | 0 | 0 | 0 | 0 | 0 | 0 | 0 | 0 | 0 | 0 | 0 | 0 | 0 | 0 | 0 | 0 | 0 | 0 | 0 | 0 | 0 | 0 | 0 | 0 | 0 | 0 | 0 | 0 | 0 | 0 | 0 | 0 | 0 | 0 | 0 | 0 | 0 | 0 | 0 | 0.8099 | 0.9256 | 1.157 | 4.628 | 4.0495 | 0 | 0 | 0 | 0 | 0 | 0 | 0 | 0 | 0 | 0 | 0 | 0 | 0 | 0 | 0 | 0 | 0 | 0 | 0 | 0 | 0 | 0 | 0 | 0 | 0 | 0 | 0 | 0 | 0 | 0 | 0 | 0 | 0 | 0 | 0 | 0 | 0 | 0 | 0
[19 empty] | Variable env & social | Input | £000s | 0 | 0 | 0 | 0 | 0 | 0.43 | 0.43 | 0.43 | 0.43 | 0.43 | 0.43 | 0.43 | 0.43 | 0.43 | 0.43 | 0.43 | 0.43 | 0.43 | 0.43 | 0.43 | 0.43 | 0.43 | 0.43 | 0.43 | 0.43 | 0.43 | 0.43 | 0.43 | 0.43 | 0.43 | 0.43 | 0.43 | 0.43 | 0.43 | 0.43 | 0.43 | 0.43 | 0.43 | 0.43 | 0.43 | 0.43 | 0.43 | 0.43 | 0.43 | 0.43 | 0.43 | 0.43 | 0.43 | 0.43 | 0.43 | 0.43 | 0.43 | 0.43 | 0.43 | 0.43 | 0.43 | 0.43 | 0.43 | 0.43 | 0.43 | 0.43 | 0.43 | 0.43 | 0.43 | 0.43 | 0.43 | 0.43 | 0.43 | 0.43 | 0.43 | 0.43 | 0.43 | 0.43 | 0.43 | 0.43 | 0.43 | 0.43 | 0.43 | 0.43 | 0.43 | 0 | 0 | 0 | 0 | 0 | 0 | 0 | 0 | 0 | 0 | 0 | 0 | 0 | 0 | 0 | 0 | 0 | 0 | 0 | 0 | 0 | 0 | 0 | 0
[19 empty] | Fixed carbon costs | Input | £000s | 0.13653 | 0.15603 | 0.19504 | 0.78016 | 0.68264 | 0 | 0 | 0 | 0 | 0 | 0 | 0 | 0 | 0 | 0 | 0 | 0 | 0 | 0 | 0 | 0 | 0 | 0 | 0 | 0 | 0 | 0 | 0 | 0 | 0 | 0 | 0 | 0 | 0 | 0 | 0 | 0 | 0 | 0 | 0 | 0 | 0 | 0 | 0 | 0 | 0 | 0 | 0 | 0 | 0 | 0 | 0 | 0 | 0 | 0 | 0 | 0 | 0 | 0 | 0 | 0.13653 | 0.15603 | 0.19504 | 0.78016 | 0.68264 | 0 | 0 | 0 | 0 | 0 | 0 | 0 | 0 | 0 | 0 | 0 | 0 | 0 | 0 | 0 | 0 | 0 | 0 | 0 | 0 | 0 | 0 | 0 | 0 | 0 | 0 | 0 | 0 | 0 | 0 | 0 | 0 | 0 | 0 | 0 | 0 | 0 | 0 | 0
[19 empty] | Variable carbon costs | Input | £000s | 0 | 0 | 0 | 0 | 0 | 9.2782 | 8.595 | 8.1692 | 8.0241 | 7.4773 | 7.0585 | 6.6397 | 6.2209 | 5.8021 | 5.3834 | 4.9646 | 4.5458 | 4.127 | 3.7082 | 3.2895 | 2.8707 | 2.4519 | 2.0331 | 1.6143 | 1.1955 | 1.1955 | 1.1955 | 1.1955 | 1.1955 | 1.1955 | 1.1955 | 1.1955 | 1.1955 | 1.1955 | 1.1955 | 1.1955 | 1.1955 | 1.1955 | 1.1955 | 1.1955 | 1.1955 | 1.1955 | 1.1955 | 1.1955 | 1.1955 | 1.1955 | 1.1955 | 1.1955 | 1.1955 | 1.1955 | 1.1955 | 1.1955 | 1.1955 | 1.1955 | 1.1955 | 1.1955 | 1.1955 | 1.1955 | 1.1955 | 1.1955 | 1.1955 | 1.1955 | 1.1955 | 1.1955 | 1.1955 | 1.1955 | 1.1955 | 1.1955 | 1.1955 | 1.1955 | 1.1955 | 1.1955 | 1.1955 | 1.1955 | 1.1955 | 1.1955 | 1.1955 | 1.1955 | 1.1955 | 1.1955 | 0 | 0 | 0 | 0 | 0 | 0 | 0 | 0 | 0 | 0 | 0 | 0 | 0 | 0 | 0 | 0 | 0 | 0 | 0 | 0 | 0 | 0 | 0 | 0
[19 empty] | Customer willingness to pay | Input | £000s | 0 | 0 | 0 | 0 | 0 | 0 | 0 | 0 | 0 | 0 | 0 | 0 | 0 | 0 | 0 | 0 | 0 | 0 | 0 | 0 | 0 | 0 | 0 | 0 | 0 | 0 | 0 | 0 | 0 | 0 | 0 | 0 | 0 | 0 | 0 | 0 | 0 | 0 | 0 | 0 | 0 | 0 | 0 | 0 | 0 | 0 | 0 | 0 | 0 | 0 | 0 | 0 | 0 | 0 | 0 | 0 | 0 | 0 | 0 | 0 | 0 | 0 | 0 | 0 | 0 | 0 | 0 | 0 | 0 | 0 | 0 | 0 | 0 | 0 | 0 | 0 | 0 | 0 | 0 | 0 | 0 | 0 | 0 | 0 | 0 | 0 | 0 | 0 | 0 | 0 | 0 | 0 | 0 | 0 | 0 | 0 | 0 | 0 | 0 | 0 | 0 | 0 | 0 | 0
[19 empty] | Total | Sum of above (excl WAFU) | £000s | 23.3464 | 26.6816 | 33.352 | 133.4082 | 116.7321 | 93.7082 | 93.025 | 92.5992 | 92.4541 | 91.9073 | 91.4885 | 91.0697 | 90.6509 | 90.2321 | 89.8134 | 89.3946 | 88.9758 | 88.557 | 88.1382 | 87.7195 | 87.3007 | 86.8819 | 86.4631 | 86.0443 | 85.6255 | 85.6255 | 85.6255 | 85.6255 | 85.6255 | 85.6255 | 85.6255 | 85.6255 | 85.6255 | 85.6255 | 85.6255 | 85.6255 | 85.6255 | 85.6255 | 85.6255 | 85.6255 | 85.6255 | 85.6255 | 85.6255 | 85.6255 | 85.6255 | 85.6255 | 85.6255 | 85.6255 | 85.6255 | 85.6255 | 85.6255 | 85.6255 | 85.6255 | 85.6255 | 85.6255 | 85.6255 | 85.6255 | 85.6255 | 85.6255 | 85.6255 | 108.972 | 112.3072 | 118.9776 | 219.0337 | 202.3577 | 85.6255 | 85.6255 | 85.6255 | 85.6255 | 85.6255 | 85.6255 | 85.6255 | 85.6255 | 85.6255 | 85.6255 | 85.6255 | 85.6255 | 85.6255 | 85.6255 | 85.6255 | 0 | 0 | 0 | 0 | 0 | 0 | 0 | 0 | 0 | 0 | 0 | 0 | 0 | 0 | 0 | 0 | 0 | 0 | 0 | 0 | 0 | 0 | 0 | 0
58.1x | Draycote Reservoir capacity increase (Size A) with transfer main from Site C to Coventry | DAM07 | Reservoir enlargement | Y | 2025-26 | Capacity | 9 | 78370.0425 | 13116.2574 | 11952.3261 | 0 | 434.6185 | 39.0875 | 25542.2895 | 31.9875 | 32.5919 | 3 | 3 | Gains in WAFU / Savings in demand | Input | Ml/d | 0 | 0 | 0 | 0 | 0 | 9 | 9 | 9 | 9 | 9 | 9 | 9 | 9 | 9 | 9 | 9 | 9 | 9 | 9 | 9 | 9 | 9 | 9 | 9 | 9 | 9 | 9 | 9 | 9 | 9 | 9 | 9 | 9 | 9 | 9 | 9 | 9 | 9 | 9 | 9 | 9 | 9 | 9 | 9 | 9 | 9 | 9 | 9 | 9 | 9 | 9 | 9 | 9 | 9 | 9 | 9 | 9 | 9 | 9 | 9 | 9 | 9 | 9 | 9 | 9 | 9 | 9 | 9 | 9 | 9 | 9 | 9 | 9 | 9 | 9 | 9 | 9 | 9 | 9 | 9 | 0 | 0 | 0 | 0 | 0 | 0 | 0 | 0 | 0 | 0 | 0 | 0 | 0 | 0 | 0 | 0 | 0 | 0 | 0 | 0 | 0 | 0 | 0 | 0
[19 empty] | Fixed capex | Input | £000s | 928.2 | 1060.8 | 1326 | 5304 | 4641 | 0 | 0 | 0 | 0 | 0 | 0 | 0 | 0 | 0 | 0 | 0 | 0 | 0 | 0 | 0 | 72.8 | 83.2 | 104 | 416 | 364 | 0 | 0 | 0 | 0 | 0 | 0 | 0 | 0 | 0 | 0 | 0 | 0 | 0 | 0 | 0 | 72.8 | 83.2 | 104 | 416 | 364 | 0 | 0 | 0 | 0 | 0 | 0 | 0 | 0 | 0 | 0 | 0 | 0 | 0 | 0 | 0 | 190.4 | 217.6 | 272 | 1088 | 952 | 0 | 0 | 0 | 0 | 0 | 0 | 0 | 0 | 0 | 0 | 0 | 0 | 0 | 0 | 0 | 0 | 0 | 0 | 0 | 0 | 0 | 0 | 0 | 0 | 0 | 0 | 0 | 0 | 0 | 0 | 0 | 0 | 0 | 0 | 0 | 0 | 0 | 0 | 0
[19 empty] | Variable capex | Input | £000s | 0 | 0 | 0 | 0 | 0 | 0 | 0 | 0 | 0 | 0 | 0 | 0 | 0 | 0 | 0 | 0 | 0 | 0 | 0 | 0 | 0 | 0 | 0 | 0 | 0 | 0 | 0 | 0 | 0 | 0 | 0 | 0 | 0 | 0 | 0 | 0 | 0 | 0 | 0 | 0 | 0 | 0 | 0 | 0 | 0 | 0 | 0 | 0 | 0 | 0 | 0 | 0 | 0 | 0 | 0 | 0 | 0 | 0 | 0 | 0 | 0 | 0 | 0 | 0 | 0 | 0 | 0 | 0 | 0 | 0 | 0 | 0 | 0 | 0 | 0 | 0 | 0 | 0 | 0 | 0 | 0 | 0 | 0 | 0 | 0 | 0 | 0 | 0 | 0 | 0 | 0 | 0 | 0 | 0 | 0 | 0 | 0 | 0 | 0 | 0 | 0 | 0 | 0 | 0
[19 empty] | Financing costs | Input | £000s | 0 | 0 | 0 | 0 | 0 | 0 | 0 | 0 | 0 | 0 | 0 | 0 | 0 | 0 | 0 | 0 | 0 | 0 | 0 | 0 | 0 | 0 | 0 | 0 | 0 | 0 | 0 | 0 | 0 | 0 | 0 | 0 | 0 | 0 | 0 | 0 | 0 | 0 | 0 | 0 | 0 | 0 | 0 | 0 | 0 | 0 | 0 | 0 | 0 | 0 | 0 | 0 | 0 | 0 | 0 | 0 | 0 | 0 | 0 | 0 | 0 | 0 | 0 | 0 | 0 | 0 | 0 | 0 | 0 | 0 | 0 | 0 | 0 | 0 | 0 | 0 | 0 | 0 | 0 | 0
[19 empty] | Fixed opex | Input | £000s | 0 | 0 | 0 | 0 | 0 | 77 | 77 | 77 | 77 | 77 | 77 | 77 | 77 | 77 | 77 | 77 | 77 | 77 | 77 | 77 | 77 | 77 | 77 | 77 | 77 | 77 | 77 | 77 | 77 | 77 | 77 | 77 | 77 | 77 | 77 | 77 | 77 | 77 | 77 | 77 | 77 | 77 | 77 | 77 | 77 | 77 | 77 | 77 | 77 | 77 | 77 | 77 | 77 | 77 | 77 | 77 | 77 | 77 | 77 | 77 | 77 | 77 | 77 | 77 | 77 | 77 | 77 | 77 | 77 | 77 | 77 | 77 | 77 | 77 | 77 | 77 | 77 | 77 | 77 | 77 | 0 | 0 | 0 | 0 | 0 | 0 | 0 | 0 | 0 | 0 | 0 | 0 | 0 | 0 | 0 | 0 | 0 | 0 | 0 | 0 | 0 | 0 | 0 | 0
[19 empty] | Variable opex | Input | £000s | 0 | 0 | 0 | 0 | 0 | 424 | 424 | 424 | 424 | 424 | 424 | 424 | 424 | 424 | 424 | 424 | 424 | 424 | 424 | 424 | 424 | 424 | 424 | 424 | 424 | 424 | 424 | 424 | 424 | 424 | 424 | 424 | 424 | 424 | 424 | 424 | 424 | 424 | 424 | 424 | 424 | 424 | 424 | 424 | 424 | 424 | 424 | 424 | 424 | 424 | 424 | 424 | 424 | 424 | 424 | 424 | 424 | 424 | 424 | 424 | 424 | 424 | 424 | 424 | 424 | 424 | 424 | 424 | 424 | 424 | 424 | 424 | 424 | 424 | 424 | 424 | 424 | 424 | 424 | 424 | 0 | 0 | 0 | 0 | 0 | 0 | 0 | 0 | 0 | 0 | 0 | 0 | 0 | 0 | 0 | 0 | 0 | 0 | 0 | 0 | 0 | 0 | 0 | 0
[19 empty] | Opex savings | Input | £000s | 0 | 0 | 0 | 0 | 0 | 0 | 0 | 0 | 0 | 0 | 0 | 0 | 0 | 0 | 0 | 0 | 0 | 0 | 0 | 0 | 0 | 0 | 0 | 0 | 0 | 0 | 0 | 0 | 0 | 0 | 0 | 0 | 0 | 0 | 0 | 0 | 0 | 0 | 0 | 0 | 0 | 0 | 0 | 0 | 0 | 0 | 0 | 0 | 0 | 0 | 0 | 0 | 0 | 0 | 0 | 0 | 0 | 0 | 0 | 0 | 0 | 0 | 0 | 0 | 0 | 0 | 0 | 0 | 0 | 0 | 0 | 0 | 0 | 0 | 0 | 0 | 0 | 0 | 0 | 0 | 0 | 0 | 0 | 0 | 0 | 0 | 0 | 0 | 0 | 0 | 0 | 0 | 0 | 0 | 0 | 0 | 0 | 0 | 0 | 0 | 0 | 0 | 0 | 0
[19 empty] | Fixed env & social | Input | £000s | 0.1155 | 0.132 | 0.165 | 0.66 | 0.5775 | 0 | 0 | 0 | 0 | 0 | 0 | 0 | 0 | 0 | 0 | 0 | 0 | 0 | 0 | 0 | 0.0090588 | 0.010353 | 0.012941 | 0.051765 | 0.045294 | 0 | 0 | 0 | 0 | 0 | 0 | 0 | 0 | 0 | 0 | 0 | 0 | 0 | 0 | 0 | 0.0090588 | 0.010353 | 0.012941 | 0.051765 | 0.045294 | 0 | 0 | 0 | 0 | 0 | 0 | 0 | 0 | 0 | 0 | 0 | 0 | 0 | 0 | 0 | 0.023692 | 0.027077 | 0.033846 | 0.13538 | 0.11846 | 0 | 0 | 0 | 0 | 0 | 0 | 0 | 0 | 0 | 0 | 0 | 0 | 0 | 0 | 0 | 0 | 0 | 0 | 0 | 0 | 0 | 0 | 0 | 0 | 0 | 0 | 0 | 0 | 0 | 0 | 0 | 0 | 0 | 0 | 0 | 0 | 0 | 0 | 0
[19 empty] | Variable env & social | Input | £000s | 0 | 0 | 0 | 0 | 0 | 1.57 | 1.57 | 1.57 | 1.57 | 1.57 | 1.57 | 1.57 | 1.57 | 1.57 | 1.57 | 1.57 | 1.57 | 1.57 | 1.57 | 1.57 | 1.57 | 1.57 | 1.57 | 1.57 | 1.57 | 1.57 | 1.57 | 1.57 | 1.57 | 1.57 | 1.57 | 1.57 | 1.57 | 1.57 | 1.57 | 1.57 | 1.57 | 1.57 | 1.57 | 1.57 | 1.57 | 1.57 | 1.57 | 1.57 | 1.57 | 1.57 | 1.57 | 1.57 | 1.57 | 1.57 | 1.57 | 1.57 | 1.57 | 1.57 | 1.57 | 1.57 | 1.57 | 1.57 | 1.57 | 1.57 | 1.57 | 1.57 | 1.57 | 1.57 | 1.57 | 1.57 | 1.57 | 1.57 | 1.57 | 1.57 | 1.57 | 1.57 | 1.57 | 1.57 | 1.57 | 1.57 | 1.57 | 1.57 | 1.57 | 1.57 | 0 | 0 | 0 | 0 | 0 | 0 | 0 | 0 | 0 | 0 | 0 | 0 | 0 | 0 | 0 | 0 | 0 | 0 | 0 | 0 | 0 | 0 | 0 | 0
[19 empty] | Fixed carbon costs | Input | £000s | 4.0617 | 4.642 | 5.8024 | 23.2098 | 20.3085 | 0 | 0 | 0 | 0 | 0 | 0 | 0 | 0 | 0 | 0 | 0 | 0 | 0 | 0 | 0 | 0.31857 | 0.36407 | 0.45509 | 1.8204 | 1.5928 | 0 | 0 | 0 | 0 | 0 | 0 | 0 | 0 | 0 | 0 | 0 | 0 | 0 | 0 | 0 | 0.31857 | 0.36407 | 0.45509 | 1.8204 | 1.5928 | 0 | 0 | 0 | 0 | 0 | 0 | 0 | 0 | 0 | 0 | 0 | 0 | 0 | 0 | 0 | 0.83317 | 0.9522 | 1.1902 | 4.761 | 4.1659 | 0 | 0 | 0 | 0 | 0 | 0 | 0 | 0 | 0 | 0 | 0 | 0 | 0 | 0 | 0 | 0 | 0 | 0 | 0 | 0 | 0 | 0 | 0 | 0 | 0 | 0 | 0 | 0 | 0 | 0 | 0 | 0 | 0 | 0 | 0 | 0 | 0 | 0 | 0
[19 empty] | Variable carbon costs | Input | £000s | 0 | 0 | 0 | 0 | 0 | 41.8361 | 38.7556 | 36.8356 | 36.1814 | 33.7157 | 31.8274 | 29.9391 | 28.0507 | 26.1624 | 24.2741 | 22.3858 | 20.4974 | 18.6091 | 16.7208 | 14.8325 | 12.9441 | 11.0558 | 9.1675 | 7.2792 | 5.3908 | 5.3908 | 5.3908 | 5.3908 | 5.3908 | 5.3908 | 5.3908 | 5.3908 | 5.3908 | 5.3908 | 5.3908 | 5.3908 | 5.3908 | 5.3908 | 5.3908 | 5.3908 | 5.3908 | 5.3908 | 5.3908 | 5.3908 | 5.3908 | 5.3908 | 5.3908 | 5.3908 | 5.3908 | 5.3908 | 5.3908 | 5.3908 | 5.3908 | 5.3908 | 5.3908 | 5.3908 | 5.3908 | 5.3908 | 5.3908 | 5.3908 | 5.3908 | 5.3908 | 5.3908 | 5.3908 | 5.3908 | 5.3908 | 5.3908 | 5.3908 | 5.3908 | 5.3908 | 5.3908 | 5.3908 | 5.3908 | 5.3908 | 5.3908 | 5.3908 | 5.3908 | 5.3908 | 5.3908 | 5.3908 | 0 | 0 | 0 | 0 | 0 | 0 | 0 | 0 | 0 | 0 | 0 | 0 | 0 | 0 | 0 | 0 | 0 | 0 | 0 | 0 | 0 | 0 | 0 | 0
[19 empty] | Customer willingness to pay | Input | £000s | 0 | 0 | 0 | 0 | 0 | 0 | 0 | 0 | 0 | 0 | 0 | 0 | 0 | 0 | 0 | 0 | 0 | 0 | 0 | 0 | 0 | 0 | 0 | 0 | 0 | 0 | 0 | 0 | 0 | 0 | 0 | 0 | 0 | 0 | 0 | 0 | 0 | 0 | 0 | 0 | 0 | 0 | 0 | 0 | 0 | 0 | 0 | 0 | 0 | 0 | 0 | 0 | 0 | 0 | 0 | 0 | 0 | 0 | 0 | 0 | 0 | 0 | 0 | 0 | 0 | 0 | 0 | 0 | 0 | 0 | 0 | 0 | 0 | 0 | 0 | 0 | 0 | 0 | 0 | 0 | 0 | 0 | 0 | 0 | 0 | 0 | 0 | 0 | 0 | 0 | 0 | 0 | 0 | 0 | 0 | 0 | 0 | 0 | 0 | 0 | 0 | 0 | 0 | 0
[19 empty] | Total | Sum of above (excl WAFU) | £000s | 932.3772 | 1065.574 | 1331.9674 | 5327.8698 | 4661.886 | 544.4061 | 541.3256 | 539.4056 | 538.7514 | 536.2857 | 534.3974 | 532.5091 | 530.6207 | 528.7324 | 526.8441 | 524.9558 | 523.0674 | 521.1791 | 519.2908 | 517.4025 | 588.6418 | 597.2002 | 616.2055 | 927.7213 | 873.5989 | 507.9608 | 507.9608 | 507.9608 | 507.9608 | 507.9608 | 507.9608 | 507.9608 | 507.9608 | 507.9608 | 507.9608 | 507.9608 | 507.9608 | 507.9608 | 507.9608 | 507.9608 | 581.0885 | 591.5353 | 612.4289 | 925.833 | 873.5989 | 507.9608 | 507.9608 | 507.9608 | 507.9608 | 507.9608 | 507.9608 | 507.9608 | 507.9608 | 507.9608 | 507.9608 | 507.9608 | 507.9608 | 507.9608 | 507.9608 | 507.9608 | 699.2177 | 726.5401 | 781.1849 | 1600.8572 | 1464.2451 | 507.9608 | 507.9608 | 507.9608 | 507.9608 | 507.9608 | 507.9608 | 507.9608 | 507.9608 | 507.9608 | 507.9608 | 507.9608 | 507.9608 | 507.9608 | 507.9608 | 507.9608 | 0 | 0 | 0 | 0 | 0 | 0 | 0 | 0 | 0 | 0 | 0 | 0 | 0 | 0 | 0 | 0 | 0 | 0 | 0 | 0 | 0 | 0 | 0 | 0
58.1x | West area new raw water storage with Site U enhancement and deployment infrastructure upgrades | DAM11 | New reservoir | N | 2035-36 | Capacity | 180 | 1091243.9726 | 800776.0879 | 339963.1907 | 0 | 4160.6348 | 1394.0644 | 1146293.9778 | 104.5357 | 105.0447 | 3 | 3 | Gains in WAFU / Savings in demand | Input | Ml/d | 0 | 0 | 0 | 0 | 0 | 0 | 0 | 0 | 0 | 0 | 0 | 0 | 0 | 0 | 0 | 180 | 180 | 180 | 180 | 180 | 180 | 180 | 180 | 180 | 180 | 180 | 180 | 180 | 180 | 180 | 180 | 180 | 180 | 180 | 180 | 180 | 180 | 180 | 180 | 180 | 180 | 180 | 180 | 180 | 180 | 180 | 180 | 180 | 180 | 180 | 180 | 180 | 180 | 180 | 180 | 180 | 180 | 180 | 180 | 180 | 180 | 180 | 180 | 180 | 180 | 180 | 180 | 180 | 180 | 180 | 180 | 180 | 180 | 180 | 180 | 180 | 180 | 180 | 180 | 180 | 0 | 0 | 0 | 0 | 0 | 0 | 0 | 0 | 0 | 0 | 0 | 0 | 0 | 0 | 0 | 0 | 0 | 0 | 0 | 0 | 0 | 0 | 0 | 0
[19 empty] | Fixed capex | Input | £000s | 9015.7 | 18031.4 | 18031.4 | 27047.1 | 27047.1 | 45078.5 | 54094.2 | 90157 | 90157 | 90157 | 90157 | 90157 | 90157 | 90157 | 72125.6 | 0 | 0 | 0 | 0 | 0 | 1121.2 | 2242.4 | 2242.4 | 3363.6 | 3363.6 | 5606 | 6727.2 | 11212 | 11212 | 11212 | 11212 | 11212 | 11212 | 11212 | 8969.6 | 0 | 0 | 0 | 0 | 0 | 1121.2 | 2242.4 | 2242.4 | 3363.6 | 3363.6 | 5606 | 6727.2 | 11212 | 11212 | 11212 | 11212 | 11212 | 11212 | 11212 | 8969.6 | 0 | 0 | 0 | 0 | 0 | 6130.8 | 12261.6 | 12261.6 | 18392.4 | 18392.4 | 30654 | 36784.8 | 61308 | 61308 | 61308 | 61308 | 61308 | 61308 | 61308 | 49046.4 | 0 | 0 | 0 | 0 | 0 | 0 | 0 | 0 | 0 | 0 | 0 | 0 | 0 | 0 | 0 | 0 | 0 | 0 | 0 | 0 | 0 | 0 | 0 | 0 | 0 | 0 | 0 | 0 | 0
[19 empty] | Variable capex | Input | £000s | 0 | 0 | 0 | 0 | 0 | 0 | 0 | 0 | 0 | 0 | 0 | 0 | 0 | 0 | 0 | 0 | 0 | 0 | 0 | 0 | 0 | 0 | 0 | 0 | 0 | 0 | 0 | 0 | 0 | 0 | 0 | 0 | 0 | 0 | 0 | 0 | 0 | 0 | 0 | 0 | 0 | 0 | 0 | 0 | 0 | 0 | 0 | 0 | 0 | 0 | 0 | 0 | 0 | 0 | 0 | 0 | 0 | 0 | 0 | 0 | 0 | 0 | 0 | 0 | 0 | 0 | 0 | 0 | 0 | 0 | 0 | 0 | 0 | 0 | 0 | 0 | 0 | 0 | 0 | 0 | 0 | 0 | 0 | 0 | 0 | 0 | 0 | 0 | 0 | 0 | 0 | 0 | 0 | 0 | 0 | 0 | 0 | 0 | 0 | 0 | 0 | 0 | 0 | 0
[19 empty] | Financing costs | Input | £000s | 0 | 0 | 0 | 0 | 0 | 0 | 0 | 0 | 0 | 0 | 0 | 0 | 0 | 0 | 0 | 0 | 0 | 0 | 0 | 0 | 0 | 0 | 0 | 0 | 0 | 0 | 0 | 0 | 0 | 0 | 0 | 0 | 0 | 0 | 0 | 0 | 0 | 0 | 0 | 0 | 0 | 0 | 0 | 0 | 0 | 0 | 0 | 0 | 0 | 0 | 0 | 0 | 0 | 0 | 0 | 0 | 0 | 0 | 0 | 0 | 0 | 0 | 0 | 0 | 0 | 0 | 0 | 0 | 0 | 0 | 0 | 0 | 0 | 0 | 0 | 0 | 0 | 0 | 0 | 0
[19 empty] | Fixed opex | Input | £000s | 0 | 0 | 0 | 0 | 0 | 0 | 0 | 0 | 0 | 0 | 0 | 0 | 0 | 0 | 0 | 4314 | 4314 | 4314 | 4314 | 4314 | 4314 | 4314 | 4314 | 4314 | 4314 | 4314 | 4314 | 4314 | 4314 | 4314 | 4314 | 4314 | 4314 | 4314 | 4314 | 4314 | 4314 | 4314 | 4314 | 4314 | 4314 | 4314 | 4314 | 4314 | 4314 | 4314 | 4314 | 4314 | 4314 | 4314 | 4314 | 4314 | 4314 | 4314 | 4314 | 4314 | 4314 | 4314 | 4314 | 4314 | 4314 | 4314 | 4314 | 4314 | 4314 | 4314 | 4314 | 4314 | 4314 | 4314 | 4314 | 4314 | 4314 | 4314 | 4314 | 4314 | 4314 | 4314 | 4314 | 4314 | 0 | 0 | 0 | 0 | 0 | 0 | 0 | 0 | 0 | 0 | 0 | 0 | 0 | 0 | 0 | 0 | 0 | 0 | 0 | 0 | 0 | 0 | 0 | 0
[19 empty] | Variable opex | Input | £000s | 0 | 0 | 0 | 0 | 0 | 0 | 0 | 0 | 0 | 0 | 0 | 0 | 0 | 0 | 0 | 16154 | 16154 | 16154 | 16154 | 16154 | 16154 | 16154 | 16154 | 16154 | 16154 | 16154 | 16154 | 16154 | 16154 | 16154 | 16154 | 16154 | 16154 | 16154 | 16154 | 16154 | 16154 | 16154 | 16154 | 16154 | 16154 | 16154 | 16154 | 16154 | 16154 | 16154 | 16154 | 16154 | 16154 | 16154 | 16154 | 16154 | 16154 | 16154 | 16154 | 16154 | 16154 | 16154 | 16154 | 16154 | 16154 | 16154 | 16154 | 16154 | 16154 | 16154 | 16154 | 16154 | 16154 | 16154 | 16154 | 16154 | 16154 | 16154 | 16154 | 16154 | 16154 | 16154 | 16154 | 16154 | 0 | 0 | 0 | 0 | 0 | 0 | 0 | 0 | 0 | 0 | 0 | 0 | 0 | 0 | 0 | 0 | 0 | 0 | 0 | 0 | 0 | 0 | 0 | 0
[19 empty] | Opex savings | Input | £000s | 0 | 0 | 0 | 0 | 0 | 0 | 0 | 0 | 0 | 0 | 0 | 0 | 0 | 0 | 0 | 0 | 0 | 0 | 0 | 0 | 0 | 0 | 0 | 0 | 0 | 0 | 0 | 0 | 0 | 0 | 0 | 0 | 0 | 0 | 0 | 0 | 0 | 0 | 0 | 0 | 0 | 0 | 0 | 0 | 0 | 0 | 0 | 0 | 0 | 0 | 0 | 0 | 0 | 0 | 0 | 0 | 0 | 0 | 0 | 0 | 0 | 0 | 0 | 0 | 0 | 0 | 0 | 0 | 0 | 0 | 0 | 0 | 0 | 0 | 0 | 0 | 0 | 0 | 0 | 0 | 0 | 0 | 0 | 0 | 0 | 0 | 0 | 0 | 0 | 0 | 0 | 0 | 0 | 0 | 0 | 0 | 0 | 0 | 0 | 0 | 0 | 0 | 0 | 0
[19 empty] | Fixed env & social | Input | £000s | 6.6688 | 13.3376 | 13.3376 | 20.0064 | 20.0064 | 33.344 | 40.0128 | 66.688 | 66.688 | 66.688 | 66.688 | 66.688 | 66.688 | 66.688 | 53.3504 | 0 | 0 | 0 | 0 | 0 | 0.82934 | 1.6587 | 1.6587 | 2.488 | 2.488 | 4.1467 | 4.976 | 8.2934 | 8.2934 | 8.2934 | 8.2934 | 8.2934 | 8.2934 | 8.2934 | 6.6347 | 0 | 0 | 0 | 0 | 0 | 0.82934 | 1.6587 | 1.6587 | 2.488 | 2.488 | 4.1467 | 4.976 | 8.2934 | 8.2934 | 8.2934 | 8.2934 | 8.2934 | 8.2934 | 8.2934 | 6.6347 | 0 | 0 | 0 | 0 | 0 | 4.5349 | 9.0698 | 9.0698 | 13.6046 | 13.6046 | 22.6744 | 27.2093 | 45.3488 | 45.3488 | 45.3488 | 45.3488 | 45.3488 | 45.3488 | 45.3488 | 36.279 | 0 | 0 | 0 | 0 | 0 | 0 | 0 | 0 | 0 | 0 | 0 | 0 | 0 | 0 | 0 | 0 | 0 | 0 | 0 | 0 | 0 | 0 | 0 | 0 | 0 | 0 | 0 | 0 | 0
[19 empty] | Variable env & social | Input | £000s | 0 | 0 | 0 | 0 | 0 | 0 | 0 | 0 | 0 | 0 | 0 | 0 | 0 | 0 | 0 | 48.27 | 48.27 | 48.27 | 48.27 | 48.27 | 48.27 | 48.27 | 48.27 | 48.27 | 48.27 | 48.27 | 48.27 | 48.27 | 48.27 | 48.27 | 48.27 | 48.27 | 48.27 | 48.27 | 48.27 | 48.27 | 48.27 | 48.27 | 48.27 | 48.27 | 48.27 | 48.27 | 48.27 | 48.27 | 48.27 | 48.27 | 48.27 | 48.27 | 48.27 | 48.27 | 48.27 | 48.27 | 48.27 | 48.27 | 48.27 | 48.27 | 48.27 | 48.27 | 48.27 | 48.27 | 48.27 | 48.27 | 48.27 | 48.27 | 48.27 | 48.27 | 48.27 | 48.27 | 48.27 | 48.27 | 48.27 | 48.27 | 48.27 | 48.27 | 48.27 | 48.27 | 48.27 | 48.27 | 48.27 | 48.27 | 0 | 0 | 0 | 0 | 0 | 0 | 0 | 0 | 0 | 0 | 0 | 0 | 0 | 0 | 0 | 0 | 0 | 0 | 0 | 0 | 0 | 0 | 0 | 0
[19 empty] | Fixed carbon costs | Input | £000s | 28.9147 | 57.8294 | 57.8294 | 86.744 | 86.744 | 144.5734 | 173.4881 | 289.1468 | 289.1468 | 289.1468 | 289.1468 | 289.1468 | 289.1468 | 289.1468 | 231.3174 | 0 | 0 | 0 | 0 | 0 | 3.5959 | 7.1917 | 7.1917 | 10.7876 | 10.7876 | 17.9793 | 21.5751 | 35.9585 | 35.9585 | 35.9585 | 35.9585 | 35.9585 | 35.9585 | 35.9585 | 28.7668 | 0 | 0 | 0 | 0 | 0 | 3.5959 | 7.1917 | 7.1917 | 10.7876 | 10.7876 | 17.9793 | 21.5751 | 35.9585 | 35.9585 | 35.9585 | 35.9585 | 35.9585 | 35.9585 | 35.9585 | 28.7668 | 0 | 0 | 0 | 0 | 0 | 19.6624 | 39.3248 | 39.3248 | 58.9871 | 58.9871 | 98.3119 | 117.9743 | 196.6238 | 196.6238 | 196.6238 | 196.6238 | 196.6238 | 196.6238 | 196.6238 | 157.299 | 0 | 0 | 0 | 0 | 0 | 0 | 0 | 0 | 0 | 0 | 0 | 0 | 0 | 0 | 0 | 0 | 0 | 0 | 0 | 0 | 0 | 0 | 0 | 0 | 0 | 0 | 0 | 0 | 0
[19 empty] | Variable carbon costs | Input | £000s | 0 | 0 | 0 | 0 | 0 | 0 | 0 | 0 | 0 | 0 | 0 | 0 | 0 | 0 | 0 | 262.2202 | 240.1009 | 217.9816 | 195.8623 | 173.743 | 151.6237 | 129.5045 | 107.3852 | 85.2659 | 63.1466 | 63.1466 | 63.1466 | 63.1466 | 63.1466 | 63.1466 | 63.1466 | 63.1466 | 63.1466 | 63.1466 | 63.1466 | 63.1466 | 63.1466 | 63.1466 | 63.1466 | 63.1466 | 63.1466 | 63.1466 | 63.1466 | 63.1466 | 63.1466 | 63.1466 | 63.1466 | 63.1466 | 63.1466 | 63.1466 | 63.1466 | 63.1466 | 63.1466 | 63.1466 | 63.1466 | 63.1466 | 63.1466 | 63.1466 | 63.1466 | 63.1466 | 63.1466 | 63.1466 | 63.1466 | 63.1466 | 63.1466 | 63.1466 | 63.1466 | 63.1466 | 63.1466 | 63.1466 | 63.1466 | 63.1466 | 63.1466 | 63.1466 | 63.1466 | 63.1466 | 63.1466 | 63.1466 | 63.1466 | 63.1466 | 0 | 0 | 0 | 0 | 0 | 0 | 0 | 0 | 0 | 0 | 0 | 0 | 0 | 0 | 0 | 0 | 0 | 0 | 0 | 0 | 0 | 0 | 0 | 0
[19 empty] | Customer willingness to pay | Input | £000s | 0 | 0 | 0 | 0 | 0 | 0 | 0 | 0 | 0 | 0 | 0 | 0 | 0 | 0 | 0 | 0 | 0 | 0 | 0 | 0 | 0 | 0 | 0 | 0 | 0 | 0 | 0 | 0 | 0 | 0 | 0 | 0 | 0 | 0 | 0 | 0 | 0 | 0 | 0 | 0 | 0 | 0 | 0 | 0 | 0 | 0 | 0 | 0 | 0 | 0 | 0 | 0 | 0 | 0 | 0 | 0 | 0 | 0 | 0 | 0 | 0 | 0 | 0 | 0 | 0 | 0 | 0 | 0 | 0 | 0 | 0 | 0 | 0 | 0 | 0 | 0 | 0 | 0 | 0 | 0 | 0 | 0 | 0 | 0 | 0 | 0 | 0 | 0 | 0 | 0 | 0 | 0 | 0 | 0 | 0 | 0 | 0 | 0 | 0 | 0 | 0 | 0 | 0 | 0
[19 empty] | Total | Sum of above (excl WAFU) | £000s | 9051.2835 | 18102.567 | 18102.567 | 27153.8504 | 27153.8504 | 45256.4174 | 54307.7009 | 90512.8348 | 90512.8348 | 90512.8348 | 90512.8348 | 90512.8348 | 90512.8348 | 90512.8348 | 72410.2678 | 20778.4902 | 20756.3709 | 20734.2516 | 20712.1323 | 20690.013 | 21793.5189 | 22897.0248 | 22874.9055 | 23978.4114 | 23956.2921 | 26207.5425 | 27333.1677 | 31835.6685 | 31835.6685 | 31835.6685 | 31835.6685 | 31835.6685 | 31835.6685 | 31835.6685 | 29584.4181 | 20579.4166 | 20579.4166 | 20579.4166 | 20579.4166 | 20579.4166 | 21705.0418 | 22830.667 | 22830.667 | 23956.2921 | 23956.2921 | 26207.5425 | 27333.1677 | 31835.6685 | 31835.6685 | 31835.6685 | 31835.6685 | 31835.6685 | 31835.6685 | 31835.6685 | 29584.4181 | 20579.4166 | 20579.4166 | 20579.4166 | 20579.4166 | 20579.4166 | 26734.4138 | 32889.4111 | 32889.4111 | 39044.4083 | 39044.4083 | 51354.4029 | 57509.4001 | 82129.3891 | 82129.3891 | 82129.3891 | 82129.3891 | 82129.3891 | 82129.3891 | 82129.3891 | 69819.3946 | 20579.4166 | 20579.4166 | 20579.4166 | 20579.4166 | 20579.4166 | 0 | 0 | 0 | 0 | 0 | 0 | 0 | 0 | 0 | 0 | 0 | 0 | 0 | 0 | 0 | 0 | 0 | 0 | 0 | 0 | 0 | 0 | 0 | 0
58.1x | New source and treatment at Linacre reservoir | LIN01 | SW new | N | 2030-31 | Capacity | 5 | 36358.2542 | 25569.9847 | 5139.9614 | 0 | 331.9769 | 53.5816 | 31095.5046 | 84.4649 | 85.5253 | 3 | 3 | Gains in WAFU / Savings in demand | Input | Ml/d | 0 | 0 | 0 | 0 | 0 | 0 | 0 | 0 | 0 | 0 | 5 | 5 | 5 | 5 | 5 | 5 | 5 | 5 | 5 | 5 | 5 | 5 | 5 | 5 | 5 | 5 | 5 | 5 | 5 | 5 | 5 | 5 | 5 | 5 | 5 | 5 | 5 | 5 | 5 | 5 | 5 | 5 | 5 | 5 | 5 | 5 | 5 | 5 | 5 | 5 | 5 | 5 | 5 | 5 | 5 | 5 | 5 | 5 | 5 | 5 | 5 | 5 | 5 | 5 | 5 | 5 | 5 | 5 | 5 | 5 | 5 | 5 | 5 | 5 | 5 | 5 | 5 | 5 | 5 | 5 | 0 | 0 | 0 | 0 | 0 | 0 | 0 | 0 | 0 | 0 | 0 | 0 | 0 | 0 | 0 | 0 | 0 | 0 | 0 | 0 | 0 | 0 | 0 | 0
[19 empty] | Fixed capex | Input | £000s | 443.2 | 664.8 | 1329.6 | 1551.2 | 1994.4 | 2216 | 2880.8 | 4432 | 4432 | 2216 | 0 | 0 | 0 | 0 | 0 | 0 | 0 | 0 | 0 | 0 | 169.8 | 254.7 | 509.4 | 594.3 | 764.1 | 849 | 1103.7 | 1698 | 1698 | 849 | 0 | 0 | 0 | 0 | 0 | 0 | 0 | 0 | 0 | 0 | 169.8 | 254.7 | 509.4 | 594.3 | 764.1 | 849 | 1103.7 | 1698 | 1698 | 849 | 0 | 0 | 0 | 0 | 0 | 0 | 0 | 0 | 0 | 0 | 325.8 | 488.7 | 977.4 | 1140.3 | 1466.1 | 1629 | 2117.7 | 3258 | 3258 | 1629 | 0 | 0 | 0 | 0 | 0 | 0 | 0 | 0 | 0 | 0 | 0 | 0 | 0 | 0 | 0 | 0 | 0 | 0 | 0 | 0 | 0 | 0 | 0 | 0 | 0 | 0 | 0 | 0 | 0 | 0 | 0 | 0 | 0 | 0
[19 empty] | Variable capex | Input | £000s | 0 | 0 | 0 | 0 | 0 | 0 | 0 | 0 | 0 | 0 | 0 | 0 | 0 | 0 | 0 | 0 | 0 | 0 | 0 | 0 | 0 | 0 | 0 | 0 | 0 | 0 | 0 | 0 | 0 | 0 | 0 | 0 | 0 | 0 | 0 | 0 | 0 | 0 | 0 | 0 | 0 | 0 | 0 | 0 | 0 | 0 | 0 | 0 | 0 | 0 | 0 | 0 | 0 | 0 | 0 | 0 | 0 | 0 | 0 | 0 | 0 | 0 | 0 | 0 | 0 | 0 | 0 | 0 | 0 | 0 | 0 | 0 | 0 | 0 | 0 | 0 | 0 | 0 | 0 | 0 | 0 | 0 | 0 | 0 | 0 | 0 | 0 | 0 | 0 | 0 | 0 | 0 | 0 | 0 | 0 | 0 | 0 | 0 | 0 | 0 | 0 | 0 | 0 | 0
[19 empty] | Financing costs | Input | £000s | 0 | 0 | 0 | 0 | 0 | 0 | 0 | 0 | 0 | 0 | 0 | 0 | 0 | 0 | 0 | 0 | 0 | 0 | 0 | 0 | 0 | 0 | 0 | 0 | 0 | 0 | 0 | 0 | 0 | 0 | 0 | 0 | 0 | 0 | 0 | 0 | 0 | 0 | 0 | 0 | 0 | 0 | 0 | 0 | 0 | 0 | 0 | 0 | 0 | 0 | 0 | 0 | 0 | 0 | 0 | 0 | 0 | 0 | 0 | 0 | 0 | 0 | 0 | 0 | 0 | 0 | 0 | 0 | 0 | 0 | 0 | 0 | 0 | 0 | 0 | 0 | 0 | 0 | 0 | 0
[19 empty] | Fixed opex | Input | £000s | 0 | 0 | 0 | 0 | 0 | 0 | 0 | 0 | 0 | 0 | 79 | 79 | 79 | 79 | 79 | 79 | 79 | 79 | 79 | 79 | 79 | 79 | 79 | 79 | 79 | 79 | 79 | 79 | 79 | 79 | 79 | 79 | 79 | 79 | 79 | 79 | 79 | 79 | 79 | 79 | 79 | 79 | 79 | 79 | 79 | 79 | 79 | 79 | 79 | 79 | 79 | 79 | 79 | 79 | 79 | 79 | 79 | 79 | 79 | 79 | 79 | 79 | 79 | 79 | 79 | 79 | 79 | 79 | 79 | 79 | 79 | 79 | 79 | 79 | 79 | 79 | 79 | 79 | 79 | 79 | 0 | 0 | 0 | 0 | 0 | 0 | 0 | 0 | 0 | 0 | 0 | 0 | 0 | 0 | 0 | 0 | 0 | 0 | 0 | 0 | 0 | 0 | 0 | 0
[19 empty] | Variable opex | Input | £000s | 0 | 0 | 0 | 0 | 0 | 0 | 0 | 0 | 0 | 0 | 179 | 179 | 179 | 179 | 179 | 179 | 179 | 179 | 179 | 179 | 179 | 179 | 179 | 179 | 179 | 179 | 179 | 179 | 179 | 179 | 179 | 179 | 179 | 179 | 179 | 179 | 179 | 179 | 179 | 179 | 179 | 179 | 179 | 179 | 179 | 179 | 179 | 179 | 179 | 179 | 179 | 179 | 179 | 179 | 179 | 179 | 179 | 179 | 179 | 179 | 179 | 179 | 179 | 179 | 179 | 179 | 179 | 179 | 179 | 179 | 179 | 179 | 179 | 179 | 179 | 179 | 179 | 179 | 179 | 179 | 0 | 0 | 0 | 0 | 0 | 0 | 0 | 0 | 0 | 0 | 0 | 0 | 0 | 0 | 0 | 0 | 0 | 0 | 0 | 0 | 0 | 0 | 0 | 0
[19 empty] | Opex savings | Input | £000s | 0 | 0 | 0 | 0 | 0 | 0 | 0 | 0 | 0 | 0 | 0 | 0 | 0 | 0 | 0 | 0 | 0 | 0 | 0 | 0 | 0 | 0 | 0 | 0 | 0 | 0 | 0 | 0 | 0 | 0 | 0 | 0 | 0 | 0 | 0 | 0 | 0 | 0 | 0 | 0 | 0 | 0 | 0 | 0 | 0 | 0 | 0 | 0 | 0 | 0 | 0 | 0 | 0 | 0 | 0 | 0 | 0 | 0 | 0 | 0 | 0 | 0 | 0 | 0 | 0 | 0 | 0 | 0 | 0 | 0 | 0 | 0 | 0 | 0 | 0 | 0 | 0 | 0 | 0 | 0 | 0 | 0 | 0 | 0 | 0 | 0 | 0 | 0 | 0 | 0 | 0 | 0 | 0 | 0 | 0 | 0 | 0 | 0 | 0 | 0 | 0 | 0 | 0 | 0
[19 empty] | Fixed env & social | Input | £000s | 0.1276 | 0.1914 | 0.3828 | 0.4466 | 0.5742 | 0.638 | 0.8294 | 1.276 | 1.276 | 0.638 | 0 | 0 | 0 | 0 | 0 | 0 | 0 | 0 | 0 | 0 | 0.048886 | 0.07333 | 0.14666 | 0.1711 | 0.21999 | 0.24443 | 0.31776 | 0.48886 | 0.48886 | 0.24443 | 0 | 0 | 0 | 0 | 0 | 0 | 0 | 0 | 0 | 0 | 0.048886 | 0.07333 | 0.14666 | 0.1711 | 0.21999 | 0.24443 | 0.31776 | 0.48886 | 0.48886 | 0.24443 | 0 | 0 | 0 | 0 | 0 | 0 | 0 | 0 | 0 | 0 | 0.0938 | 0.1407 | 0.2814 | 0.3283 | 0.4221 | 0.469 | 0.6097 | 0.938 | 0.938 | 0.469 | 0 | 0 | 0 | 0 | 0 | 0 | 0 | 0 | 0 | 0 | 0 | 0 | 0 | 0 | 0 | 0 | 0 | 0 | 0 | 0 | 0 | 0 | 0 | 0 | 0 | 0 | 0 | 0 | 0 | 0 | 0 | 0 | 0 | 0
[19 empty] | Variable env & social | Input | £000s | 0 | 0 | 0 | 0 | 0 | 0 | 0 | 0 | 0 | 0 | 2.32 | 2.32 | 2.32 | 2.32 | 2.32 | 2.32 | 2.32 | 2.32 | 2.32 | 2.32 | 2.32 | 2.32 | 2.32 | 2.32 | 2.32 | 2.32 | 2.32 | 2.32 | 2.32 | 2.32 | 2.32 | 2.32 | 2.32 | 2.32 | 2.32 | 2.32 | 2.32 | 2.32 | 2.32 | 2.32 | 2.32 | 2.32 | 2.32 | 2.32 | 2.32 | 2.32 | 2.32 | 2.32 | 2.32 | 2.32 | 2.32 | 2.32 | 2.32 | 2.32 | 2.32 | 2.32 | 2.32 | 2.32 | 2.32 | 2.32 | 2.32 | 2.32 | 2.32 | 2.32 | 2.32 | 2.32 | 2.32 | 2.32 | 2.32 | 2.32 | 2.32 | 2.32 | 2.32 | 2.32 | 2.32 | 2.32 | 2.32 | 2.32 | 2.32 | 2.32 | 0 | 0 | 0 | 0 | 0 | 0 | 0 | 0 | 0 | 0 | 0 | 0 | 0 | 0 | 0 | 0 | 0 | 0 | 0 | 0 | 0 | 0 | 0 | 0
[19 empty] | Fixed carbon costs | Input | £000s | 4.4079 | 6.6119 | 13.2237 | 15.4277 | 19.8356 | 22.0395 | 28.6514 | 44.079 | 44.079 | 22.0395 | 0 | 0 | 0 | 0 | 0 | 0 | 0 | 0 | 0 | 0 | 1.6888 | 2.5332 | 5.0663 | 5.9107 | 7.5995 | 8.4438 | 10.977 | 16.8877 | 16.8877 | 8.4438 | 0 | 0 | 0 | 0 | 0 | 0 | 0 | 0 | 0 | 0 | 1.6888 | 2.5332 | 5.0663 | 5.9107 | 7.5995 | 8.4438 | 10.977 | 16.8877 | 16.8877 | 8.4438 | 0 | 0 | 0 | 0 | 0 | 0 | 0 | 0 | 0 | 0 | 3.2403 | 4.8604 | 9.7209 | 11.341 | 14.5813 | 16.2014 | 21.0619 | 32.4029 | 32.4029 | 16.2014 | 0 | 0 | 0 | 0 | 0 | 0 | 0 | 0 | 0 | 0 | 0 | 0 | 0 | 0 | 0 | 0 | 0 | 0 | 0 | 0 | 0 | 0 | 0 | 0 | 0 | 0 | 0 | 0 | 0 | 0 | 0 | 0 | 0 | 0
[19 empty] | Variable carbon costs | Input | £000s | 0 | 0 | 0 | 0 | 0 | 0 | 0 | 0 | 0 | 0 | 10.7802 | 10.1406 | 9.5011 | 8.8615 | 8.2219 | 7.5823 | 6.9427 | 6.3031 | 5.6635 | 5.0239 | 4.3843 | 3.7447 | 3.1051 | 2.4655 | 1.8259 | 1.8259 | 1.8259 | 1.8259 | 1.8259 | 1.8259 | 1.8259 | 1.8259 | 1.8259 | 1.8259 | 1.8259 | 1.8259 | 1.8259 | 1.8259 | 1.8259 | 1.8259 | 1.8259 | 1.8259 | 1.8259 | 1.8259 | 1.8259 | 1.8259 | 1.8259 | 1.8259 | 1.8259 | 1.8259 | 1.8259 | 1.8259 | 1.8259 | 1.8259 | 1.8259 | 1.8259 | 1.8259 | 1.8259 | 1.8259 | 1.8259 | 1.8259 | 1.8259 | 1.8259 | 1.8259 | 1.8259 | 1.8259 | 1.8259 | 1.8259 | 1.8259 | 1.8259 | 1.8259 | 1.8259 | 1.8259 | 1.8259 | 1.8259 | 1.8259 | 1.8259 | 1.8259 | 1.8259 | 1.8259 | 0 | 0 | 0 | 0 | 0 | 0 | 0 | 0 | 0 | 0 | 0 | 0 | 0 | 0 | 0 | 0 | 0 | 0 | 0 | 0 | 0 | 0 | 0 | 0
[19 empty] | Customer willingness to pay | Input | £000s | 0 | 0 | 0 | 0 | 0 | 0 | 0 | 0 | 0 | 0 | 0 | 0 | 0 | 0 | 0 | 0 | 0 | 0 | 0 | 0 | 0 | 0 | 0 | 0 | 0 | 0 | 0 | 0 | 0 | 0 | 0 | 0 | 0 | 0 | 0 | 0 | 0 | 0 | 0 | 0 | 0 | 0 | 0 | 0 | 0 | 0 | 0 | 0 | 0 | 0 | 0 | 0 | 0 | 0 | 0 | 0 | 0 | 0 | 0 | 0 | 0 | 0 | 0 | 0 | 0 | 0 | 0 | 0 | 0 | 0 | 0 | 0 | 0 | 0 | 0 | 0 | 0 | 0 | 0 | 0 | 0 | 0 | 0 | 0 | 0 | 0 | 0 | 0 | 0 | 0 | 0 | 0 | 0 | 0 | 0 | 0 | 0 | 0 | 0 | 0 | 0 | 0 | 0 | 0
[19 empty] | Total | Sum of above (excl WAFU) | £000s | 447.7355 | 671.6033 | 1343.2065 | 1567.0743 | 2014.8098 | 2238.6775 | 2910.2808 | 4477.355 | 4477.355 | 2238.6775 | 271.1002 | 270.4606 | 269.8211 | 269.1815 | 268.5419 | 267.9023 | 267.2627 | 266.6231 | 265.9835 | 265.3439 | 436.242 | 521.3712 | 778.0381 | 863.1673 | 1034.0654 | 1119.8342 | 1377.1407 | 1977.5225 | 1977.5225 | 1119.8342 | 262.1459 | 262.1459 | 262.1459 | 262.1459 | 262.1459 | 262.1459 | 262.1459 | 262.1459 | 262.1459 | 262.1459 | 433.6836 | 519.4524 | 776.7589 | 862.5277 | 1034.0654 | 1119.8342 | 1377.1407 | 1977.5225 | 1977.5225 | 1119.8342 | 262.1459 | 262.1459 | 262.1459 | 262.1459 | 262.1459 | 262.1459 | 262.1459 | 262.1459 | 262.1459 | 262.1459 | 591.28 | 755.8471 | 1249.5482 | 1414.1152 | 1743.2493 | 1907.8164 | 2401.5175 | 3553.4868 | 3553.4868 | 1907.8164 | 262.1459 | 262.1459 | 262.1459 | 262.1459 | 262.1459 | 262.1459 | 262.1459 | 262.1459 | 262.1459 | 262.1459 | 0 | 0 | 0 | 0 | 0 | 0 | 0 | 0 | 0 | 0 | 0 | 0 | 0 | 0 | 0 | 0 | 0 | 0 | 0 | 0 | 0 | 0 | 0 | 0
58.1x | Site Q enhancements with new supported abstractions from the River Derwent | MEL41 | SW enhancement | N | 2025-26 | Capacity | 15 | 130616.7376 | 40468.3918 | 20803.2503 | 0 | 1082.6974 | 104.4289 | 62458.7684 | 46.9095 | 47.8183 | 3 | 3 | Gains in WAFU / Savings in demand | Input | Ml/d | 0 | 0 | 0 | 0 | 0 | 15 | 15 | 15 | 15 | 15 | 15 | 15 | 15 | 15 | 15 | 15 | 15 | 15 | 15 | 15 | 15 | 15 | 15 | 15 | 15 | 15 | 15 | 15 | 15 | 15 | 15 | 15 | 15 | 15 | 15 | 15 | 15 | 15 | 15 | 15 | 15 | 15 | 15 | 15 | 15 | 15 | 15 | 15 | 15 | 15 | 15 | 15 | 15 | 15 | 15 | 15 | 15 | 15 | 15 | 15 | 15 | 15 | 15 | 15 | 15 | 15 | 15 | 15 | 15 | 15 | 15 | 15 | 15 | 15 | 15 | 15 | 15 | 15 | 15 | 15 | 0 | 0 | 0 | 0 | 0 | 0 | 0 | 0 | 0 | 0 | 0 | 0 | 0 | 0 | 0 | 0 | 0 | 0 | 0 | 0 | 0 | 0 | 0 | 0
[19 empty] | Fixed capex | Input | £000s | 2689.4 | 3073.6 | 3842 | 15368 | 13447 | 0 | 0 | 0 | 0 | 0 | 0 | 0 | 0 | 0 | 0 | 0 | 0 | 0 | 0 | 0 | 287.7 | 328.8 | 411 | 1644 | 1438.5 | 0 | 0 | 0 | 0 | 0 | 0 | 0 | 0 | 0 | 0 | 0 | 0 | 0 | 0 | 0 | 287.7 | 328.8 | 411 | 1644 | 1438.5 | 0 | 0 | 0 | 0 | 0 | 0 | 0 | 0 | 0 | 0 | 0 | 0 | 0 | 0 | 0 | 1428 | 1632 | 2040 | 8160 | 7140 | 0 | 0 | 0 | 0 | 0 | 0 | 0 | 0 | 0 | 0 | 0 | 0 | 0 | 0 | 0 | 0 | 0 | 0 | 0 | 0 | 0 | 0 | 0 | 0 | 0 | 0 | 0 | 0 | 0 | 0 | 0 | 0 | 0 | 0 | 0 | 0 | 0 | 0 | 0
[19 empty] | Variable capex | Input | £000s | 0 | 0 | 0 | 0 | 0 | 0 | 0 | 0 | 0 | 0 | 0 | 0 | 0 | 0 | 0 | 0 | 0 | 0 | 0 | 0 | 0 | 0 | 0 | 0 | 0 | 0 | 0 | 0 | 0 | 0 | 0 | 0 | 0 | 0 | 0 | 0 | 0 | 0 | 0 | 0 | 0 | 0 | 0 | 0 | 0 | 0 | 0 | 0 | 0 | 0 | 0 | 0 | 0 | 0 | 0 | 0 | 0 | 0 | 0 | 0 | 0 | 0 | 0 | 0 | 0 | 0 | 0 | 0 | 0 | 0 | 0 | 0 | 0 | 0 | 0 | 0 | 0 | 0 | 0 | 0 | 0 | 0 | 0 | 0 | 0 | 0 | 0 | 0 | 0 | 0 | 0 | 0 | 0 | 0 | 0 | 0 | 0 | 0 | 0 | 0 | 0 | 0 | 0 | 0
[19 empty] | Financing costs | Input | £000s | 0 | 0 | 0 | 0 | 0 | 0 | 0 | 0 | 0 | 0 | 0 | 0 | 0 | 0 | 0 | 0 | 0 | 0 | 0 | 0 | 0 | 0 | 0 | 0 | 0 | 0 | 0 | 0 | 0 | 0 | 0 | 0 | 0 | 0 | 0 | 0 | 0 | 0 | 0 | 0 | 0 | 0 | 0 | 0 | 0 | 0 | 0 | 0 | 0 | 0 | 0 | 0 | 0 | 0 | 0 | 0 | 0 | 0 | 0 | 0 | 0 | 0 | 0 | 0 | 0 | 0 | 0 | 0 | 0 | 0 | 0 | 0 | 0 | 0 | 0 | 0 | 0 | 0 | 0 | 0
[19 empty] | Fixed opex | Input | £000s | 0 | 0 | 0 | 0 | 0 | 75 | 75 | 75 | 75 | 75 | 75 | 75 | 75 | 75 | 75 | 75 | 75 | 75 | 75 | 75 | 75 | 75 | 75 | 75 | 75 | 75 | 75 | 75 | 75 | 75 | 75 | 75 | 75 | 75 | 75 | 75 | 75 | 75 | 75 | 75 | 75 | 75 | 75 | 75 | 75 | 75 | 75 | 75 | 75 | 75 | 75 | 75 | 75 | 75 | 75 | 75 | 75 | 75 | 75 | 75 | 75 | 75 | 75 | 75 | 75 | 75 | 75 | 75 | 75 | 75 | 75 | 75 | 75 | 75 | 75 | 75 | 75 | 75 | 75 | 75 | 0 | 0 | 0 | 0 | 0 | 0 | 0 | 0 | 0 | 0 | 0 | 0 | 0 | 0 | 0 | 0 | 0 | 0 | 0 | 0 | 0 | 0 | 0 | 0
[19 empty] | Variable opex | Input | £000s | 0 | 0 | 0 | 0 | 0 | 797 | 797 | 797 | 797 | 797 | 797 | 797 | 797 | 797 | 797 | 797 | 797 | 797 | 797 | 797 | 797 | 797 | 797 | 797 | 797 | 797 | 797 | 797 | 797 | 797 | 797 | 797 | 797 | 797 | 797 | 797 | 797 | 797 | 797 | 797 | 797 | 797 | 797 | 797 | 797 | 797 | 797 | 797 | 797 | 797 | 797 | 797 | 797 | 797 | 797 | 797 | 797 | 797 | 797 | 797 | 797 | 797 | 797 | 797 | 797 | 797 | 797 | 797 | 797 | 797 | 797 | 797 | 797 | 797 | 797 | 797 | 797 | 797 | 797 | 797 | 0 | 0 | 0 | 0 | 0 | 0 | 0 | 0 | 0 | 0 | 0 | 0 | 0 | 0 | 0 | 0 | 0 | 0 | 0 | 0 | 0 | 0 | 0 | 0
[19 empty] | Opex savings | Input | £000s | 0 | 0 | 0 | 0 | 0 | 0 | 0 | 0 | 0 | 0 | 0 | 0 | 0 | 0 | 0 | 0 | 0 | 0 | 0 | 0 | 0 | 0 | 0 | 0 | 0 | 0 | 0 | 0 | 0 | 0 | 0 | 0 | 0 | 0 | 0 | 0 | 0 | 0 | 0 | 0 | 0 | 0 | 0 | 0 | 0 | 0 | 0 | 0 | 0 | 0 | 0 | 0 | 0 | 0 | 0 | 0 | 0 | 0 | 0 | 0 | 0 | 0 | 0 | 0 | 0 | 0 | 0 | 0 | 0 | 0 | 0 | 0 | 0 | 0 | 0 | 0 | 0 | 0 | 0 | 0 | 0 | 0 | 0 | 0 | 0 | 0 | 0 | 0 | 0 | 0 | 0 | 0 | 0 | 0 | 0 | 0 | 0 | 0 | 0 | 0 | 0 | 0 | 0 | 0
[19 empty] | Fixed env & social | Input | £000s | 0.8043 | 0.9192 | 1.149 | 4.596 | 4.0215 | 0 | 0 | 0 | 0 | 0 | 0 | 0 | 0 | 0 | 0 | 0 | 0 | 0 | 0 | 0 | 0.08604 | 0.098332 | 0.12291 | 0.49166 | 0.4302 | 0 | 0 | 0 | 0 | 0 | 0 | 0 | 0 | 0 | 0 | 0 | 0 | 0 | 0 | 0 | 0.08604 | 0.098332 | 0.12291 | 0.49166 | 0.4302 | 0 | 0 | 0 | 0 | 0 | 0 | 0 | 0 | 0 | 0 | 0 | 0 | 0 | 0 | 0 | 0.42706 | 0.48807 | 0.61009 | 2.4404 | 2.1353 | 0 | 0 | 0 | 0 | 0 | 0 | 0 | 0 | 0 | 0 | 0 | 0 | 0 | 0 | 0 | 0 | 0 | 0 | 0 | 0 | 0 | 0 | 0 | 0 | 0 | 0 | 0 | 0 | 0 | 0 | 0 | 0 | 0 | 0 | 0 | 0 | 0 | 0 | 0
[19 empty] | Variable env & social | Input | £000s | 0 | 0 | 0 | 0 | 0 | 3.87 | 3.87 | 3.87 | 3.87 | 3.87 | 3.87 | 3.87 | 3.87 | 3.87 | 3.87 | 3.87 | 3.87 | 3.87 | 3.87 | 3.87 | 3.87 | 3.87 | 3.87 | 3.87 | 3.87 | 3.87 | 3.87 | 3.87 | 3.87 | 3.87 | 3.87 | 3.87 | 3.87 | 3.87 | 3.87 | 3.87 | 3.87 | 3.87 | 3.87 | 3.87 | 3.87 | 3.87 | 3.87 | 3.87 | 3.87 | 3.87 | 3.87 | 3.87 | 3.87 | 3.87 | 3.87 | 3.87 | 3.87 | 3.87 | 3.87 | 3.87 | 3.87 | 3.87 | 3.87 | 3.87 | 3.87 | 3.87 | 3.87 | 3.87 | 3.87 | 3.87 | 3.87 | 3.87 | 3.87 | 3.87 | 3.87 | 3.87 | 3.87 | 3.87 | 3.87 | 3.87 | 3.87 | 3.87 | 3.87 | 3.87 | 0 | 0 | 0 | 0 | 0 | 0 | 0 | 0 | 0 | 0 | 0 | 0 | 0 | 0 | 0 | 0 | 0 | 0 | 0 | 0 | 0 | 0 | 0 | 0
[19 empty] | Fixed carbon costs | Input | £000s | 6.3486 | 7.2555 | 9.0694 | 36.2774 | 31.7428 | 0 | 0 | 0 | 0 | 0 | 0 | 0 | 0 | 0 | 0 | 0 | 0 | 0 | 0 | 0 | 0.67914 | 0.77616 | 0.9702 | 3.8808 | 3.3957 | 0 | 0 | 0 | 0 | 0 | 0 | 0 | 0 | 0 | 0 | 0 | 0 | 0 | 0 | 0 | 0.67914 | 0.77616 | 0.9702 | 3.8808 | 3.3957 | 0 | 0 | 0 | 0 | 0 | 0 | 0 | 0 | 0 | 0 | 0 | 0 | 0 | 0 | 0 | 3.3709 | 3.8525 | 4.8156 | 19.2624 | 16.8546 | 0 | 0 | 0 | 0 | 0 | 0 | 0 | 0 | 0 | 0 | 0 | 0 | 0 | 0 | 0 | 0 | 0 | 0 | 0 | 0 | 0 | 0 | 0 | 0 | 0 | 0 | 0 | 0 | 0 | 0 | 0 | 0 | 0 | 0 | 0 | 0 | 0 | 0 | 0
[19 empty] | Variable carbon costs | Input | £000s | 0 | 0 | 0 | 0 | 0 | 109.4823 | 101.4208 | 96.3964 | 94.6844 | 88.2318 | 83.2902 | 78.3486 | 73.4069 | 68.4653 | 63.5237 | 58.5821 | 53.6404 | 48.6988 | 43.7572 | 38.8156 | 33.8739 | 28.9323 | 23.9907 | 19.0491 | 14.1074 | 14.1074 | 14.1074 | 14.1074 | 14.1074 | 14.1074 | 14.1074 | 14.1074 | 14.1074 | 14.1074 | 14.1074 | 14.1074 | 14.1074 | 14.1074 | 14.1074 | 14.1074 | 14.1074 | 14.1074 | 14.1074 | 14.1074 | 14.1074 | 14.1074 | 14.1074 | 14.1074 | 14.1074 | 14.1074 | 14.1074 | 14.1074 | 14.1074 | 14.1074 | 14.1074 | 14.1074 | 14.1074 | 14.1074 | 14.1074 | 14.1074 | 14.1074 | 14.1074 | 14.1074 | 14.1074 | 14.1074 | 14.1074 | 14.1074 | 14.1074 | 14.1074 | 14.1074 | 14.1074 | 14.1074 | 14.1074 | 14.1074 | 14.1074 | 14.1074 | 14.1074 | 14.1074 | 14.1074 | 14.1074 | 0 | 0 | 0 | 0 | 0 | 0 | 0 | 0 | 0 | 0 | 0 | 0 | 0 | 0 | 0 | 0 | 0 | 0 | 0 | 0 | 0 | 0 | 0 | 0
[19 empty] | Customer willingness to pay | Input | £000s | 0 | 0 | 0 | 0 | 0 | 0 | 0 | 0 | 0 | 0 | 0 | 0 | 0 | 0 | 0 | 0 | 0 | 0 | 0 | 0 | 0 | 0 | 0 | 0 | 0 | 0 | 0 | 0 | 0 | 0 | 0 | 0 | 0 | 0 | 0 | 0 | 0 | 0 | 0 | 0 | 0 | 0 | 0 | 0 | 0 | 0 | 0 | 0 | 0 | 0 | 0 | 0 | 0 | 0 | 0 | 0 | 0 | 0 | 0 | 0 | 0 | 0 | 0 | 0 | 0 | 0 | 0 | 0 | 0 | 0 | 0 | 0 | 0 | 0 | 0 | 0 | 0 | 0 | 0 | 0 | 0 | 0 | 0 | 0 | 0 | 0 | 0 | 0 | 0 | 0 | 0 | 0 | 0 | 0 | 0 | 0 | 0 | 0 | 0 | 0 | 0 | 0 | 0 | 0
[19 empty] | Total | Sum of above (excl WAFU) | £000s | 2696.5529 | 3081.7747 | 3852.2184 | 15408.8734 | 13482.7643 | 985.3523 | 977.2908 | 972.2664 | 970.5544 | 964.1018 | 959.1602 | 954.2186 | 949.2769 | 944.3353 | 939.3937 | 934.4521 | 929.5104 | 924.5688 | 919.6272 | 914.6856 | 1198.2091 | 1234.4768 | 1311.9538 | 2543.2915 | 2332.3033 | 889.9774 | 889.9774 | 889.9774 | 889.9774 | 889.9774 | 889.9774 | 889.9774 | 889.9774 | 889.9774 | 889.9774 | 889.9774 | 889.9774 | 889.9774 | 889.9774 | 889.9774 | 1178.4426 | 1219.6519 | 1302.0706 | 2538.3499 | 2332.3033 | 889.9774 | 889.9774 | 889.9774 | 889.9774 | 889.9774 | 889.9774 | 889.9774 | 889.9774 | 889.9774 | 889.9774 | 889.9774 | 889.9774 | 889.9774 | 889.9774 | 889.9774 | 2321.7754 | 2526.318 | 2935.4031 | 9071.6802 | 8048.9673 | 889.9774 | 889.9774 | 889.9774 | 889.9774 | 889.9774 | 889.9774 | 889.9774 | 889.9774 | 889.9774 | 889.9774 | 889.9774 | 889.9774 | 889.9774 | 889.9774 | 889.9774 | 0 | 0 | 0 | 0 | 0 | 0 | 0 | 0 | 0 | 0 | 0 | 0 | 0 | 0 | 0 | 0 | 0 | 0 | 0 | 0 | 0 | 0 | 0 | 0
58.1x | Site Q enhancements supported by raw water augmentation of the River Trent | MEL47 | Effluent reuse | N | 2025-26 | Capacity | 20 | 174155.6501 | 45941.142 | 49527.0041 | 0 | 2418.168 | 357.4364 | 98243.7504 | 54.8177 | 56.4115 | 3 | 3 | Gains in WAFU / Savings in demand | Input | Ml/d | 0 | 0 | 0 | 0 | 0 | 20 | 20 | 20 | 20 | 20 | 20 | 20 | 20 | 20 | 20 | 20 | 20 | 20 | 20 | 20 | 20 | 20 | 20 | 20 | 20 | 20 | 20 | 20 | 20 | 20 | 20 | 20 | 20 | 20 | 20 | 20 | 20 | 20 | 20 | 20 | 20 | 20 | 20 | 20 | 20 | 20 | 20 | 20 | 20 | 20 | 20 | 20 | 20 | 20 | 20 | 20 | 20 | 20 | 20 | 20 | 20 | 20 | 20 | 20 | 20 | 20 | 20 | 20 | 20 | 20 | 20 | 20 | 20 | 20 | 20 | 20 | 20 | 20 | 20 | 20 | 0 | 0 | 0 | 0 | 0 | 0 | 0 | 0 | 0 | 0 | 0 | 0 | 0 | 0 | 0 | 0 | 0 | 0 | 0 | 0 | 0 | 0 | 0 | 0
[19 empty] | Fixed capex | Input | £000s | 3245.9 | 3709.6 | 4637 | 18548 | 16229.5 | 0 | 0 | 0 | 0 | 0 | 0 | 0 | 0 | 0 | 0 | 0 | 0 | 0 | 0 | 0 | 280 | 320 | 400 | 1600 | 1400 | 0 | 0 | 0 | 0 | 0 | 0 | 0 | 0 | 0 | 0 | 0 | 0 | 0 | 0 | 0 | 280 | 320 | 400 | 1600 | 1400 | 0 | 0 | 0 | 0 | 0 | 0 | 0 | 0 | 0 | 0 | 0 | 0 | 0 | 0 | 0 | 572.6 | 654.4 | 818 | 3272 | 2863 | 0 | 0 | 0 | 0 | 0 | 0 | 0 | 0 | 0 | 0 | 0 | 0 | 0 | 0 | 0 | 0 | 0 | 0 | 0 | 0 | 0 | 0 | 0 | 0 | 0 | 0 | 0 | 0 | 0 | 0 | 0 | 0 | 0 | 0 | 0 | 0 | 0 | 0 | 0
[19 empty] | Variable capex | Input | £000s | 0 | 0 | 0 | 0 | 0 | 0 | 0 | 0 | 0 | 0 | 0 | 0 | 0 | 0 | 0 | 0 | 0 | 0 | 0 | 0 | 0 | 0 | 0 | 0 | 0 | 0 | 0 | 0 | 0 | 0 | 0 | 0 | 0 | 0 | 0 | 0 | 0 | 0 | 0 | 0 | 0 | 0 | 0 | 0 | 0 | 0 | 0 | 0 | 0 | 0 | 0 | 0 | 0 | 0 | 0 | 0 | 0 | 0 | 0 | 0 | 0 | 0 | 0 | 0 | 0 | 0 | 0 | 0 | 0 | 0 | 0 | 0 | 0 | 0 | 0 | 0 | 0 | 0 | 0 | 0 | 0 | 0 | 0 | 0 | 0 | 0 | 0 | 0 | 0 | 0 | 0 | 0 | 0 | 0 | 0 | 0 | 0 | 0 | 0 | 0 | 0 | 0 | 0 | 0
[19 empty] | Financing costs | Input | £000s | 0 | 0 | 0 | 0 | 0 | 0 | 0 | 0 | 0 | 0 | 0 | 0 | 0 | 0 | 0 | 0 | 0 | 0 | 0 | 0 | 0 | 0 | 0 | 0 | 0 | 0 | 0 | 0 | 0 | 0 | 0 | 0 | 0 | 0 | 0 | 0 | 0 | 0 | 0 | 0 | 0 | 0 | 0 | 0 | 0 | 0 | 0 | 0 | 0 | 0 | 0 | 0 | 0 | 0 | 0 | 0 | 0 | 0 | 0 | 0 | 0 | 0 | 0 | 0 | 0 | 0 | 0 | 0 | 0 | 0 | 0 | 0 | 0 | 0 | 0 | 0 | 0 | 0 | 0 | 0
[19 empty] | Fixed opex | Input | £000s | 0 | 0 | 0 | 0 | 0 | 98 | 98 | 98 | 98 | 98 | 98 | 98 | 98 | 98 | 98 | 98 | 98 | 98 | 98 | 98 | 98 | 98 | 98 | 98 | 98 | 98 | 98 | 98 | 98 | 98 | 98 | 98 | 98 | 98 | 98 | 98 | 98 | 98 | 98 | 98 | 98 | 98 | 98 | 98 | 98 | 98 | 98 | 98 | 98 | 98 | 98 | 98 | 98 | 98 | 98 | 98 | 98 | 98 | 98 | 98 | 98 | 98 | 98 | 98 | 98 | 98 | 98 | 98 | 98 | 98 | 98 | 98 | 98 | 98 | 98 | 98 | 98 | 98 | 98 | 98 | 0 | 0 | 0 | 0 | 0 | 0 | 0 | 0 | 0 | 0 | 0 | 0 | 0 | 0 | 0 | 0 | 0 | 0 | 0 | 0 | 0 | 0 | 0 | 0
[19 empty] | Variable opex | Input | £000s | 0 | 0 | 0 | 0 | 0 | 1978 | 1978 | 1978 | 1978 | 1978 | 1978 | 1978 | 1978 | 1978 | 1978 | 1978 | 1978 | 1978 | 1978 | 1978 | 1978 | 1978 | 1978 | 1978 | 1978 | 1978 | 1978 | 1978 | 1978 | 1978 | 1978 | 1978 | 1978 | 1978 | 1978 | 1978 | 1978 | 1978 | 1978 | 1978 | 1978 | 1978 | 1978 | 1978 | 1978 | 1978 | 1978 | 1978 | 1978 | 1978 | 1978 | 1978 | 1978 | 1978 | 1978 | 1978 | 1978 | 1978 | 1978 | 1978 | 1978 | 1978 | 1978 | 1978 | 1978 | 1978 | 1978 | 1978 | 1978 | 1978 | 1978 | 1978 | 1978 | 1978 | 1978 | 1978 | 1978 | 1978 | 1978 | 1978 | 0 | 0 | 0 | 0 | 0 | 0 | 0 | 0 | 0 | 0 | 0 | 0 | 0 | 0 | 0 | 0 | 0 | 0 | 0 | 0 | 0 | 0 | 0 | 0
[19 empty] | Opex savings | Input | £000s | 0 | 0 | 0 | 0 | 0 | 0 | 0 | 0 | 0 | 0 | 0 | 0 | 0 | 0 | 0 | 0 | 0 | 0 | 0 | 0 | 0 | 0 | 0 | 0 | 0 | 0 | 0 | 0 | 0 | 0 | 0 | 0 | 0 | 0 | 0 | 0 | 0 | 0 | 0 | 0 | 0 | 0 | 0 | 0 | 0 | 0 | 0 | 0 | 0 | 0 | 0 | 0 | 0 | 0 | 0 | 0 | 0 | 0 | 0 | 0 | 0 | 0 | 0 | 0 | 0 | 0 | 0 | 0 | 0 | 0 | 0 | 0 | 0 | 0 | 0 | 0 | 0 | 0 | 0 | 0 | 0 | 0 | 0 | 0 | 0 | 0 | 0 | 0 | 0 | 0 | 0 | 0 | 0 | 0 | 0 | 0 | 0 | 0 | 0 | 0 | 0 | 0 | 0 | 0
[19 empty] | Fixed env & social | Input | £000s | 1.9089 | 2.1816 | 2.727 | 10.908 | 9.5445 | 0 | 0 | 0 | 0 | 0 | 0 | 0 | 0 | 0 | 0 | 0 | 0 | 0 | 0 | 0 | 0.16467 | 0.18819 | 0.23524 | 0.94095 | 0.82333 | 0 | 0 | 0 | 0 | 0 | 0 | 0 | 0 | 0 | 0 | 0 | 0 | 0 | 0 | 0 | 0.16467 | 0.18819 | 0.23524 | 0.94095 | 0.82333 | 0 | 0 | 0 | 0 | 0 | 0 | 0 | 0 | 0 | 0 | 0 | 0 | 0 | 0 | 0 | 0.33674 | 0.38485 | 0.48106 | 1.9242 | 1.6837 | 0 | 0 | 0 | 0 | 0 | 0 | 0 | 0 | 0 | 0 | 0 | 0 | 0 | 0 | 0 | 0 | 0 | 0 | 0 | 0 | 0 | 0 | 0 | 0 | 0 | 0 | 0 | 0 | 0 | 0 | 0 | 0 | 0 | 0 | 0 | 0 | 0 | 0 | 0
[19 empty] | Variable env & social | Input | £000s | 0 | 0 | 0 | 0 | 0 | 13.85 | 13.85 | 13.85 | 13.85 | 13.85 | 13.85 | 13.85 | 13.85 | 13.85 | 13.85 | 13.85 | 13.85 | 13.85 | 13.85 | 13.85 | 13.85 | 13.85 | 13.85 | 13.85 | 13.85 | 13.85 | 13.85 | 13.85 | 13.85 | 13.85 | 13.85 | 13.85 | 13.85 | 13.85 | 13.85 | 13.85 | 13.85 | 13.85 | 13.85 | 13.85 | 13.85 | 13.85 | 13.85 | 13.85 | 13.85 | 13.85 | 13.85 | 13.85 | 13.85 | 13.85 | 13.85 | 13.85 | 13.85 | 13.85 | 13.85 | 13.85 | 13.85 | 13.85 | 13.85 | 13.85 | 13.85 | 13.85 | 13.85 | 13.85 | 13.85 | 13.85 | 13.85 | 13.85 | 13.85 | 13.85 | 13.85 | 13.85 | 13.85 | 13.85 | 13.85 | 13.85 | 13.85 | 13.85 | 13.85 | 13.85 | 0 | 0 | 0 | 0 | 0 | 0 | 0 | 0 | 0 | 0 | 0 | 0 | 0 | 0 | 0 | 0 | 0 | 0 | 0 | 0 | 0 | 0 | 0 | 0
[19 empty] | Fixed carbon costs | Input | £000s | 6.9629 | 7.9576 | 9.947 | 39.7882 | 34.8146 | 0 | 0 | 0 | 0 | 0 | 0 | 0 | 0 | 0 | 0 | 0 | 0 | 0 | 0 | 0 | 0.60064 | 0.68645 | 0.85806 | 3.4322 | 3.0032 | 0 | 0 | 0 | 0 | 0 | 0 | 0 | 0 | 0 | 0 | 0 | 0 | 0 | 0 | 0 | 0.60064 | 0.68645 | 0.85806 | 3.4322 | 3.0032 | 0 | 0 | 0 | 0 | 0 | 0 | 0 | 0 | 0 | 0 | 0 | 0 | 0 | 0 | 0 | 1.2283 | 1.4038 | 1.7547 | 7.0189 | 6.1416 | 0 | 0 | 0 | 0 | 0 | 0 | 0 | 0 | 0 | 0 | 0 | 0 | 0 | 0 | 0 | 0 | 0 | 0 | 0 | 0 | 0 | 0 | 0 | 0 | 0 | 0 | 0 | 0 | 0 | 0 | 0 | 0 | 0 | 0 | 0 | 0 | 0 | 0 | 0
[19 empty] | Variable carbon costs | Input | £000s | 0 | 0 | 0 | 0 | 0 | 257.2581 | 238.3155 | 226.5093 | 222.4865 | 207.3244 | 195.7127 | 184.101 | 172.4894 | 160.8777 | 149.266 | 137.6543 | 126.0427 | 114.431 | 102.8193 | 91.2076 | 79.5959 | 67.9843 | 56.3726 | 44.7609 | 33.1492 | 33.1492 | 33.1492 | 33.1492 | 33.1492 | 33.1492 | 33.1492 | 33.1492 | 33.1492 | 33.1492 | 33.1492 | 33.1492 | 33.1492 | 33.1492 | 33.1492 | 33.1492 | 33.1492 | 33.1492 | 33.1492 | 33.1492 | 33.1492 | 33.1492 | 33.1492 | 33.1492 | 33.1492 | 33.1492 | 33.1492 | 33.1492 | 33.1492 | 33.1492 | 33.1492 | 33.1492 | 33.1492 | 33.1492 | 33.1492 | 33.1492 | 33.1492 | 33.1492 | 33.1492 | 33.1492 | 33.1492 | 33.1492 | 33.1492 | 33.1492 | 33.1492 | 33.1492 | 33.1492 | 33.1492 | 33.1492 | 33.1492 | 33.1492 | 33.1492 | 33.1492 | 33.1492 | 33.1492 | 33.1492 | 0 | 0 | 0 | 0 | 0 | 0 | 0 | 0 | 0 | 0 | 0 | 0 | 0 | 0 | 0 | 0 | 0 | 0 | 0 | 0 | 0 | 0 | 0 | 0
[19 empty] | Customer willingness to pay | Input | £000s | 0 | 0 | 0 | 0 | 0 | 0 | 0 | 0 | 0 | 0 | 0 | 0 | 0 | 0 | 0 | 0 | 0 | 0 | 0 | 0 | 0 | 0 | 0 | 0 | 0 | 0 | 0 | 0 | 0 | 0 | 0 | 0 | 0 | 0 | 0 | 0 | 0 | 0 | 0 | 0 | 0 | 0 | 0 | 0 | 0 | 0 | 0 | 0 | 0 | 0 | 0 | 0 | 0 | 0 | 0 | 0 | 0 | 0 | 0 | 0 | 0 | 0 | 0 | 0 | 0 | 0 | 0 | 0 | 0 | 0 | 0 | 0 | 0 | 0 | 0 | 0 | 0 | 0 | 0 | 0 | 0 | 0 | 0 | 0 | 0 | 0 | 0 | 0 | 0 | 0 | 0 | 0 | 0 | 0 | 0 | 0 | 0 | 0 | 0 | 0 | 0 | 0 | 0 | 0
[19 empty] | Total | Sum of above (excl WAFU) | £000s | 3254.7718 | 3719.7392 | 4649.674 | 18598.6962 | 16273.8591 | 2347.1081 | 2328.1655 | 2316.3593 | 2312.3365 | 2297.1744 | 2285.5627 | 2273.951 | 2262.3394 | 2250.7277 | 2239.116 | 2227.5043 | 2215.8927 | 2204.281 | 2192.6693 | 2181.0576 | 2450.2113 | 2478.7089 | 2547.3159 | 3738.9841 | 3526.8258 | 2122.9992 | 2122.9992 | 2122.9992 | 2122.9992 | 2122.9992 | 2122.9992 | 2122.9992 | 2122.9992 | 2122.9992 | 2122.9992 | 2122.9992 | 2122.9992 | 2122.9992 | 2122.9992 | 2122.9992 | 2403.7645 | 2443.8739 | 2524.0925 | 3727.3724 | 3526.8258 | 2122.9992 | 2122.9992 | 2122.9992 | 2122.9992 | 2122.9992 | 2122.9992 | 2122.9992 | 2122.9992 | 2122.9992 | 2122.9992 | 2122.9992 | 2122.9992 | 2122.9992 | 2122.9992 | 2122.9992 | 2697.1643 | 2779.1879 | 2943.235 | 5403.9424 | 4993.8245 | 2122.9992 | 2122.9992 | 2122.9992 | 2122.9992 | 2122.9992 | 2122.9992 | 2122.9992 | 2122.9992 | 2122.9992 | 2122.9992 | 2122.9992 | 2122.9992 | 2122.9992 | 2122.9992 | 2122.9992 | 0 | 0 | 0 | 0 | 0 | 0 | 0 | 0 | 0 | 0 | 0 | 0 | 0 | 0 | 0 | 0 | 0 | 0 | 0 | 0 | 0 | 0 | 0 | 0
58.1x | East Midlands third party raw water storage asset including new WTW | WTW05 | New reservoir | Y | 2030-31 | Capacity | 45 | 327224.2878 | 210193.5009 | 48291.7305 | 0 | 2683.2996 | 441.2595 | 261609.7904 | 78.9933 | 79.9482 | 3 | 3 | Gains in WAFU / Savings in demand | Input | Ml/d | 0 | 0 | 0 | 0 | 0 | 0 | 0 | 0 | 0 | 0 | 45 | 45 | 45 | 45 | 45 | 45 | 45 | 45 | 45 | 45 | 45 | 45 | 45 | 45 | 45 | 45 | 45 | 45 | 45 | 45 | 45 | 45 | 45 | 45 | 45 | 45 | 45 | 45 | 45 | 45 | 45 | 45 | 45 | 45 | 45 | 45 | 45 | 45 | 45 | 45 | 45 | 45 | 45 | 45 | 45 | 45 | 45 | 45 | 45 | 45 | 45 | 45 | 45 | 45 | 45 | 45 | 45 | 45 | 45 | 45 | 45 | 45 | 45 | 45 | 45 | 45 | 45 | 45 | 45 | 45 | 0 | 0 | 0 | 0 | 0 | 0 | 0 | 0 | 0 | 0 | 0 | 0 | 0 | 0 | 0 | 0 | 0 | 0 | 0 | 0 | 0 | 0 | 0 | 0
[19 empty] | Fixed capex | Input | £000s | 3316.2 | 4974.3 | 9948.6 | 11606.7 | 14922.9 | 16581 | 21555.3 | 33162 | 33162 | 16581 | 0 | 0 | 0 | 0 | 0 | 0 | 0 | 0 | 0 | 0 | 1711.4 | 2567.1 | 5134.2 | 5989.9 | 7701.3 | 8557 | 11124.1 | 17114 | 17114 | 8557 | 0 | 0 | 0 | 0 | 0 | 0 | 0 | 0 | 0 | 0 | 1711.4 | 2567.1 | 5134.2 | 5989.9 | 7701.3 | 8557 | 11124.1 | 17114 | 17114 | 8557 | 0 | 0 | 0 | 0 | 0 | 0 | 0 | 0 | 0 | 0 | 3219 | 4828.5 | 9657 | 11266.5 | 14485.5 | 16095 | 20923.5 | 32190 | 32190 | 16095 | 0 | 0 | 0 | 0 | 0 | 0 | 0 | 0 | 0 | 0 | 0 | 0 | 0 | 0 | 0 | 0 | 0 | 0 | 0 | 0 | 0 | 0 | 0 | 0 | 0 | 0 | 0 | 0 | 0 | 0 | 0 | 0 | 0 | 0
[19 empty] | Variable capex | Input | £000s | 0 | 0 | 0 | 0 | 0 | 0 | 0 | 0 | 0 | 0 | 0 | 0 | 0 | 0 | 0 | 0 | 0 | 0 | 0 | 0 | 0 | 0 | 0 | 0 | 0 | 0 | 0 | 0 | 0 | 0 | 0 | 0 | 0 | 0 | 0 | 0 | 0 | 0 | 0 | 0 | 0 | 0 | 0 | 0 | 0 | 0 | 0 | 0 | 0 | 0 | 0 | 0 | 0 | 0 | 0 | 0 | 0 | 0 | 0 | 0 | 0 | 0 | 0 | 0 | 0 | 0 | 0 | 0 | 0 | 0 | 0 | 0 | 0 | 0 | 0 | 0 | 0 | 0 | 0 | 0 | 0 | 0 | 0 | 0 | 0 | 0 | 0 | 0 | 0 | 0 | 0 | 0 | 0 | 0 | 0 | 0 | 0 | 0 | 0 | 0 | 0 | 0 | 0 | 0
[19 empty] | Financing costs | Input | £000s | 0 | 0 | 0 | 0 | 0 | 0 | 0 | 0 | 0 | 0 | 0 | 0 | 0 | 0 | 0 | 0 | 0 | 0 | 0 | 0 | 0 | 0 | 0 | 0 | 0 | 0 | 0 | 0 | 0 | 0 | 0 | 0 | 0 | 0 | 0 | 0 | 0 | 0 | 0 | 0 | 0 | 0 | 0 | 0 | 0 | 0 | 0 | 0 | 0 | 0 | 0 | 0 | 0 | 0 | 0 | 0 | 0 | 0 | 0 | 0 | 0 | 0 | 0 | 0 | 0 | 0 | 0 | 0 | 0 | 0 | 0 | 0 | 0 | 0 | 0 | 0 | 0 | 0 | 0 | 0
[19 empty] | Fixed opex | Input | £000s | 0 | 0 | 0 | 0 | 0 | 0 | 0 | 0 | 0 | 0 | 712 | 712 | 712 | 712 | 712 | 712 | 712 | 712 | 712 | 712 | 712 | 712 | 712 | 712 | 712 | 712 | 712 | 712 | 712 | 712 | 712 | 712 | 712 | 712 | 712 | 712 | 712 | 712 | 712 | 712 | 712 | 712 | 712 | 712 | 712 | 712 | 712 | 712 | 712 | 712 | 712 | 712 | 712 | 712 | 712 | 712 | 712 | 712 | 712 | 712 | 712 | 712 | 712 | 712 | 712 | 712 | 712 | 712 | 712 | 712 | 712 | 712 | 712 | 712 | 712 | 712 | 712 | 712 | 712 | 712 | 0 | 0 | 0 | 0 | 0 | 0 | 0 | 0 | 0 | 0 | 0 | 0 | 0 | 0 | 0 | 0 | 0 | 0 | 0 | 0 | 0 | 0 | 0 | 0
[19 empty] | Variable opex | Input | £000s | 0 | 0 | 0 | 0 | 0 | 0 | 0 | 0 | 0 | 0 | 1712 | 1712 | 1712 | 1712 | 1712 | 1712 | 1712 | 1712 | 1712 | 1712 | 1712 | 1712 | 1712 | 1712 | 1712 | 1712 | 1712 | 1712 | 1712 | 1712 | 1712 | 1712 | 1712 | 1712 | 1712 | 1712 | 1712 | 1712 | 1712 | 1712 | 1712 | 1712 | 1712 | 1712 | 1712 | 1712 | 1712 | 1712 | 1712 | 1712 | 1712 | 1712 | 1712 | 1712 | 1712 | 1712 | 1712 | 1712 | 1712 | 1712 | 1712 | 1712 | 1712 | 1712 | 1712 | 1712 | 1712 | 1712 | 1712 | 1712 | 1712 | 1712 | 1712 | 1712 | 1712 | 1712 | 1712 | 1712 | 1712 | 1712 | 0 | 0 | 0 | 0 | 0 | 0 | 0 | 0 | 0 | 0 | 0 | 0 | 0 | 0 | 0 | 0 | 0 | 0 | 0 | 0 | 0 | 0 | 0 | 0
[19 empty] | Opex savings | Input | £000s | 0 | 0 | 0 | 0 | 0 | 0 | 0 | 0 | 0 | 0 | 0 | 0 | 0 | 0 | 0 | 0 | 0 | 0 | 0 | 0 | 0 | 0 | 0 | 0 | 0 | 0 | 0 | 0 | 0 | 0 | 0 | 0 | 0 | 0 | 0 | 0 | 0 | 0 | 0 | 0 | 0 | 0 | 0 | 0 | 0 | 0 | 0 | 0 | 0 | 0 | 0 | 0 | 0 | 0 | 0 | 0 | 0 | 0 | 0 | 0 | 0 | 0 | 0 | 0 | 0 | 0 | 0 | 0 | 0 | 0 | 0 | 0 | 0 | 0 | 0 | 0 | 0 | 0 | 0 | 0 | 0 | 0 | 0 | 0 | 0 | 0 | 0 | 0 | 0 | 0 | 0 | 0 | 0 | 0 | 0 | 0 | 0 | 0 | 0 | 0 | 0 | 0 | 0 | 0
[19 empty] | Fixed env & social | Input | £000s | 3.74 | 5.61 | 11.22 | 13.09 | 16.83 | 18.7 | 24.31 | 37.4 | 37.4 | 18.7 | 0 | 0 | 0 | 0 | 0 | 0 | 0 | 0 | 0 | 0 | 1.9301 | 2.8952 | 5.7903 | 6.7554 | 8.6855 | 9.6506 | 12.5457 | 19.3011 | 19.3011 | 9.6506 | 0 | 0 | 0 | 0 | 0 | 0 | 0 | 0 | 0 | 0 | 1.9301 | 2.8952 | 5.7903 | 6.7554 | 8.6855 | 9.6506 | 12.5457 | 19.3011 | 19.3011 | 9.6506 | 0 | 0 | 0 | 0 | 0 | 0 | 0 | 0 | 0 | 0 | 3.6304 | 5.4456 | 10.8911 | 12.7063 | 16.3367 | 18.1519 | 23.5975 | 36.3038 | 36.3038 | 18.1519 | 0 | 0 | 0 | 0 | 0 | 0 | 0 | 0 | 0 | 0 | 0 | 0 | 0 | 0 | 0 | 0 | 0 | 0 | 0 | 0 | 0 | 0 | 0 | 0 | 0 | 0 | 0 | 0 | 0 | 0 | 0 | 0 | 0 | 0
[19 empty] | Variable env & social | Input | £000s | 0 | 0 | 0 | 0 | 0 | 0 | 0 | 0 | 0 | 0 | 10.25 | 10.25 | 10.25 | 10.25 | 10.25 | 10.25 | 10.25 | 10.25 | 10.25 | 10.25 | 10.25 | 10.25 | 10.25 | 10.25 | 10.25 | 10.25 | 10.25 | 10.25 | 10.25 | 10.25 | 10.25 | 10.25 | 10.25 | 10.25 | 10.25 | 10.25 | 10.25 | 10.25 | 10.25 | 10.25 | 10.25 | 10.25 | 10.25 | 10.25 | 10.25 | 10.25 | 10.25 | 10.25 | 10.25 | 10.25 | 10.25 | 10.25 | 10.25 | 10.25 | 10.25 | 10.25 | 10.25 | 10.25 | 10.25 | 10.25 | 10.25 | 10.25 | 10.25 | 10.25 | 10.25 | 10.25 | 10.25 | 10.25 | 10.25 | 10.25 | 10.25 | 10.25 | 10.25 | 10.25 | 10.25 | 10.25 | 10.25 | 10.25 | 10.25 | 10.25 | 0 | 0 | 0 | 0 | 0 | 0 | 0 | 0 | 0 | 0 | 0 | 0 | 0 | 0 | 0 | 0 | 0 | 0 | 0 | 0 | 0 | 0 | 0 | 0
[19 empty] | Fixed carbon costs | Input | £000s | 30.2995 | 45.4492 | 90.8984 | 106.0481 | 136.3476 | 151.4973 | 196.9465 | 302.9946 | 302.9946 | 151.4973 | 0 | 0 | 0 | 0 | 0 | 0 | 0 | 0 | 0 | 0 | 15.6367 | 23.4551 | 46.9102 | 54.7285 | 70.3653 | 78.1836 | 101.6387 | 156.3672 | 156.3672 | 78.1836 | 0 | 0 | 0 | 0 | 0 | 0 | 0 | 0 | 0 | 0 | 15.6367 | 23.4551 | 46.9102 | 54.7285 | 70.3653 | 78.1836 | 101.6387 | 156.3672 | 156.3672 | 78.1836 | 0 | 0 | 0 | 0 | 0 | 0 | 0 | 0 | 0 | 0 | 29.4114 | 44.1171 | 88.2341 | 102.9398 | 132.3512 | 147.0568 | 191.1739 | 294.1137 | 294.1137 | 147.0568 | 0 | 0 | 0 | 0 | 0 | 0 | 0 | 0 | 0 | 0 | 0 | 0 | 0 | 0 | 0 | 0 | 0 | 0 | 0 | 0 | 0 | 0 | 0 | 0 | 0 | 0 | 0 | 0 | 0 | 0 | 0 | 0 | 0 | 0
[19 empty] | Variable carbon costs | Input | £000s | 0 | 0 | 0 | 0 | 0 | 0 | 0 | 0 | 0 | 0 | 105.8774 | 99.5956 | 93.3139 | 87.0322 | 80.7505 | 74.4687 | 68.187 | 61.9053 | 55.6236 | 49.3418 | 43.0601 | 36.7784 | 30.4966 | 24.2149 | 17.9332 | 17.9332 | 17.9332 | 17.9332 | 17.9332 | 17.9332 | 17.9332 | 17.9332 | 17.9332 | 17.9332 | 17.9332 | 17.9332 | 17.9332 | 17.9332 | 17.9332 | 17.9332 | 17.9332 | 17.9332 | 17.9332 | 17.9332 | 17.9332 | 17.9332 | 17.9332 | 17.9332 | 17.9332 | 17.9332 | 17.9332 | 17.9332 | 17.9332 | 17.9332 | 17.9332 | 17.9332 | 17.9332 | 17.9332 | 17.9332 | 17.9332 | 17.9332 | 17.9332 | 17.9332 | 17.9332 | 17.9332 | 17.9332 | 17.9332 | 17.9332 | 17.9332 | 17.9332 | 17.9332 | 17.9332 | 17.9332 | 17.9332 | 17.9332 | 17.9332 | 17.9332 | 17.9332 | 17.9332 | 17.9332 | 0 | 0 | 0 | 0 | 0 | 0 | 0 | 0 | 0 | 0 | 0 | 0 | 0 | 0 | 0 | 0 | 0 | 0 | 0 | 0 | 0 | 0 | 0 | 0
[19 empty] | Customer willingness to pay | Input | £000s | 0 | 0 | 0 | 0 | 0 | 0 | 0 | 0 | 0 | 0 | 0 | 0 | 0 | 0 | 0 | 0 | 0 | 0 | 0 | 0 | 0 | 0 | 0 | 0 | 0 | 0 | 0 | 0 | 0 | 0 | 0 | 0 | 0 | 0 | 0 | 0 | 0 | 0 | 0 | 0 | 0 | 0 | 0 | 0 | 0 | 0 | 0 | 0 | 0 | 0 | 0 | 0 | 0 | 0 | 0 | 0 | 0 | 0 | 0 | 0 | 0 | 0 | 0 | 0 | 0 | 0 | 0 | 0 | 0 | 0 | 0 | 0 | 0 | 0 | 0 | 0 | 0 | 0 | 0 | 0 | 0 | 0 | 0 | 0 | 0 | 0 | 0 | 0 | 0 | 0 | 0 | 0 | 0 | 0 | 0 | 0 | 0 | 0 | 0 | 0 | 0 | 0 | 0 | 0
[19 empty] | Total | Sum of above (excl WAFU) | £000s | 3350.2395 | 5025.3592 | 10050.7184 | 11725.8381 | 15076.0776 | 16751.1973 | 21776.5565 | 33502.3946 | 33502.3946 | 16751.1973 | 2540.1274 | 2533.8456 | 2527.5639 | 2521.2822 | 2515.0005 | 2508.7187 | 2502.437 | 2496.1553 | 2489.8736 | 2483.5918 | 4206.2769 | 5064.4786 | 7651.6472 | 8509.8488 | 10232.534 | 11097.0174 | 13690.4676 | 19741.8515 | 19741.8515 | 11097.0174 | 2452.1832 | 2452.1832 | 2452.1832 | 2452.1832 | 2452.1832 | 2452.1832 | 2452.1832 | 2452.1832 | 2452.1832 | 2452.1832 | 4181.15 | 5045.6334 | 7639.0837 | 8503.5671 | 10232.534 | 11097.0174 | 13690.4676 | 19741.8515 | 19741.8515 | 11097.0174 | 2452.1832 | 2452.1832 | 2452.1832 | 2452.1832 | 2452.1832 | 2452.1832 | 2452.1832 | 2452.1832 | 2452.1832 | 2452.1832 | 5704.2249 | 7330.2458 | 12208.3084 | 13834.3293 | 17086.371 | 18712.3919 | 23590.4545 | 34972.6006 | 34972.6006 | 18712.3919 | 2452.1832 | 2452.1832 | 2452.1832 | 2452.1832 | 2452.1832 | 2452.1832 | 2452.1832 | 2452.1832 | 2452.1832 | 2452.1832 | 0 | 0 | 0 | 0 | 0 | 0 | 0 | 0 | 0 | 0 | 0 | 0 | 0 | 0 | 0 | 0 | 0 | 0 | 0 | 0 | 0 | 0 | 0 | 0
58.1x | East Midlands third party raw water storage asset including new WTW | WTW06 | New reservoir | N | 2030-31 | Capacity | 45 | 327224.2878 | 316589.3807 | 46140.1188 | 0 | 2664.6989 | 368.413 | 365762.6113 | 110.8504 | 111.7773 | 3 | 3 | Gains in WAFU / Savings in demand | Input | Ml/d | 0 | 0 | 0 | 0 | 0 | 0 | 0 | 0 | 0 | 0 | 45 | 45 | 45 | 45 | 45 | 45 | 45 | 45 | 45 | 45 | 45 | 45 | 45 | 45 | 45 | 45 | 45 | 45 | 45 | 45 | 45 | 45 | 45 | 45 | 45 | 45 | 45 | 45 | 45 | 45 | 45 | 45 | 45 | 45 | 45 | 45 | 45 | 45 | 45 | 45 | 45 | 45 | 45 | 45 | 45 | 45 | 45 | 45 | 45 | 45 | 45 | 45 | 45 | 45 | 45 | 45 | 45 | 45 | 45 | 45 | 45 | 45 | 45 | 45 | 45 | 45 | 45 | 45 | 45 | 45 | 0 | 0 | 0 | 0 | 0 | 0 | 0 | 0 | 0 | 0 | 0 | 0 | 0 | 0 | 0 | 0 | 0 | 0 | 0 | 0 | 0 | 0 | 0 | 0
[19 empty] | Fixed capex | Input | £000s | 5802.4 | 8703.6 | 17407.2 | 20308.4 | 26110.8 | 29012 | 37715.6 | 58024 | 58024 | 29012 | 0 | 0 | 0 | 0 | 0 | 0 | 0 | 0 | 0 | 0 | 1711.4 | 2567.1 | 5134.2 | 5989.9 | 7701.3 | 8557 | 11124.1 | 17114 | 17114 | 8557 | 0 | 0 | 0 | 0 | 0 | 0 | 0 | 0 | 0 | 0 | 1711.4 | 2567.1 | 5134.2 | 5989.9 | 7701.3 | 8557 | 11124.1 | 17114 | 17114 | 8557 | 0 | 0 | 0 | 0 | 0 | 0 | 0 | 0 | 0 | 0 | 3958.2 | 5937.3 | 11874.6 | 13853.7 | 17811.9 | 19791 | 25728.3 | 39582 | 39582 | 19791 | 0 | 0 | 0 | 0 | 0 | 0 | 0 | 0 | 0 | 0 | 0 | 0 | 0 | 0 | 0 | 0 | 0 | 0 | 0 | 0 | 0 | 0 | 0 | 0 | 0 | 0 | 0 | 0 | 0 | 0 | 0 | 0 | 0 | 0
[19 empty] | Variable capex | Input | £000s | 0 | 0 | 0 | 0 | 0 | 0 | 0 | 0 | 0 | 0 | 0 | 0 | 0 | 0 | 0 | 0 | 0 | 0 | 0 | 0 | 0 | 0 | 0 | 0 | 0 | 0 | 0 | 0 | 0 | 0 | 0 | 0 | 0 | 0 | 0 | 0 | 0 | 0 | 0 | 0 | 0 | 0 | 0 | 0 | 0 | 0 | 0 | 0 | 0 | 0 | 0 | 0 | 0 | 0 | 0 | 0 | 0 | 0 | 0 | 0 | 0 | 0 | 0 | 0 | 0 | 0 | 0 | 0 | 0 | 0 | 0 | 0 | 0 | 0 | 0 | 0 | 0 | 0 | 0 | 0 | 0 | 0 | 0 | 0 | 0 | 0 | 0 | 0 | 0 | 0 | 0 | 0 | 0 | 0 | 0 | 0 | 0 | 0 | 0 | 0 | 0 | 0 | 0 | 0
[19 empty] | Financing costs | Input | £000s | 0 | 0 | 0 | 0 | 0 | 0 | 0 | 0 | 0 | 0 | 0 | 0 | 0 | 0 | 0 | 0 | 0 | 0 | 0 | 0 | 0 | 0 | 0 | 0 | 0 | 0 | 0 | 0 | 0 | 0 | 0 | 0 | 0 | 0 | 0 | 0 | 0 | 0 | 0 | 0 | 0 | 0 | 0 | 0 | 0 | 0 | 0 | 0 | 0 | 0 | 0 | 0 | 0 | 0 | 0 | 0 | 0 | 0 | 0 | 0 | 0 | 0 | 0 | 0 | 0 | 0 | 0 | 0 | 0 | 0 | 0 | 0 | 0 | 0 | 0 | 0 | 0 | 0 | 0 | 0
[19 empty] | Fixed opex | Input | £000s | 0 | 0 | 0 | 0 | 0 | 0 | 0 | 0 | 0 | 0 | 708 | 708 | 708 | 708 | 708 | 708 | 708 | 708 | 708 | 708 | 708 | 708 | 708 | 708 | 708 | 708 | 708 | 708 | 708 | 708 | 708 | 708 | 708 | 708 | 708 | 708 | 708 | 708 | 708 | 708 | 708 | 708 | 708 | 708 | 708 | 708 | 708 | 708 | 708 | 708 | 708 | 708 | 708 | 708 | 708 | 708 | 708 | 708 | 708 | 708 | 708 | 708 | 708 | 708 | 708 | 708 | 708 | 708 | 708 | 708 | 708 | 708 | 708 | 708 | 708 | 708 | 708 | 708 | 708 | 708 | 0 | 0 | 0 | 0 | 0 | 0 | 0 | 0 | 0 | 0 | 0 | 0 | 0 | 0 | 0 | 0 | 0 | 0 | 0 | 0 | 0 | 0 | 0 | 0
[19 empty] | Variable opex | Input | £000s | 0 | 0 | 0 | 0 | 0 | 0 | 0 | 0 | 0 | 0 | 1608 | 1608 | 1608 | 1608 | 1608 | 1608 | 1608 | 1608 | 1608 | 1608 | 1608 | 1608 | 1608 | 1608 | 1608 | 1608 | 1608 | 1608 | 1608 | 1608 | 1608 | 1608 | 1608 | 1608 | 1608 | 1608 | 1608 | 1608 | 1608 | 1608 | 1608 | 1608 | 1608 | 1608 | 1608 | 1608 | 1608 | 1608 | 1608 | 1608 | 1608 | 1608 | 1608 | 1608 | 1608 | 1608 | 1608 | 1608 | 1608 | 1608 | 1608 | 1608 | 1608 | 1608 | 1608 | 1608 | 1608 | 1608 | 1608 | 1608 | 1608 | 1608 | 1608 | 1608 | 1608 | 1608 | 1608 | 1608 | 1608 | 1608 | 0 | 0 | 0 | 0 | 0 | 0 | 0 | 0 | 0 | 0 | 0 | 0 | 0 | 0 | 0 | 0 | 0 | 0 | 0 | 0 | 0 | 0 | 0 | 0
[19 empty] | Opex savings | Input | £000s | 0 | 0 | 0 | 0 | 0 | 0 | 0 | 0 | 0 | 0 | 0 | 0 | 0 | 0 | 0 | 0 | 0 | 0 | 0 | 0 | 0 | 0 | 0 | 0 | 0 | 0 | 0 | 0 | 0 | 0 | 0 | 0 | 0 | 0 | 0 | 0 | 0 | 0 | 0 | 0 | 0 | 0 | 0 | 0 | 0 | 0 | 0 | 0 | 0 | 0 | 0 | 0 | 0 | 0 | 0 | 0 | 0 | 0 | 0 | 0 | 0 | 0 | 0 | 0 | 0 | 0 | 0 | 0 | 0 | 0 | 0 | 0 | 0 | 0 | 0 | 0 | 0 | 0 | 0 | 0 | 0 | 0 | 0 | 0 | 0 | 0 | 0 | 0 | 0 | 0 | 0 | 0 | 0 | 0 | 0 | 0 | 0 | 0 | 0 | 0 | 0 | 0 | 0 | 0
[19 empty] | Fixed env & social | Input | £000s | 3.152 | 4.728 | 9.456 | 11.032 | 14.184 | 15.76 | 20.488 | 31.52 | 31.52 | 15.76 | 0 | 0 | 0 | 0 | 0 | 0 | 0 | 0 | 0 | 0 | 0.92967 | 1.3945 | 2.789 | 3.2539 | 4.1835 | 4.6484 | 6.0429 | 9.2967 | 9.2967 | 4.6484 | 0 | 0 | 0 | 0 | 0 | 0 | 0 | 0 | 0 | 0 | 0.92967 | 1.3945 | 2.789 | 3.2539 | 4.1835 | 4.6484 | 6.0429 | 9.2967 | 9.2967 | 4.6484 | 0 | 0 | 0 | 0 | 0 | 0 | 0 | 0 | 0 | 0 | 2.1502 | 3.2253 | 6.4506 | 7.5257 | 9.6758 | 10.7509 | 13.9762 | 21.5019 | 21.5019 | 10.7509 | 0 | 0 | 0 | 0 | 0 | 0 | 0 | 0 | 0 | 0 | 0 | 0 | 0 | 0 | 0 | 0 | 0 | 0 | 0 | 0 | 0 | 0 | 0 | 0 | 0 | 0 | 0 | 0 | 0 | 0 | 0 | 0 | 0 | 0
[19 empty] | Variable env & social | Input | £000s | 0 | 0 | 0 | 0 | 0 | 0 | 0 | 0 | 0 | 0 | 9.86 | 9.86 | 9.86 | 9.86 | 9.86 | 9.86 | 9.86 | 9.86 | 9.86 | 9.86 | 9.86 | 9.86 | 9.86 | 9.86 | 9.86 | 9.86 | 9.86 | 9.86 | 9.86 | 9.86 | 9.86 | 9.86 | 9.86 | 9.86 | 9.86 | 9.86 | 9.86 | 9.86 | 9.86 | 9.86 | 9.86 | 9.86 | 9.86 | 9.86 | 9.86 | 9.86 | 9.86 | 9.86 | 9.86 | 9.86 | 9.86 | 9.86 | 9.86 | 9.86 | 9.86 | 9.86 | 9.86 | 9.86 | 9.86 | 9.86 | 9.86 | 9.86 | 9.86 | 9.86 | 9.86 | 9.86 | 9.86 | 9.86 | 9.86 | 9.86 | 9.86 | 9.86 | 9.86 | 9.86 | 9.86 | 9.86 | 9.86 | 9.86 | 9.86 | 9.86 | 0 | 0 | 0 | 0 | 0 | 0 | 0 | 0 | 0 | 0 | 0 | 0 | 0 | 0 | 0 | 0 | 0 | 0 | 0 | 0 | 0 | 0 | 0 | 0
[19 empty] | Fixed carbon costs | Input | £000s | 36.1117 | 54.1675 | 108.335 | 126.3908 | 162.5025 | 180.5583 | 234.7258 | 361.1166 | 361.1166 | 180.5583 | 0 | 0 | 0 | 0 | 0 | 0 | 0 | 0 | 0 | 0 | 10.651 | 15.9765 | 31.9531 | 37.2786 | 47.9296 | 53.2551 | 69.2316 | 106.5102 | 106.5102 | 53.2551 | 0 | 0 | 0 | 0 | 0 | 0 | 0 | 0 | 0 | 0 | 10.651 | 15.9765 | 31.9531 | 37.2786 | 47.9296 | 53.2551 | 69.2316 | 106.5102 | 106.5102 | 53.2551 | 0 | 0 | 0 | 0 | 0 | 0 | 0 | 0 | 0 | 0 | 24.6341 | 36.9512 | 73.9024 | 86.2195 | 110.8536 | 123.1707 | 160.1219 | 246.3414 | 246.3414 | 123.1707 | 0 | 0 | 0 | 0 | 0 | 0 | 0 | 0 | 0 | 0 | 0 | 0 | 0 | 0 | 0 | 0 | 0 | 0 | 0 | 0 | 0 | 0 | 0 | 0 | 0 | 0 | 0 | 0 | 0 | 0 | 0 | 0 | 0 | 0
[19 empty] | Variable carbon costs | Input | £000s | 0 | 0 | 0 | 0 | 0 | 0 | 0 | 0 | 0 | 0 | 96.3805 | 90.6622 | 84.9439 | 79.2257 | 73.5074 | 67.7891 | 62.0708 | 56.3526 | 50.6343 | 44.916 | 39.1977 | 33.4795 | 27.7612 | 22.0429 | 16.3246 | 16.3246 | 16.3246 | 16.3246 | 16.3246 | 16.3246 | 16.3246 | 16.3246 | 16.3246 | 16.3246 | 16.3246 | 16.3246 | 16.3246 | 16.3246 | 16.3246 | 16.3246 | 16.3246 | 16.3246 | 16.3246 | 16.3246 | 16.3246 | 16.3246 | 16.3246 | 16.3246 | 16.3246 | 16.3246 | 16.3246 | 16.3246 | 16.3246 | 16.3246 | 16.3246 | 16.3246 | 16.3246 | 16.3246 | 16.3246 | 16.3246 | 16.3246 | 16.3246 | 16.3246 | 16.3246 | 16.3246 | 16.3246 | 16.3246 | 16.3246 | 16.3246 | 16.3246 | 16.3246 | 16.3246 | 16.3246 | 16.3246 | 16.3246 | 16.3246 | 16.3246 | 16.3246 | 16.3246 | 16.3246 | 0 | 0 | 0 | 0 | 0 | 0 | 0 | 0 | 0 | 0 | 0 | 0 | 0 | 0 | 0 | 0 | 0 | 0 | 0 | 0 | 0 | 0 | 0 | 0
[19 empty] | Customer willingness to pay | Input | £000s | 0 | 0 | 0 | 0 | 0 | 0 | 0 | 0 | 0 | 0 | 0 | 0 | 0 | 0 | 0 | 0 | 0 | 0 | 0 | 0 | 0 | 0 | 0 | 0 | 0 | 0 | 0 | 0 | 0 | 0 | 0 | 0 | 0 | 0 | 0 | 0 | 0 | 0 | 0 | 0 | 0 | 0 | 0 | 0 | 0 | 0 | 0 | 0 | 0 | 0 | 0 | 0 | 0 | 0 | 0 | 0 | 0 | 0 | 0 | 0 | 0 | 0 | 0 | 0 | 0 | 0 | 0 | 0 | 0 | 0 | 0 | 0 | 0 | 0 | 0 | 0 | 0 | 0 | 0 | 0 | 0 | 0 | 0 | 0 | 0 | 0 | 0 | 0 | 0 | 0 | 0 | 0 | 0 | 0 | 0 | 0 | 0 | 0 | 0 | 0 | 0 | 0 | 0 | 0
[19 empty] | Total | Sum of above (excl WAFU) | £000s | 5841.6637 | 8762.4955 | 17524.991 | 20445.8228 | 26287.4865 | 29208.3183 | 37970.8138 | 58416.6366 | 58416.6366 | 29208.3183 | 2422.2405 | 2416.5222 | 2410.8039 | 2405.0857 | 2399.3674 | 2393.6491 | 2387.9308 | 2382.2126 | 2376.4943 | 2370.776 | 4088.0384 | 4943.8105 | 7522.5633 | 8378.3353 | 10095.5978 | 10957.0881 | 13541.5592 | 19571.9916 | 19571.9916 | 10957.0881 | 2342.1846 | 2342.1846 | 2342.1846 | 2342.1846 | 2342.1846 | 2342.1846 | 2342.1846 | 2342.1846 | 2342.1846 | 2342.1846 | 4065.1653 | 4926.6557 | 7511.1267 | 8372.6171 | 10095.5978 | 10957.0881 | 13541.5592 | 19571.9916 | 19571.9916 | 10957.0881 | 2342.1846 | 2342.1846 | 2342.1846 | 2342.1846 | 2342.1846 | 2342.1846 | 2342.1846 | 2342.1846 | 2342.1846 | 2342.1846 | 6327.169 | 8319.6611 | 14297.1376 | 16289.6298 | 20274.6141 | 22267.1063 | 28244.5828 | 42192.028 | 42192.028 | 22267.1063 | 2342.1846 | 2342.1846 | 2342.1846 | 2342.1846 | 2342.1846 | 2342.1846 | 2342.1846 | 2342.1846 | 2342.1846 | 2342.1846 | 0 | 0 | 0 | 0 | 0 | 0 | 0 | 0 | 0 | 0 | 0 | 0 | 0 | 0 | 0 | 0 | 0 | 0 | 0 | 0 | 0 | 0 | 0 | 0
58.1x | East Midlands existing third party raw water storage asset including new WTW and infrastructure | WTW07 | New reservoir | N | 2030-31 | Capacity | 18 | 130889.7151 | 26779.0534 | 32971.4579 | 0 | 599.0721 | 131.2034 | 60480.7868 | 45.6495 | 46.2074 | 1 | 3 | Gains in WAFU / Savings in demand | Input | Ml/d | 0 | 0 | 0 | 0 | 0 | 0 | 0 | 0 | 0 | 0 | 18 | 18 | 18 | 18 | 18 | 18 | 18 | 18 | 18 | 18 | 18 | 18 | 18 | 18 | 18 | 18 | 18 | 18 | 18 | 18 | 18 | 18 | 18 | 18 | 18 | 18 | 18 | 18 | 18 | 18 | 18 | 18 | 18 | 18 | 18 | 18 | 18 | 18 | 18 | 18 | 18 | 18 | 18 | 18 | 18 | 18 | 18 | 18 | 18 | 18 | 18 | 18 | 18 | 18 | 18 | 18 | 18 | 18 | 18 | 18 | 18 | 18 | 18 | 18 | 18 | 18 | 18 | 18 | 18 | 18 | 0 | 0 | 0 | 0 | 0 | 0 | 0 | 0 | 0 | 0 | 0 | 0 | 0 | 0 | 0 | 0 | 0 | 0 | 0 | 0 | 0 | 0 | 0 | 0
[19 empty] | Fixed capex | Input | £000s | 614.8 | 922.2 | 1844.4 | 2151.8 | 2766.6 | 3074 | 3996.2 | 6148 | 6148 | 3074 | 0 | 0 | 0 | 0 | 0 | 0 | 0 | 0 | 0 | 0 | 34.2 | 51.3 | 102.6 | 119.7 | 153.9 | 171 | 222.3 | 342 | 342 | 171 | 0 | 0 | 0 | 0 | 0 | 0 | 0 | 0 | 0 | 0 | 34.2 | 51.3 | 102.6 | 119.7 | 153.9 | 171 | 222.3 | 342 | 342 | 171 | 0 | 0 | 0 | 0 | 0 | 0 | 0 | 0 | 0 | 0 | 83.2 | 124.8 | 249.6 | 291.2 | 374.4 | 416 | 540.8 | 832 | 832 | 416 | 0 | 0 | 0 | 0 | 0 | 0 | 0 | 0 | 0 | 0 | 0 | 0 | 0 | 0 | 0 | 0 | 0 | 0 | 0 | 0 | 0 | 0 | 0 | 0 | 0 | 0 | 0 | 0 | 0 | 0 | 0 | 0 | 0 | 0
[19 empty] | Variable capex | Input | £000s | 0 | 0 | 0 | 0 | 0 | 0 | 0 | 0 | 0 | 0 | 0 | 0 | 0 | 0 | 0 | 0 | 0 | 0 | 0 | 0 | 0 | 0 | 0 | 0 | 0 | 0 | 0 | 0 | 0 | 0 | 0 | 0 | 0 | 0 | 0 | 0 | 0 | 0 | 0 | 0 | 0 | 0 | 0 | 0 | 0 | 0 | 0 | 0 | 0 | 0 | 0 | 0 | 0 | 0 | 0 | 0 | 0 | 0 | 0 | 0 | 0 | 0 | 0 | 0 | 0 | 0 | 0 | 0 | 0 | 0 | 0 | 0 | 0 | 0 | 0 | 0 | 0 | 0 | 0 | 0 | 0 | 0 | 0 | 0 | 0 | 0 | 0 | 0 | 0 | 0 | 0 | 0 | 0 | 0 | 0 | 0 | 0 | 0 | 0 | 0 | 0 | 0 | 0 | 0
[19 empty] | Financing costs | Input | £000s | 0 | 0 | 0 | 0 | 0 | 0 | 0 | 0 | 0 | 0 | 0 | 0 | 0 | 0 | 0 | 0 | 0 | 0 | 0 | 0 | 0 | 0 | 0 | 0 | 0 | 0 | 0 | 0 | 0 | 0 | 0 | 0 | 0 | 0 | 0 | 0 | 0 | 0 | 0 | 0 | 0 | 0 | 0 | 0 | 0 | 0 | 0 | 0 | 0 | 0 | 0 | 0 | 0 | 0 | 0 | 0 | 0 | 0 | 0 | 0 | 0 | 0 | 0 | 0 | 0 | 0 | 0 | 0 | 0 | 0 | 0 | 0 | 0 | 0 | 0 | 0 | 0 | 0 | 0 | 0
[19 empty] | Fixed opex | Input | £000s | 0 | 0 | 0 | 0 | 0 | 0 | 0 | 0 | 0 | 0 | 156 | 156 | 156 | 156 | 156 | 156 | 156 | 156 | 156 | 156 | 156 | 156 | 156 | 156 | 156 | 156 | 156 | 156 | 156 | 156 | 156 | 156 | 156 | 156 | 156 | 156 | 156 | 156 | 156 | 156 | 156 | 156 | 156 | 156 | 156 | 156 | 156 | 156 | 156 | 156 | 156 | 156 | 156 | 156 | 156 | 156 | 156 | 156 | 156 | 156 | 156 | 156 | 156 | 156 | 156 | 156 | 156 | 156 | 156 | 156 | 156 | 156 | 156 | 156 | 156 | 156 | 156 | 156 | 156 | 156 | 0 | 0 | 0 | 0 | 0 | 0 | 0 | 0 | 0 | 0 | 0 | 0 | 0 | 0 | 0 | 0 | 0 | 0 | 0 | 0 | 0 | 0 | 0 | 0
[19 empty] | Variable opex | Input | £000s | 0 | 0 | 0 | 0 | 0 | 0 | 0 | 0 | 0 | 0 | 1499 | 1499 | 1499 | 1499 | 1499 | 1499 | 1499 | 1499 | 1499 | 1499 | 1499 | 1499 | 1499 | 1499 | 1499 | 1499 | 1499 | 1499 | 1499 | 1499 | 1499 | 1499 | 1499 | 1499 | 1499 | 1499 | 1499 | 1499 | 1499 | 1499 | 1499 | 1499 | 1499 | 1499 | 1499 | 1499 | 1499 | 1499 | 1499 | 1499 | 1499 | 1499 | 1499 | 1499 | 1499 | 1499 | 1499 | 1499 | 1499 | 1499 | 1499 | 1499 | 1499 | 1499 | 1499 | 1499 | 1499 | 1499 | 1499 | 1499 | 1499 | 1499 | 1499 | 1499 | 1499 | 1499 | 1499 | 1499 | 1499 | 1499 | 0 | 0 | 0 | 0 | 0 | 0 | 0 | 0 | 0 | 0 | 0 | 0 | 0 | 0 | 0 | 0 | 0 | 0 | 0 | 0 | 0 | 0 | 0 | 0
[19 empty] | Opex savings | Input | £000s | 0 | 0 | 0 | 0 | 0 | 0 | 0 | 0 | 0 | 0 | 0 | 0 | 0 | 0 | 0 | 0 | 0 | 0 | 0 | 0 | 0 | 0 | 0 | 0 | 0 | 0 | 0 | 0 | 0 | 0 | 0 | 0 | 0 | 0 | 0 | 0 | 0 | 0 | 0 | 0 | 0 | 0 | 0 | 0 | 0 | 0 | 0 | 0 | 0 | 0 | 0 | 0 | 0 | 0 | 0 | 0 | 0 | 0 | 0 | 0 | 0 | 0 | 0 | 0 | 0 | 0 | 0 | 0 | 0 | 0 | 0 | 0 | 0 | 0 | 0 | 0 | 0 | 0 | 0 | 0 | 0 | 0 | 0 | 0 | 0 | 0 | 0 | 0 | 0 | 0 | 0 | 0 | 0 | 0 | 0 | 0 | 0 | 0 | 0 | 0 | 0 | 0 | 0 | 0
[19 empty] | Fixed env & social | Input | £000s | 0.1124 | 0.1686 | 0.3372 | 0.3934 | 0.5058 | 0.562 | 0.7306 | 1.124 | 1.124 | 0.562 | 0 | 0 | 0 | 0 | 0 | 0 | 0 | 0 | 0 | 0 | 0.0062526 | 0.0093789 | 0.018758 | 0.021884 | 0.028137 | 0.031263 | 0.040642 | 0.062526 | 0.062526 | 0.031263 | 0 | 0 | 0 | 0 | 0 | 0 | 0 | 0 | 0 | 0 | 0.0062526 | 0.0093789 | 0.018758 | 0.021884 | 0.028137 | 0.031263 | 0.040642 | 0.062526 | 0.062526 | 0.031263 | 0 | 0 | 0 | 0 | 0 | 0 | 0 | 0 | 0 | 0 | 0.015211 | 0.022816 | 0.045633 | 0.053238 | 0.068449 | 0.076055 | 0.098871 | 0.15211 | 0.15211 | 0.076055 | 0 | 0 | 0 | 0 | 0 | 0 | 0 | 0 | 0 | 0 | 0 | 0 | 0 | 0 | 0 | 0 | 0 | 0 | 0 | 0 | 0 | 0 | 0 | 0 | 0 | 0 | 0 | 0 | 0 | 0 | 0 | 0 | 0 | 0
[19 empty] | Variable env & social | Input | £000s | 0 | 0 | 0 | 0 | 0 | 0 | 0 | 0 | 0 | 0 | 6.34 | 6.34 | 6.34 | 6.34 | 6.34 | 6.34 | 6.34 | 6.34 | 6.34 | 6.34 | 6.34 | 6.34 | 6.34 | 6.34 | 6.34 | 6.34 | 6.34 | 6.34 | 6.34 | 6.34 | 6.34 | 6.34 | 6.34 | 6.34 | 6.34 | 6.34 | 6.34 | 6.34 | 6.34 | 6.34 | 6.34 | 6.34 | 6.34 | 6.34 | 6.34 | 6.34 | 6.34 | 6.34 | 6.34 | 6.34 | 6.34 | 6.34 | 6.34 | 6.34 | 6.34 | 6.34 | 6.34 | 6.34 | 6.34 | 6.34 | 6.34 | 6.34 | 6.34 | 6.34 | 6.34 | 6.34 | 6.34 | 6.34 | 6.34 | 6.34 | 6.34 | 6.34 | 6.34 | 6.34 | 6.34 | 6.34 | 6.34 | 6.34 | 6.34 | 6.34 | 0 | 0 | 0 | 0 | 0 | 0 | 0 | 0 | 0 | 0 | 0 | 0 | 0 | 0 | 0 | 0 | 0 | 0 | 0 | 0 | 0 | 0 | 0 | 0
[19 empty] | Fixed carbon costs | Input | £000s | 0.019504 | 0.029256 | 0.058512 | 0.068264 | 0.087768 | 0.09752 | 0.12678 | 0.19504 | 0.19504 | 0.09752 | 0 | 0 | 0 | 0 | 0 | 0 | 0 | 0 | 0 | 0 | 0.001085 | 0.0016274 | 0.0032549 | 0.0037974 | 0.0048823 | 0.0054248 | 0.0070523 | 0.01085 | 0.01085 | 0.0054248 | 0 | 0 | 0 | 0 | 0 | 0 | 0 | 0 | 0 | 0 | 0.001085 | 0.0016274 | 0.0032549 | 0.0037974 | 0.0048823 | 0.0054248 | 0.0070523 | 0.01085 | 0.01085 | 0.0054248 | 0 | 0 | 0 | 0 | 0 | 0 | 0 | 0 | 0 | 0 | 0.0026394 | 0.0039592 | 0.0079183 | 0.0092381 | 0.011878 | 0.013197 | 0.017156 | 0.026394 | 0.026394 | 0.013197 | 0 | 0 | 0 | 0 | 0 | 0 | 0 | 0 | 0 | 0 | 0 | 0 | 0 | 0 | 0 | 0 | 0 | 0 | 0 | 0 | 0 | 0 | 0 | 0 | 0 | 0 | 0 | 0 | 0 | 0 | 0 | 0 | 0 | 0
[19 empty] | Variable carbon costs | Input | £000s | 0 | 0 | 0 | 0 | 0 | 0 | 0 | 0 | 0 | 0 | 83.0335 | 78.1071 | 73.1807 | 68.2543 | 63.3279 | 58.4015 | 53.4751 | 48.5487 | 43.6224 | 38.696 | 33.7696 | 28.8432 | 23.9168 | 18.9904 | 14.064 | 14.064 | 14.064 | 14.064 | 14.064 | 14.064 | 14.064 | 14.064 | 14.064 | 14.064 | 14.064 | 14.064 | 14.064 | 14.064 | 14.064 | 14.064 | 14.064 | 14.064 | 14.064 | 14.064 | 14.064 | 14.064 | 14.064 | 14.064 | 14.064 | 14.064 | 14.064 | 14.064 | 14.064 | 14.064 | 14.064 | 14.064 | 14.064 | 14.064 | 14.064 | 14.064 | 14.064 | 14.064 | 14.064 | 14.064 | 14.064 | 14.064 | 14.064 | 14.064 | 14.064 | 14.064 | 14.064 | 14.064 | 14.064 | 14.064 | 14.064 | 14.064 | 14.064 | 14.064 | 14.064 | 14.064 | 0 | 0 | 0 | 0 | 0 | 0 | 0 | 0 | 0 | 0 | 0 | 0 | 0 | 0 | 0 | 0 | 0 | 0 | 0 | 0 | 0 | 0 | 0 | 0
[19 empty] | Customer willingness to pay | Input | £000s | 0 | 0 | 0 | 0 | 0 | 0 | 0 | 0 | 0 | 0 | 0 | 0 | 0 | 0 | 0 | 0 | 0 | 0 | 0 | 0 | 0 | 0 | 0 | 0 | 0 | 0 | 0 | 0 | 0 | 0 | 0 | 0 | 0 | 0 | 0 | 0 | 0 | 0 | 0 | 0 | 0 | 0 | 0 | 0 | 0 | 0 | 0 | 0 | 0 | 0 | 0 | 0 | 0 | 0 | 0 | 0 | 0 | 0 | 0 | 0 | 0 | 0 | 0 | 0 | 0 | 0 | 0 | 0 | 0 | 0 | 0 | 0 | 0 | 0 | 0 | 0 | 0 | 0 | 0 | 0 | 0 | 0 | 0 | 0 | 0 | 0 | 0 | 0 | 0 | 0 | 0 | 0 | 0 | 0 | 0 | 0 | 0 | 0 | 0 | 0 | 0 | 0 | 0 | 0
[19 empty] | Total | Sum of above (excl WAFU) | £000s | 614.9319 | 922.3979 | 1844.7957 | 2152.2617 | 2767.1936 | 3074.6595 | 3997.0574 | 6149.319 | 6149.319 | 3074.6595 | 1744.3735 | 1739.4471 | 1734.5207 | 1729.5943 | 1724.6679 | 1719.7415 | 1714.8151 | 1709.8887 | 1704.9624 | 1700.036 | 1729.3169 | 1741.4942 | 1787.8788 | 1800.056 | 1829.337 | 1846.4407 | 1897.7517 | 2017.4773 | 2017.4773 | 1846.4407 | 1675.404 | 1675.404 | 1675.404 | 1675.404 | 1675.404 | 1675.404 | 1675.404 | 1675.404 | 1675.404 | 1675.404 | 1709.6113 | 1726.715 | 1778.026 | 1795.1297 | 1829.337 | 1846.4407 | 1897.7517 | 2017.4773 | 2017.4773 | 1846.4407 | 1675.404 | 1675.404 | 1675.404 | 1675.404 | 1675.404 | 1675.404 | 1675.404 | 1675.404 | 1675.404 | 1675.404 | 1758.6218 | 1800.2307 | 1925.0575 | 1966.6664 | 2049.8843 | 2091.4932 | 2216.32 | 2507.5825 | 2507.5825 | 2091.4932 | 1675.404 | 1675.404 | 1675.404 | 1675.404 | 1675.404 | 1675.404 | 1675.404 | 1675.404 | 1675.404 | 1675.404 | 0 | 0 | 0 | 0 | 0 | 0 | 0 | 0 | 0 | 0 | 0 | 0 | 0 | 0 | 0 | 0 | 0 | 0 | 0 | 0 | 0 | 0 | 0 | 0
58.1x | New WTW on the River Severn near Ombersley, Shropshire | WTW08 | SW new | N | 2030-31 | Capacity | 15 | 109074.7626 | 58813.8567 | 15380.0396 | 0 | 485.6365 | 56.2351 | 74735.768 | 68.0211 | 68.5179 | 3 | 3 | Gains in WAFU / Savings in demand | Input | Ml/d | 0 | 0 | 0 | 0 | 0 | 0 | 0 | 0 | 0 | 0 | 15 | 15 | 15 | 15 | 15 | 15 | 15 | 15 | 15 | 15 | 15 | 15 | 15 | 15 | 15 | 15 | 15 | 15 | 15 | 15 | 15 | 15 | 15 | 15 | 15 | 15 | 15 | 15 | 15 | 15 | 15 | 15 | 15 | 15 | 15 | 15 | 15 | 15 | 15 | 15 | 15 | 15 | 15 | 15 | 15 | 15 | 15 | 15 | 15 | 15 | 15 | 15 | 15 | 15 | 15 | 15 | 15 | 15 | 15 | 15 | 15 | 15 | 15 | 15 | 15 | 15 | 15 | 15 | 15 | 15 | 0 | 0 | 0 | 0 | 0 | 0 | 0 | 0 | 0 | 0 | 0 | 0 | 0 | 0 | 0 | 0 | 0 | 0 | 0 | 0 | 0 | 0 | 0 | 0
[19 empty] | Fixed capex | Input | £000s | 970.4 | 1455.6 | 2911.2 | 3396.4 | 4366.8 | 4852 | 6307.6 | 9704 | 9704 | 4852 | 0 | 0 | 0 | 0 | 0 | 0 | 0 | 0 | 0 | 0 | 445.2 | 667.8 | 1335.6 | 1558.2 | 2003.4 | 2226 | 2893.8 | 4452 | 4452 | 2226 | 0 | 0 | 0 | 0 | 0 | 0 | 0 | 0 | 0 | 0 | 445.2 | 667.8 | 1335.6 | 1558.2 | 2003.4 | 2226 | 2893.8 | 4452 | 4452 | 2226 | 0 | 0 | 0 | 0 | 0 | 0 | 0 | 0 | 0 | 0 | 792.8 | 1189.2 | 2378.4 | 2774.8 | 3567.6 | 3964 | 5153.2 | 7928 | 7928 | 3964 | 0 | 0 | 0 | 0 | 0 | 0 | 0 | 0 | 0 | 0 | 0 | 0 | 0 | 0 | 0 | 0 | 0 | 0 | 0 | 0 | 0 | 0 | 0 | 0 | 0 | 0 | 0 | 0 | 0 | 0 | 0 | 0 | 0 | 0
[19 empty] | Variable capex | Input | £000s | 0 | 0 | 0 | 0 | 0 | 0 | 0 | 0 | 0 | 0 | 0 | 0 | 0 | 0 | 0 | 0 | 0 | 0 | 0 | 0 | 0 | 0 | 0 | 0 | 0 | 0 | 0 | 0 | 0 | 0 | 0 | 0 | 0 | 0 | 0 | 0 | 0 | 0 | 0 | 0 | 0 | 0 | 0 | 0 | 0 | 0 | 0 | 0 | 0 | 0 | 0 | 0 | 0 | 0 | 0 | 0 | 0 | 0 | 0 | 0 | 0 | 0 | 0 | 0 | 0 | 0 | 0 | 0 | 0 | 0 | 0 | 0 | 0 | 0 | 0 | 0 | 0 | 0 | 0 | 0 | 0 | 0 | 0 | 0 | 0 | 0 | 0 | 0 | 0 | 0 | 0 | 0 | 0 | 0 | 0 | 0 | 0 | 0 | 0 | 0 | 0 | 0 | 0 | 0
[19 empty] | Financing costs | Input | £000s | 0 | 0 | 0 | 0 | 0 | 0 | 0 | 0 | 0 | 0 | 0 | 0 | 0 | 0 | 0 | 0 | 0 | 0 | 0 | 0 | 0 | 0 | 0 | 0 | 0 | 0 | 0 | 0 | 0 | 0 | 0 | 0 | 0 | 0 | 0 | 0 | 0 | 0 | 0 | 0 | 0 | 0 | 0 | 0 | 0 | 0 | 0 | 0 | 0 | 0 | 0 | 0 | 0 | 0 | 0 | 0 | 0 | 0 | 0 | 0 | 0 | 0 | 0 | 0 | 0 | 0 | 0 | 0 | 0 | 0 | 0 | 0 | 0 | 0 | 0 | 0 | 0 | 0 | 0 | 0
[19 empty] | Fixed opex | Input | £000s | 0 | 0 | 0 | 0 | 0 | 0 | 0 | 0 | 0 | 0 | 236 | 236 | 236 | 236 | 236 | 236 | 236 | 236 | 236 | 236 | 236 | 236 | 236 | 236 | 236 | 236 | 236 | 236 | 236 | 236 | 236 | 236 | 236 | 236 | 236 | 236 | 236 | 236 | 236 | 236 | 236 | 236 | 236 | 236 | 236 | 236 | 236 | 236 | 236 | 236 | 236 | 236 | 236 | 236 | 236 | 236 | 236 | 236 | 236 | 236 | 236 | 236 | 236 | 236 | 236 | 236 | 236 | 236 | 236 | 236 | 236 | 236 | 236 | 236 | 236 | 236 | 236 | 236 | 236 | 236 | 0 | 0 | 0 | 0 | 0 | 0 | 0 | 0 | 0 | 0 | 0 | 0 | 0 | 0 | 0 | 0 | 0 | 0 | 0 | 0 | 0 | 0 | 0 | 0
[19 empty] | Variable opex | Input | £000s | 0 | 0 | 0 | 0 | 0 | 0 | 0 | 0 | 0 | 0 | 536 | 536 | 536 | 536 | 536 | 536 | 536 | 536 | 536 | 536 | 536 | 536 | 536 | 536 | 536 | 536 | 536 | 536 | 536 | 536 | 536 | 536 | 536 | 536 | 536 | 536 | 536 | 536 | 536 | 536 | 536 | 536 | 536 | 536 | 536 | 536 | 536 | 536 | 536 | 536 | 536 | 536 | 536 | 536 | 536 | 536 | 536 | 536 | 536 | 536 | 536 | 536 | 536 | 536 | 536 | 536 | 536 | 536 | 536 | 536 | 536 | 536 | 536 | 536 | 536 | 536 | 536 | 536 | 536 | 536 | 0 | 0 | 0 | 0 | 0 | 0 | 0 | 0 | 0 | 0 | 0 | 0 | 0 | 0 | 0 | 0 | 0 | 0 | 0 | 0 | 0 | 0 | 0 | 0
[19 empty] | Opex savings | Input | £000s | 0 | 0 | 0 | 0 | 0 | 0 | 0 | 0 | 0 | 0 | 0 | 0 | 0 | 0 | 0 | 0 | 0 | 0 | 0 | 0 | 0 | 0 | 0 | 0 | 0 | 0 | 0 | 0 | 0 | 0 | 0 | 0 | 0 | 0 | 0 | 0 | 0 | 0 | 0 | 0 | 0 | 0 | 0 | 0 | 0 | 0 | 0 | 0 | 0 | 0 | 0 | 0 | 0 | 0 | 0 | 0 | 0 | 0 | 0 | 0 | 0 | 0 | 0 | 0 | 0 | 0 | 0 | 0 | 0 | 0 | 0 | 0 | 0 | 0 | 0 | 0 | 0 | 0 | 0 | 0 | 0 | 0 | 0 | 0 | 0 | 0 | 0 | 0 | 0 | 0 | 0 | 0 | 0 | 0 | 0 | 0 | 0 | 0 | 0 | 0 | 0 | 0 | 0 | 0
[19 empty] | Fixed env & social | Input | £000s | 0.0502 | 0.0753 | 0.1506 | 0.1757 | 0.2259 | 0.251 | 0.3263 | 0.502 | 0.502 | 0.251 | 0 | 0 | 0 | 0 | 0 | 0 | 0 | 0 | 0 | 0 | 0.023031 | 0.034546 | 0.069092 | 0.080608 | 0.10364 | 0.11515 | 0.1497 | 0.23031 | 0.23031 | 0.11515 | 0 | 0 | 0 | 0 | 0 | 0 | 0 | 0 | 0 | 0 | 0.023031 | 0.034546 | 0.069092 | 0.080608 | 0.10364 | 0.11515 | 0.1497 | 0.23031 | 0.23031 | 0.11515 | 0 | 0 | 0 | 0 | 0 | 0 | 0 | 0 | 0 | 0 | 0.041013 | 0.061519 | 0.12304 | 0.14354 | 0.18456 | 0.20506 | 0.26658 | 0.41013 | 0.41013 | 0.20506 | 0 | 0 | 0 | 0 | 0 | 0 | 0 | 0 | 0 | 0 | 0 | 0 | 0 | 0 | 0 | 0 | 0 | 0 | 0 | 0 | 0 | 0 | 0 | 0 | 0 | 0 | 0 | 0 | 0 | 0 | 0 | 0 | 0 | 0
[19 empty] | Variable env & social | Input | £000s | 0 | 0 | 0 | 0 | 0 | 0 | 0 | 0 | 0 | 0 | 2.67 | 2.67 | 2.67 | 2.67 | 2.67 | 2.67 | 2.67 | 2.67 | 2.67 | 2.67 | 2.67 | 2.67 | 2.67 | 2.67 | 2.67 | 2.67 | 2.67 | 2.67 | 2.67 | 2.67 | 2.67 | 2.67 | 2.67 | 2.67 | 2.67 | 2.67 | 2.67 | 2.67 | 2.67 | 2.67 | 2.67 | 2.67 | 2.67 | 2.67 | 2.67 | 2.67 | 2.67 | 2.67 | 2.67 | 2.67 | 2.67 | 2.67 | 2.67 | 2.67 | 2.67 | 2.67 | 2.67 | 2.67 | 2.67 | 2.67 | 2.67 | 2.67 | 2.67 | 2.67 | 2.67 | 2.67 | 2.67 | 2.67 | 2.67 | 2.67 | 2.67 | 2.67 | 2.67 | 2.67 | 2.67 | 2.67 | 2.67 | 2.67 | 2.67 | 2.67 | 0 | 0 | 0 | 0 | 0 | 0 | 0 | 0 | 0 | 0 | 0 | 0 | 0 | 0 | 0 | 0 | 0 | 0 | 0 | 0 | 0 | 0 | 0 | 0
[19 empty] | Fixed carbon costs | Input | £000s | 4.1836 | 6.2754 | 12.5508 | 14.6426 | 18.8262 | 20.918 | 27.1935 | 41.8361 | 41.8361 | 20.918 | 0 | 0 | 0 | 0 | 0 | 0 | 0 | 0 | 0 | 0 | 1.9194 | 2.879 | 5.7581 | 6.7177 | 8.6371 | 9.5968 | 12.4758 | 19.1936 | 19.1936 | 9.5968 | 0 | 0 | 0 | 0 | 0 | 0 | 0 | 0 | 0 | 0 | 1.9194 | 2.879 | 5.7581 | 6.7177 | 8.6371 | 9.5968 | 12.4758 | 19.1936 | 19.1936 | 9.5968 | 0 | 0 | 0 | 0 | 0 | 0 | 0 | 0 | 0 | 0 | 3.4179 | 5.1269 | 10.2538 | 11.9628 | 15.3807 | 17.0897 | 22.2166 | 34.1794 | 34.1794 | 17.0897 | 0 | 0 | 0 | 0 | 0 | 0 | 0 | 0 | 0 | 0 | 0 | 0 | 0 | 0 | 0 | 0 | 0 | 0 | 0 | 0 | 0 | 0 | 0 | 0 | 0 | 0 | 0 | 0 | 0 | 0 | 0 | 0 | 0 | 0
[19 empty] | Variable carbon costs | Input | £000s | 0 | 0 | 0 | 0 | 0 | 0 | 0 | 0 | 0 | 0 | 32.2124 | 30.3012 | 28.3901 | 26.4789 | 24.5677 | 22.6565 | 20.7454 | 18.8342 | 16.923 | 15.0119 | 13.1007 | 11.1895 | 9.2784 | 7.3672 | 5.456 | 5.456 | 5.456 | 5.456 | 5.456 | 5.456 | 5.456 | 5.456 | 5.456 | 5.456 | 5.456 | 5.456 | 5.456 | 5.456 | 5.456 | 5.456 | 5.456 | 5.456 | 5.456 | 5.456 | 5.456 | 5.456 | 5.456 | 5.456 | 5.456 | 5.456 | 5.456 | 5.456 | 5.456 | 5.456 | 5.456 | 5.456 | 5.456 | 5.456 | 5.456 | 5.456 | 5.456 | 5.456 | 5.456 | 5.456 | 5.456 | 5.456 | 5.456 | 5.456 | 5.456 | 5.456 | 5.456 | 5.456 | 5.456 | 5.456 | 5.456 | 5.456 | 5.456 | 5.456 | 5.456 | 5.456 | 0 | 0 | 0 | 0 | 0 | 0 | 0 | 0 | 0 | 0 | 0 | 0 | 0 | 0 | 0 | 0 | 0 | 0 | 0 | 0 | 0 | 0 | 0 | 0
[19 empty] | Customer willingness to pay | Input | £000s | 0 | 0 | 0 | 0 | 0 | 0 | 0 | 0 | 0 | 0 | 0 | 0 | 0 | 0 | 0 | 0 | 0 | 0 | 0 | 0 | 0 | 0 | 0 | 0 | 0 | 0 | 0 | 0 | 0 | 0 | 0 | 0 | 0 | 0 | 0 | 0 | 0 | 0 | 0 | 0 | 0 | 0 | 0 | 0 | 0 | 0 | 0 | 0 | 0 | 0 | 0 | 0 | 0 | 0 | 0 | 0 | 0 | 0 | 0 | 0 | 0 | 0 | 0 | 0 | 0 | 0 | 0 | 0 | 0 | 0 | 0 | 0 | 0 | 0 | 0 | 0 | 0 | 0 | 0 | 0 | 0 | 0 | 0 | 0 | 0 | 0 | 0 | 0 | 0 | 0 | 0 | 0 | 0 | 0 | 0 | 0 | 0 | 0 | 0 | 0 | 0 | 0 | 0 | 0
[19 empty] | Total | Sum of above (excl WAFU) | £000s | 974.6338 | 1461.9507 | 2923.9014 | 3411.2183 | 4385.8521 | 4873.169 | 6335.1198 | 9746.3381 | 9746.3381 | 4873.169 | 806.8824 | 804.9712 | 803.0601 | 801.1489 | 799.2377 | 797.3265 | 795.4154 | 793.5042 | 791.593 | 789.6819 | 1234.9131 | 1456.5731 | 2125.3755 | 2347.0356 | 2792.2668 | 3015.838 | 3686.5515 | 5251.5499 | 5251.5499 | 3015.838 | 780.126 | 780.126 | 780.126 | 780.126 | 780.126 | 780.126 | 780.126 | 780.126 | 780.126 | 780.126 | 1227.2684 | 1450.8396 | 2121.5532 | 2345.1244 | 2792.2668 | 3015.838 | 3686.5515 | 5251.5499 | 5251.5499 | 3015.838 | 780.126 | 780.126 | 780.126 | 780.126 | 780.126 | 780.126 | 780.126 | 780.126 | 780.126 | 780.126 | 1576.385 | 1974.5145 | 3168.9029 | 3567.0324 | 4363.2913 | 4761.4208 | 5955.8092 | 8742.7155 | 8742.7155 | 4761.4208 | 780.126 | 780.126 | 780.126 | 780.126 | 780.126 | 780.126 | 780.126 | 780.126 | 780.126 | 780.126 | 0 | 0 | 0 | 0 | 0 | 0 | 0 | 0 | 0 | 0 | 0 | 0 | 0 | 0 | 0 | 0 | 0 | 0 | 0 | 0 | 0 | 0 | 0 | 0
58.1x | New WTW on the River Severn near Ombersley with raw water imports into the River Severn | DAM12 | SW new | N | 2030-31 | Capacity | 30 | 218149.5252 | 58813.8567 | 75704.8581 | 0 | 716.789 | 56.2351 | 135291.7389 | 61.6635 | 62.0179 | 3 | 3 | Gains in WAFU / Savings in demand | Input | Ml/d | 0 | 0 | 0 | 0 | 0 | 0 | 0 | 0 | 0 | 0 | 30 | 30 | 30 | 30 | 30 | 30 | 30 | 30 | 30 | 30 | 30 | 30 | 30 | 30 | 30 | 30 | 30 | 30 | 30 | 30 | 30 | 30 | 30 | 30 | 30 | 30 | 30 | 30 | 30 | 30 | 30 | 30 | 30 | 30 | 30 | 30 | 30 | 30 | 30 | 30 | 30 | 30 | 30 | 30 | 30 | 30 | 30 | 30 | 30 | 30 | 30 | 30 | 30 | 30 | 30 | 30 | 30 | 30 | 30 | 30 | 30 | 30 | 30 | 30 | 30 | 30 | 30 | 30 | 30 | 30 | 0 | 0 | 0 | 0 | 0 | 0 | 0 | 0 | 0 | 0 | 0 | 0 | 0 | 0 | 0 | 0 | 0 | 0 | 0 | 0 | 0 | 0 | 0 | 0
[19 empty] | Fixed capex | Input | £000s | 970.4 | 1455.6 | 2911.2 | 3396.4 | 4366.8 | 4852 | 6307.6 | 9704 | 9704 | 4852 | 0 | 0 | 0 | 0 | 0 | 0 | 0 | 0 | 0 | 0 | 445.2 | 667.8 | 1335.6 | 1558.2 | 2003.4 | 2226 | 2893.8 | 4452 | 4452 | 2226 | 0 | 0 | 0 | 0 | 0 | 0 | 0 | 0 | 0 | 0 | 445.2 | 667.8 | 1335.6 | 1558.2 | 2003.4 | 2226 | 2893.8 | 4452 | 4452 | 2226 | 0 | 0 | 0 | 0 | 0 | 0 | 0 | 0 | 0 | 0 | 792.8 | 1189.2 | 2378.4 | 2774.8 | 3567.6 | 3964 | 5153.2 | 7928 | 7928 | 3964 | 0 | 0 | 0 | 0 | 0 | 0 | 0 | 0 | 0 | 0 | 0 | 0 | 0 | 0 | 0 | 0 | 0 | 0 | 0 | 0 | 0 | 0 | 0 | 0 | 0 | 0 | 0 | 0 | 0 | 0 | 0 | 0 | 0 | 0
[19 empty] | Variable capex | Input | £000s | 0 | 0 | 0 | 0 | 0 | 0 | 0 | 0 | 0 | 0 | 0 | 0 | 0 | 0 | 0 | 0 | 0 | 0 | 0 | 0 | 0 | 0 | 0 | 0 | 0 | 0 | 0 | 0 | 0 | 0 | 0 | 0 | 0 | 0 | 0 | 0 | 0 | 0 | 0 | 0 | 0 | 0 | 0 | 0 | 0 | 0 | 0 | 0 | 0 | 0 | 0 | 0 | 0 | 0 | 0 | 0 | 0 | 0 | 0 | 0 | 0 | 0 | 0 | 0 | 0 | 0 | 0 | 0 | 0 | 0 | 0 | 0 | 0 | 0 | 0 | 0 | 0 | 0 | 0 | 0 | 0 | 0 | 0 | 0 | 0 | 0 | 0 | 0 | 0 | 0 | 0 | 0 | 0 | 0 | 0 | 0 | 0 | 0 | 0 | 0 | 0 | 0 | 0 | 0
[19 empty] | Financing costs | Input | £000s | 0 | 0 | 0 | 0 | 0 | 0 | 0 | 0 | 0 | 0 | 0 | 0 | 0 | 0 | 0 | 0 | 0 | 0 | 0 | 0 | 0 | 0 | 0 | 0 | 0 | 0 | 0 | 0 | 0 | 0 | 0 | 0 | 0 | 0 | 0 | 0 | 0 | 0 | 0 | 0 | 0 | 0 | 0 | 0 | 0 | 0 | 0 | 0 | 0 | 0 | 0 | 0 | 0 | 0 | 0 | 0 | 0 | 0 | 0 | 0 | 0 | 0 | 0 | 0 | 0 | 0 | 0 | 0 | 0 | 0 | 0 | 0 | 0 | 0 | 0 | 0 | 0 | 0 | 0 | 0
[19 empty] | Fixed opex | Input | £000s | 0 | 0 | 0 | 0 | 0 | 0 | 0 | 0 | 0 | 0 | 472 | 472 | 472 | 472 | 472 | 472 | 472 | 472 | 472 | 472 | 472 | 472 | 472 | 472 | 472 | 472 | 472 | 472 | 472 | 472 | 472 | 472 | 472 | 472 | 472 | 472 | 472 | 472 | 472 | 472 | 472 | 472 | 472 | 472 | 472 | 472 | 472 | 472 | 472 | 472 | 472 | 472 | 472 | 472 | 472 | 472 | 472 | 472 | 472 | 472 | 472 | 472 | 472 | 472 | 472 | 472 | 472 | 472 | 472 | 472 | 472 | 472 | 472 | 472 | 472 | 472 | 472 | 472 | 472 | 472 | 0 | 0 | 0 | 0 | 0 | 0 | 0 | 0 | 0 | 0 | 0 | 0 | 0 | 0 | 0 | 0 | 0 | 0 | 0 | 0 | 0 | 0 | 0 | 0
[19 empty] | Variable opex | Input | £000s | 0 | 0 | 0 | 0 | 0 | 0 | 0 | 0 | 0 | 0 | 3328 | 3328 | 3328 | 3328 | 3328 | 3328 | 3328 | 3328 | 3328 | 3328 | 3328 | 3328 | 3328 | 3328 | 3328 | 3328 | 3328 | 3328 | 3328 | 3328 | 3328 | 3328 | 3328 | 3328 | 3328 | 3328 | 3328 | 3328 | 3328 | 3328 | 3328 | 3328 | 3328 | 3328 | 3328 | 3328 | 3328 | 3328 | 3328 | 3328 | 3328 | 3328 | 3328 | 3328 | 3328 | 3328 | 3328 | 3328 | 3328 | 3328 | 3328 | 3328 | 3328 | 3328 | 3328 | 3328 | 3328 | 3328 | 3328 | 3328 | 3328 | 3328 | 3328 | 3328 | 3328 | 3328 | 3328 | 3328 | 3328 | 3328 | 0 | 0 | 0 | 0 | 0 | 0 | 0 | 0 | 0 | 0 | 0 | 0 | 0 | 0 | 0 | 0 | 0 | 0 | 0 | 0 | 0 | 0 | 0 | 0
[19 empty] | Opex savings | Input | £000s | 0 | 0 | 0 | 0 | 0 | 0 | 0 | 0 | 0 | 0 | 0 | 0 | 0 | 0 | 0 | 0 | 0 | 0 | 0 | 0 | 0 | 0 | 0 | 0 | 0 | 0 | 0 | 0 | 0 | 0 | 0 | 0 | 0 | 0 | 0 | 0 | 0 | 0 | 0 | 0 | 0 | 0 | 0 | 0 | 0 | 0 | 0 | 0 | 0 | 0 | 0 | 0 | 0 | 0 | 0 | 0 | 0 | 0 | 0 | 0 | 0 | 0 | 0 | 0 | 0 | 0 | 0 | 0 | 0 | 0 | 0 | 0 | 0 | 0 | 0 | 0 | 0 | 0 | 0 | 0 | 0 | 0 | 0 | 0 | 0 | 0 | 0 | 0 | 0 | 0 | 0 | 0 | 0 | 0 | 0 | 0 | 0 | 0 | 0 | 0 | 0 | 0 | 0 | 0
[19 empty] | Fixed env & social | Input | £000s | 0.0502 | 0.0753 | 0.1506 | 0.1757 | 0.2259 | 0.251 | 0.3263 | 0.502 | 0.502 | 0.251 | 0 | 0 | 0 | 0 | 0 | 0 | 0 | 0 | 0 | 0 | 0.023031 | 0.034546 | 0.069092 | 0.080608 | 0.10364 | 0.11515 | 0.1497 | 0.23031 | 0.23031 | 0.11515 | 0 | 0 | 0 | 0 | 0 | 0 | 0 | 0 | 0 | 0 | 0.023031 | 0.034546 | 0.069092 | 0.080608 | 0.10364 | 0.11515 | 0.1497 | 0.23031 | 0.23031 | 0.11515 | 0 | 0 | 0 | 0 | 0 | 0 | 0 | 0 | 0 | 0 | 0.041013 | 0.061519 | 0.12304 | 0.14354 | 0.18456 | 0.20506 | 0.26658 | 0.41013 | 0.41013 | 0.20506 | 0 | 0 | 0 | 0 | 0 | 0 | 0 | 0 | 0 | 0 | 0 | 0 | 0 | 0 | 0 | 0 | 0 | 0 | 0 | 0 | 0 | 0 | 0 | 0 | 0 | 0 | 0 | 0 | 0 | 0 | 0 | 0 | 0 | 0
[19 empty] | Variable env & social | Input | £000s | 0 | 0 | 0 | 0 | 0 | 0 | 0 | 0 | 0 | 0 | 2.67 | 2.67 | 2.67 | 2.67 | 2.67 | 2.67 | 2.67 | 2.67 | 2.67 | 2.67 | 2.67 | 2.67 | 2.67 | 2.67 | 2.67 | 2.67 | 2.67 | 2.67 | 2.67 | 2.67 | 2.67 | 2.67 | 2.67 | 2.67 | 2.67 | 2.67 | 2.67 | 2.67 | 2.67 | 2.67 | 2.67 | 2.67 | 2.67 | 2.67 | 2.67 | 2.67 | 2.67 | 2.67 | 2.67 | 2.67 | 2.67 | 2.67 | 2.67 | 2.67 | 2.67 | 2.67 | 2.67 | 2.67 | 2.67 | 2.67 | 2.67 | 2.67 | 2.67 | 2.67 | 2.67 | 2.67 | 2.67 | 2.67 | 2.67 | 2.67 | 2.67 | 2.67 | 2.67 | 2.67 | 2.67 | 2.67 | 2.67 | 2.67 | 2.67 | 2.67 | 0 | 0 | 0 | 0 | 0 | 0 | 0 | 0 | 0 | 0 | 0 | 0 | 0 | 0 | 0 | 0 | 0 | 0 | 0 | 0 | 0 | 0 | 0 | 0
[19 empty] | Fixed carbon costs | Input | £000s | 4.1836 | 6.2754 | 12.5508 | 14.6426 | 18.8262 | 20.918 | 27.1935 | 41.8361 | 41.8361 | 20.918 | 0 | 0 | 0 | 0 | 0 | 0 | 0 | 0 | 0 | 0 | 1.9194 | 2.879 | 5.7581 | 6.7177 | 8.6371 | 9.5968 | 12.4758 | 19.1936 | 19.1936 | 9.5968 | 0 | 0 | 0 | 0 | 0 | 0 | 0 | 0 | 0 | 0 | 1.9194 | 2.879 | 5.7581 | 6.7177 | 8.6371 | 9.5968 | 12.4758 | 19.1936 | 19.1936 | 9.5968 | 0 | 0 | 0 | 0 | 0 | 0 | 0 | 0 | 0 | 0 | 3.4179 | 5.1269 | 10.2538 | 11.9628 | 15.3807 | 17.0897 | 22.2166 | 34.1794 | 34.1794 | 17.0897 | 0 | 0 | 0 | 0 | 0 | 0 | 0 | 0 | 0 | 0 | 0 | 0 | 0 | 0 | 0 | 0 | 0 | 0 | 0 | 0 | 0 | 0 | 0 | 0 | 0 | 0 | 0 | 0 | 0 | 0 | 0 | 0 | 0 | 0
[19 empty] | Variable carbon costs | Input | £000s | 0 | 0 | 0 | 0 | 0 | 0 | 0 | 0 | 0 | 0 | 64.2964 | 60.4817 | 56.667 | 52.8523 | 49.0376 | 45.2228 | 41.4081 | 37.5934 | 33.7787 | 29.9639 | 26.1492 | 22.3345 | 18.5198 | 14.7051 | 10.8903 | 10.8903 | 10.8903 | 10.8903 | 10.8903 | 10.8903 | 10.8903 | 10.8903 | 10.8903 | 10.8903 | 10.8903 | 10.8903 | 10.8903 | 10.8903 | 10.8903 | 10.8903 | 10.8903 | 10.8903 | 10.8903 | 10.8903 | 10.8903 | 10.8903 | 10.8903 | 10.8903 | 10.8903 | 10.8903 | 10.8903 | 10.8903 | 10.8903 | 10.8903 | 10.8903 | 10.8903 | 10.8903 | 10.8903 | 10.8903 | 10.8903 | 10.8903 | 10.8903 | 10.8903 | 10.8903 | 10.8903 | 10.8903 | 10.8903 | 10.8903 | 10.8903 | 10.8903 | 10.8903 | 10.8903 | 10.8903 | 10.8903 | 10.8903 | 10.8903 | 10.8903 | 10.8903 | 10.8903 | 10.8903 | 0 | 0 | 0 | 0 | 0 | 0 | 0 | 0 | 0 | 0 | 0 | 0 | 0 | 0 | 0 | 0 | 0 | 0 | 0 | 0 | 0 | 0 | 0 | 0
[19 empty] | Customer willingness to pay | Input | £000s | 0 | 0 | 0 | 0 | 0 | 0 | 0 | 0 | 0 | 0 | 0 | 0 | 0 | 0 | 0 | 0 | 0 | 0 | 0 | 0 | 0 | 0 | 0 | 0 | 0 | 0 | 0 | 0 | 0 | 0 | 0 | 0 | 0 | 0 | 0 | 0 | 0 | 0 | 0 | 0 | 0 | 0 | 0 | 0 | 0 | 0 | 0 | 0 | 0 | 0 | 0 | 0 | 0 | 0 | 0 | 0 | 0 | 0 | 0 | 0 | 0 | 0 | 0 | 0 | 0 | 0 | 0 | 0 | 0 | 0 | 0 | 0 | 0 | 0 | 0 | 0 | 0 | 0 | 0 | 0 | 0 | 0 | 0 | 0 | 0 | 0 | 0 | 0 | 0 | 0 | 0 | 0 | 0 | 0 | 0 | 0 | 0 | 0 | 0 | 0 | 0 | 0 | 0 | 0
[19 empty] | Total | Sum of above (excl WAFU) | £000s | 974.6338 | 1461.9507 | 2923.9014 | 3411.2183 | 4385.8521 | 4873.169 | 6335.1198 | 9746.3381 | 9746.3381 | 4873.169 | 3866.9664 | 3863.1517 | 3859.337 | 3855.5223 | 3851.7076 | 3847.8928 | 3844.0781 | 3840.2634 | 3836.4487 | 3832.6339 | 4275.9616 | 4495.7181 | 5162.6169 | 5382.3734 | 5825.7011 | 6049.2723 | 6719.9858 | 8284.9842 | 8284.9842 | 6049.2723 | 3813.5603 | 3813.5603 | 3813.5603 | 3813.5603 | 3813.5603 | 3813.5603 | 3813.5603 | 3813.5603 | 3813.5603 | 3813.5603 | 4260.7027 | 4484.2739 | 5154.9875 | 5378.5587 | 5825.7011 | 6049.2723 | 6719.9858 | 8284.9842 | 8284.9842 | 6049.2723 | 3813.5603 | 3813.5603 | 3813.5603 | 3813.5603 | 3813.5603 | 3813.5603 | 3813.5603 | 3813.5603 | 3813.5603 | 3813.5603 | 4609.8193 | 5007.9488 | 6202.3372 | 6600.4667 | 7396.7256 | 7794.8551 | 8989.2435 | 11776.1498 | 11776.1498 | 7794.8551 | 3813.5603 | 3813.5603 | 3813.5603 | 3813.5603 | 3813.5603 | 3813.5603 | 3813.5603 | 3813.5603 | 3813.5603 | 3813.5603 | 0 | 0 | 0 | 0 | 0 | 0 | 0 | 0 | 0 | 0 | 0 | 0 | 0 | 0 | 0 | 0 | 0 | 0 | 0 | 0 | 0 | 0 | 0 | 0
58.1x | Site P expansion | WTW30 | SW enhancement | N | 2025-26 | Capacity | 15 | 130616.7376 | 58007.4587 | 16532.8583 | 0 | 980.3273 | 99.1316 | 75619.7758 | 57.068 | 57.8944 | 3 | 3 | Gains in WAFU / Savings in demand | Input | Ml/d | 0 | 0 | 0 | 0 | 0 | 15 | 15 | 15 | 15 | 15 | 15 | 15 | 15 | 15 | 15 | 15 | 15 | 15 | 15 | 15 | 15 | 15 | 15 | 15 | 15 | 15 | 15 | 15 | 15 | 15 | 15 | 15 | 15 | 15 | 15 | 15 | 15 | 15 | 15 | 15 | 15 | 15 | 15 | 15 | 15 | 15 | 15 | 15 | 15 | 15 | 15 | 15 | 15 | 15 | 15 | 15 | 15 | 15 | 15 | 15 | 15 | 15 | 15 | 15 | 15 | 15 | 15 | 15 | 15 | 15 | 15 | 15 | 15 | 15 | 15 | 15 | 15 | 15 | 15 | 15 | 0 | 0 | 0 | 0 | 0 | 0 | 0 | 0 | 0 | 0 | 0 | 0 | 0 | 0 | 0 | 0 | 0 | 0 | 0 | 0 | 0 | 0 | 0 | 0
[19 empty] | Fixed capex | Input | £000s | 3059.7 | 3496.8 | 4371 | 17484 | 15298.5 | 0 | 0 | 0 | 0 | 0 | 0 | 0 | 0 | 0 | 0 | 0 | 0 | 0 | 0 | 0 | 1374.8 | 1571.2 | 1964 | 7856 | 6874 | 0 | 0 | 0 | 0 | 0 | 0 | 0 | 0 | 0 | 0 | 0 | 0 | 0 | 0 | 0 | 1374.8 | 1571.2 | 1964 | 7856 | 6874 | 0 | 0 | 0 | 0 | 0 | 0 | 0 | 0 | 0 | 0 | 0 | 0 | 0 | 0 | 0 | 2392.6 | 2734.4 | 3418 | 13672 | 11963 | 0 | 0 | 0 | 0 | 0 | 0 | 0 | 0 | 0 | 0 | 0 | 0 | 0 | 0 | 0 | 0 | 0 | 0 | 0 | 0 | 0 | 0 | 0 | 0 | 0 | 0 | 0 | 0 | 0 | 0 | 0 | 0 | 0 | 0 | 0 | 0 | 0 | 0 | 0
[19 empty] | Variable capex | Input | £000s | 0 | 0 | 0 | 0 | 0 | 0 | 0 | 0 | 0 | 0 | 0 | 0 | 0 | 0 | 0 | 0 | 0 | 0 | 0 | 0 | 0 | 0 | 0 | 0 | 0 | 0 | 0 | 0 | 0 | 0 | 0 | 0 | 0 | 0 | 0 | 0 | 0 | 0 | 0 | 0 | 0 | 0 | 0 | 0 | 0 | 0 | 0 | 0 | 0 | 0 | 0 | 0 | 0 | 0 | 0 | 0 | 0 | 0 | 0 | 0 | 0 | 0 | 0 | 0 | 0 | 0 | 0 | 0 | 0 | 0 | 0 | 0 | 0 | 0 | 0 | 0 | 0 | 0 | 0 | 0 | 0 | 0 | 0 | 0 | 0 | 0 | 0 | 0 | 0 | 0 | 0 | 0 | 0 | 0 | 0 | 0 | 0 | 0 | 0 | 0 | 0 | 0 | 0 | 0
[19 empty] | Financing costs | Input | £000s | 0 | 0 | 0 | 0 | 0 | 0 | 0 | 0 | 0 | 0 | 0 | 0 | 0 | 0 | 0 | 0 | 0 | 0 | 0 | 0 | 0 | 0 | 0 | 0 | 0 | 0 | 0 | 0 | 0 | 0 | 0 | 0 | 0 | 0 | 0 | 0 | 0 | 0 | 0 | 0 | 0 | 0 | 0 | 0 | 0 | 0 | 0 | 0 | 0 | 0 | 0 | 0 | 0 | 0 | 0 | 0 | 0 | 0 | 0 | 0 | 0 | 0 | 0 | 0 | 0 | 0 | 0 | 0 | 0 | 0 | 0 | 0 | 0 | 0 | 0 | 0 | 0 | 0 | 0 | 0
[19 empty] | Fixed opex | Input | £000s | 0 | 0 | 0 | 0 | 0 | 218 | 218 | 218 | 218 | 218 | 218 | 218 | 218 | 218 | 218 | 218 | 218 | 218 | 218 | 218 | 218 | 218 | 218 | 218 | 218 | 218 | 218 | 218 | 218 | 218 | 218 | 218 | 218 | 218 | 218 | 218 | 218 | 218 | 218 | 218 | 218 | 218 | 218 | 218 | 218 | 218 | 218 | 218 | 218 | 218 | 218 | 218 | 218 | 218 | 218 | 218 | 218 | 218 | 218 | 218 | 218 | 218 | 218 | 218 | 218 | 218 | 218 | 218 | 218 | 218 | 218 | 218 | 218 | 218 | 218 | 218 | 218 | 218 | 218 | 218 | 0 | 0 | 0 | 0 | 0 | 0 | 0 | 0 | 0 | 0 | 0 | 0 | 0 | 0 | 0 | 0 | 0 | 0 | 0 | 0 | 0 | 0 | 0 | 0
[19 empty] | Variable opex | Input | £000s | 0 | 0 | 0 | 0 | 0 | 475 | 475 | 475 | 475 | 475 | 475 | 475 | 475 | 475 | 475 | 475 | 475 | 475 | 475 | 475 | 475 | 475 | 475 | 475 | 475 | 475 | 475 | 475 | 475 | 475 | 475 | 475 | 475 | 475 | 475 | 475 | 475 | 475 | 475 | 475 | 475 | 475 | 475 | 475 | 475 | 475 | 475 | 475 | 475 | 475 | 475 | 475 | 475 | 475 | 475 | 475 | 475 | 475 | 475 | 475 | 475 | 475 | 475 | 475 | 475 | 475 | 475 | 475 | 475 | 475 | 475 | 475 | 475 | 475 | 475 | 475 | 475 | 475 | 475 | 475 | 0 | 0 | 0 | 0 | 0 | 0 | 0 | 0 | 0 | 0 | 0 | 0 | 0 | 0 | 0 | 0 | 0 | 0 | 0 | 0 | 0 | 0 | 0 | 0
[19 empty] | Opex savings | Input | £000s | 0 | 0 | 0 | 0 | 0 | 0 | 0 | 0 | 0 | 0 | 0 | 0 | 0 | 0 | 0 | 0 | 0 | 0 | 0 | 0 | 0 | 0 | 0 | 0 | 0 | 0 | 0 | 0 | 0 | 0 | 0 | 0 | 0 | 0 | 0 | 0 | 0 | 0 | 0 | 0 | 0 | 0 | 0 | 0 | 0 | 0 | 0 | 0 | 0 | 0 | 0 | 0 | 0 | 0 | 0 | 0 | 0 | 0 | 0 | 0 | 0 | 0 | 0 | 0 | 0 | 0 | 0 | 0 | 0 | 0 | 0 | 0 | 0 | 0 | 0 | 0 | 0 | 0 | 0 | 0 | 0 | 0 | 0 | 0 | 0 | 0 | 0 | 0 | 0 | 0 | 0 | 0 | 0 | 0 | 0 | 0 | 0 | 0 | 0 | 0 | 0 | 0 | 0 | 0
[19 empty] | Fixed env & social | Input | £000s | 0.2457 | 0.2808 | 0.351 | 1.404 | 1.2285 | 0 | 0 | 0 | 0 | 0 | 0 | 0 | 0 | 0 | 0 | 0 | 0 | 0 | 0 | 0 | 0.1104 | 0.12617 | 0.15771 | 0.63085 | 0.552 | 0 | 0 | 0 | 0 | 0 | 0 | 0 | 0 | 0 | 0 | 0 | 0 | 0 | 0 | 0 | 0.1104 | 0.12617 | 0.15771 | 0.63085 | 0.552 | 0 | 0 | 0 | 0 | 0 | 0 | 0 | 0 | 0 | 0 | 0 | 0 | 0 | 0 | 0 | 0.19213 | 0.21958 | 0.27447 | 1.0979 | 0.96065 | 0 | 0 | 0 | 0 | 0 | 0 | 0 | 0 | 0 | 0 | 0 | 0 | 0 | 0 | 0 | 0 | 0 | 0 | 0 | 0 | 0 | 0 | 0 | 0 | 0 | 0 | 0 | 0 | 0 | 0 | 0 | 0 | 0 | 0 | 0 | 0 | 0 | 0 | 0
[19 empty] | Variable env & social | Input | £000s | 0 | 0 | 0 | 0 | 0 | 3.96 | 3.96 | 3.96 | 3.96 | 3.96 | 3.96 | 3.96 | 3.96 | 3.96 | 3.96 | 3.96 | 3.96 | 3.96 | 3.96 | 3.96 | 3.96 | 3.96 | 3.96 | 3.96 | 3.96 | 3.96 | 3.96 | 3.96 | 3.96 | 3.96 | 3.96 | 3.96 | 3.96 | 3.96 | 3.96 | 3.96 | 3.96 | 3.96 | 3.96 | 3.96 | 3.96 | 3.96 | 3.96 | 3.96 | 3.96 | 3.96 | 3.96 | 3.96 | 3.96 | 3.96 | 3.96 | 3.96 | 3.96 | 3.96 | 3.96 | 3.96 | 3.96 | 3.96 | 3.96 | 3.96 | 3.96 | 3.96 | 3.96 | 3.96 | 3.96 | 3.96 | 3.96 | 3.96 | 3.96 | 3.96 | 3.96 | 3.96 | 3.96 | 3.96 | 3.96 | 3.96 | 3.96 | 3.96 | 3.96 | 3.96 | 0 | 0 | 0 | 0 | 0 | 0 | 0 | 0 | 0 | 0 | 0 | 0 | 0 | 0 | 0 | 0 | 0 | 0 | 0 | 0 | 0 | 0 | 0 | 0
[19 empty] | Fixed carbon costs | Input | £000s | 22.4247 | 25.6283 | 32.0353 | 128.1413 | 112.1236 | 0 | 0 | 0 | 0 | 0 | 0 | 0 | 0 | 0 | 0 | 0 | 0 | 0 | 0 | 0 | 10.076 | 11.5154 | 14.3943 | 57.5771 | 50.38 | 0 | 0 | 0 | 0 | 0 | 0 | 0 | 0 | 0 | 0 | 0 | 0 | 0 | 0 | 0 | 10.076 | 11.5154 | 14.3943 | 57.5771 | 50.38 | 0 | 0 | 0 | 0 | 0 | 0 | 0 | 0 | 0 | 0 | 0 | 0 | 0 | 0 | 0 | 17.5355 | 20.0406 | 25.0507 | 100.2029 | 87.6775 | 0 | 0 | 0 | 0 | 0 | 0 | 0 | 0 | 0 | 0 | 0 | 0 | 0 | 0 | 0 | 0 | 0 | 0 | 0 | 0 | 0 | 0 | 0 | 0 | 0 | 0 | 0 | 0 | 0 | 0 | 0 | 0 | 0 | 0 | 0 | 0 | 0 | 0 | 0
[19 empty] | Variable carbon costs | Input | £000s | 0 | 0 | 0 | 0 | 0 | 61.5732 | 57.0395 | 54.2137 | 53.2509 | 49.6219 | 46.8427 | 44.0635 | 41.2843 | 38.5052 | 35.726 | 32.9468 | 30.1676 | 27.3884 | 24.6092 | 21.83 | 19.0508 | 16.2716 | 13.4925 | 10.7133 | 7.9341 | 7.9341 | 7.9341 | 7.9341 | 7.9341 | 7.9341 | 7.9341 | 7.9341 | 7.9341 | 7.9341 | 7.9341 | 7.9341 | 7.9341 | 7.9341 | 7.9341 | 7.9341 | 7.9341 | 7.9341 | 7.9341 | 7.9341 | 7.9341 | 7.9341 | 7.9341 | 7.9341 | 7.9341 | 7.9341 | 7.9341 | 7.9341 | 7.9341 | 7.9341 | 7.9341 | 7.9341 | 7.9341 | 7.9341 | 7.9341 | 7.9341 | 7.9341 | 7.9341 | 7.9341 | 7.9341 | 7.9341 | 7.9341 | 7.9341 | 7.9341 | 7.9341 | 7.9341 | 7.9341 | 7.9341 | 7.9341 | 7.9341 | 7.9341 | 7.9341 | 7.9341 | 7.9341 | 7.9341 | 7.9341 | 0 | 0 | 0 | 0 | 0 | 0 | 0 | 0 | 0 | 0 | 0 | 0 | 0 | 0 | 0 | 0 | 0 | 0 | 0 | 0 | 0 | 0 | 0 | 0
[19 empty] | Customer willingness to pay | Input | £000s | 0 | 0 | 0 | 0 | 0 | 0 | 0 | 0 | 0 | 0 | 0 | 0 | 0 | 0 | 0 | 0 | 0 | 0 | 0 | 0 | 0 | 0 | 0 | 0 | 0 | 0 | 0 | 0 | 0 | 0 | 0 | 0 | 0 | 0 | 0 | 0 | 0 | 0 | 0 | 0 | 0 | 0 | 0 | 0 | 0 | 0 | 0 | 0 | 0 | 0 | 0 | 0 | 0 | 0 | 0 | 0 | 0 | 0 | 0 | 0 | 0 | 0 | 0 | 0 | 0 | 0 | 0 | 0 | 0 | 0 | 0 | 0 | 0 | 0 | 0 | 0 | 0 | 0 | 0 | 0 | 0 | 0 | 0 | 0 | 0 | 0 | 0 | 0 | 0 | 0 | 0 | 0 | 0 | 0 | 0 | 0 | 0 | 0 | 0 | 0 | 0 | 0 | 0 | 0
[19 empty] | Total | Sum of above (excl WAFU) | £000s | 3082.3704 | 3522.7091 | 4403.3863 | 17613.5453 | 15411.8521 | 758.5332 | 753.9995 | 751.1737 | 750.2109 | 746.5819 | 743.8027 | 741.0235 | 738.2443 | 735.4652 | 732.686 | 729.9068 | 727.1276 | 724.3484 | 721.5692 | 718.79 | 2100.9972 | 2296.0732 | 2689.0044 | 8621.8812 | 7629.826 | 704.8941 | 704.8941 | 704.8941 | 704.8941 | 704.8941 | 704.8941 | 704.8941 | 704.8941 | 704.8941 | 704.8941 | 704.8941 | 704.8941 | 704.8941 | 704.8941 | 704.8941 | 2089.8805 | 2287.7357 | 2683.4461 | 8619.102 | 7629.826 | 704.8941 | 704.8941 | 704.8941 | 704.8941 | 704.8941 | 704.8941 | 704.8941 | 704.8941 | 704.8941 | 704.8941 | 704.8941 | 704.8941 | 704.8941 | 704.8941 | 704.8941 | 3115.2217 | 3459.5542 | 4148.2193 | 14478.1949 | 12756.5323 | 704.8941 | 704.8941 | 704.8941 | 704.8941 | 704.8941 | 704.8941 | 704.8941 | 704.8941 | 704.8941 | 704.8941 | 704.8941 | 704.8941 | 704.8941 | 704.8941 | 704.8941 | 0 | 0 | 0 | 0 | 0 | 0 | 0 | 0 | 0 | 0 | 0 | 0 | 0 | 0 | 0 | 0 | 0 | 0 | 0 | 0 | 0 | 0 | 0 | 0
58.1x | BH raw water transfer to Site Q with Site Q enhancements | MEL39 | GW enhancement | N | 2025-26 | Capacity | 5 | 43538.9125 | 13709.0736 | 4508.9614 | 0 | 297.8749 | 56.0342 | 18571.9441 | 41.8431 | 42.656 | 1 | 3 | Gains in WAFU / Savings in demand | Input | Ml/d | 0 | 0 | 0 | 0 | 0 | 5 | 5 | 5 | 5 | 5 | 5 | 5 | 5 | 5 | 5 | 5 | 5 | 5 | 5 | 5 | 5 | 5 | 5 | 5 | 5 | 5 | 5 | 5 | 5 | 5 | 5 | 5 | 5 | 5 | 5 | 5 | 5 | 5 | 5 | 5 | 5 | 5 | 5 | 5 | 5 | 5 | 5 | 5 | 5 | 5 | 5 | 5 | 5 | 5 | 5 | 5 | 5 | 5 | 5 | 5 | 5 | 5 | 5 | 5 | 5 | 5 | 5 | 5 | 5 | 5 | 5 | 5 | 5 | 5 | 5 | 5 | 5 | 5 | 5 | 5 | 0 | 0 | 0 | 0 | 0 | 0 | 0 | 0 | 0 | 0 | 0 | 0 | 0 | 0 | 0 | 0 | 0 | 0 | 0 | 0 | 0 | 0 | 0 | 0
[19 empty] | Fixed capex | Input | £000s | 832.3 | 951.2 | 1189 | 4756 | 4161.5 | 0 | 0 | 0 | 0 | 0 | 0 | 0 | 0 | 0 | 0 | 0 | 0 | 0 | 0 | 0 | 184.1 | 210.4 | 263 | 1052 | 920.5 | 0 | 0 | 0 | 0 | 0 | 0 | 0 | 0 | 0 | 0 | 0 | 0 | 0 | 0 | 0 | 184.1 | 210.4 | 263 | 1052 | 920.5 | 0 | 0 | 0 | 0 | 0 | 0 | 0 | 0 | 0 | 0 | 0 | 0 | 0 | 0 | 0 | 562.8 | 643.2 | 804 | 3216 | 2814 | 0 | 0 | 0 | 0 | 0 | 0 | 0 | 0 | 0 | 0 | 0 | 0 | 0 | 0 | 0 | 0 | 0 | 0 | 0 | 0 | 0 | 0 | 0 | 0 | 0 | 0 | 0 | 0 | 0 | 0 | 0 | 0 | 0 | 0 | 0 | 0 | 0 | 0 | 0
[19 empty] | Variable capex | Input | £000s | 0 | 0 | 0 | 0 | 0 | 0 | 0 | 0 | 0 | 0 | 0 | 0 | 0 | 0 | 0 | 0 | 0 | 0 | 0 | 0 | 0 | 0 | 0 | 0 | 0 | 0 | 0 | 0 | 0 | 0 | 0 | 0 | 0 | 0 | 0 | 0 | 0 | 0 | 0 | 0 | 0 | 0 | 0 | 0 | 0 | 0 | 0 | 0 | 0 | 0 | 0 | 0 | 0 | 0 | 0 | 0 | 0 | 0 | 0 | 0 | 0 | 0 | 0 | 0 | 0 | 0 | 0 | 0 | 0 | 0 | 0 | 0 | 0 | 0 | 0 | 0 | 0 | 0 | 0 | 0 | 0 | 0 | 0 | 0 | 0 | 0 | 0 | 0 | 0 | 0 | 0 | 0 | 0 | 0 | 0 | 0 | 0 | 0 | 0 | 0 | 0 | 0 | 0 | 0
[19 empty] | Financing costs | Input | £000s | 0 | 0 | 0 | 0 | 0 | 0 | 0 | 0 | 0 | 0 | 0 | 0 | 0 | 0 | 0 | 0 | 0 | 0 | 0 | 0 | 0 | 0 | 0 | 0 | 0 | 0 | 0 | 0 | 0 | 0 | 0 | 0 | 0 | 0 | 0 | 0 | 0 | 0 | 0 | 0 | 0 | 0 | 0 | 0 | 0 | 0 | 0 | 0 | 0 | 0 | 0 | 0 | 0 | 0 | 0 | 0 | 0 | 0 | 0 | 0 | 0 | 0 | 0 | 0 | 0 | 0 | 0 | 0 | 0 | 0 | 0 | 0 | 0 | 0 | 0 | 0 | 0 | 0 | 0 | 0
[19 empty] | Fixed opex | Input | £000s | 0 | 0 | 0 | 0 | 0 | 39 | 39 | 39 | 39 | 39 | 39 | 39 | 39 | 39 | 39 | 39 | 39 | 39 | 39 | 39 | 39 | 39 | 39 | 39 | 39 | 39 | 39 | 39 | 39 | 39 | 39 | 39 | 39 | 39 | 39 | 39 | 39 | 39 | 39 | 39 | 39 | 39 | 39 | 39 | 39 | 39 | 39 | 39 | 39 | 39 | 39 | 39 | 39 | 39 | 39 | 39 | 39 | 39 | 39 | 39 | 39 | 39 | 39 | 39 | 39 | 39 | 39 | 39 | 39 | 39 | 39 | 39 | 39 | 39 | 39 | 39 | 39 | 39 | 39 | 39 | 0 | 0 | 0 | 0 | 0 | 0 | 0 | 0 | 0 | 0 | 0 | 0 | 0 | 0 | 0 | 0 | 0 | 0 | 0 | 0 | 0 | 0 | 0 | 0
[19 empty] | Variable opex | Input | £000s | 0 | 0 | 0 | 0 | 0 | 150 | 150 | 150 | 150 | 150 | 150 | 150 | 150 | 150 | 150 | 150 | 150 | 150 | 150 | 150 | 150 | 150 | 150 | 150 | 150 | 150 | 150 | 150 | 150 | 150 | 150 | 150 | 150 | 150 | 150 | 150 | 150 | 150 | 150 | 150 | 150 | 150 | 150 | 150 | 150 | 150 | 150 | 150 | 150 | 150 | 150 | 150 | 150 | 150 | 150 | 150 | 150 | 150 | 150 | 150 | 150 | 150 | 150 | 150 | 150 | 150 | 150 | 150 | 150 | 150 | 150 | 150 | 150 | 150 | 150 | 150 | 150 | 150 | 150 | 150 | 0 | 0 | 0 | 0 | 0 | 0 | 0 | 0 | 0 | 0 | 0 | 0 | 0 | 0 | 0 | 0 | 0 | 0 | 0 | 0 | 0 | 0 | 0 | 0
[19 empty] | Opex savings | Input | £000s | 0 | 0 | 0 | 0 | 0 | 0 | 0 | 0 | 0 | 0 | 0 | 0 | 0 | 0 | 0 | 0 | 0 | 0 | 0 | 0 | 0 | 0 | 0 | 0 | 0 | 0 | 0 | 0 | 0 | 0 | 0 | 0 | 0 | 0 | 0 | 0 | 0 | 0 | 0 | 0 | 0 | 0 | 0 | 0 | 0 | 0 | 0 | 0 | 0 | 0 | 0 | 0 | 0 | 0 | 0 | 0 | 0 | 0 | 0 | 0 | 0 | 0 | 0 | 0 | 0 | 0 | 0 | 0 | 0 | 0 | 0 | 0 | 0 | 0 | 0 | 0 | 0 | 0 | 0 | 0 | 0 | 0 | 0 | 0 | 0 | 0 | 0 | 0 | 0 | 0 | 0 | 0 | 0 | 0 | 0 | 0 | 0 | 0 | 0 | 0 | 0 | 0 | 0 | 0
[19 empty] | Fixed env & social | Input | £000s | 0.7224 | 0.8256 | 1.032 | 4.128 | 3.612 | 0 | 0 | 0 | 0 | 0 | 0 | 0 | 0 | 0 | 0 | 0 | 0 | 0 | 0 | 0 | 0.15979 | 0.18262 | 0.22827 | 0.91309 | 0.79895 | 0 | 0 | 0 | 0 | 0 | 0 | 0 | 0 | 0 | 0 | 0 | 0 | 0 | 0 | 0 | 0.15979 | 0.18262 | 0.22827 | 0.91309 | 0.79895 | 0 | 0 | 0 | 0 | 0 | 0 | 0 | 0 | 0 | 0 | 0 | 0 | 0 | 0 | 0 | 0.48849 | 0.55827 | 0.69784 | 2.7913 | 2.4424 | 0 | 0 | 0 | 0 | 0 | 0 | 0 | 0 | 0 | 0 | 0 | 0 | 0 | 0 | 0 | 0 | 0 | 0 | 0 | 0 | 0 | 0 | 0 | 0 | 0 | 0 | 0 | 0 | 0 | 0 | 0 | 0 | 0 | 0 | 0 | 0 | 0 | 0 | 0
[19 empty] | Variable env & social | Input | £000s | 0 | 0 | 0 | 0 | 0 | 1.85 | 1.85 | 1.85 | 1.85 | 1.85 | 1.85 | 1.85 | 1.85 | 1.85 | 1.85 | 1.85 | 1.85 | 1.85 | 1.85 | 1.85 | 1.85 | 1.85 | 1.85 | 1.85 | 1.85 | 1.85 | 1.85 | 1.85 | 1.85 | 1.85 | 1.85 | 1.85 | 1.85 | 1.85 | 1.85 | 1.85 | 1.85 | 1.85 | 1.85 | 1.85 | 1.85 | 1.85 | 1.85 | 1.85 | 1.85 | 1.85 | 1.85 | 1.85 | 1.85 | 1.85 | 1.85 | 1.85 | 1.85 | 1.85 | 1.85 | 1.85 | 1.85 | 1.85 | 1.85 | 1.85 | 1.85 | 1.85 | 1.85 | 1.85 | 1.85 | 1.85 | 1.85 | 1.85 | 1.85 | 1.85 | 1.85 | 1.85 | 1.85 | 1.85 | 1.85 | 1.85 | 1.85 | 1.85 | 1.85 | 1.85 | 0 | 0 | 0 | 0 | 0 | 0 | 0 | 0 | 0 | 0 | 0 | 0 | 0 | 0 | 0 | 0 | 0 | 0 | 0 | 0 | 0 | 0 | 0 | 0
[19 empty] | Fixed carbon costs | Input | £000s | 5.8024 | 6.6314 | 8.2892 | 33.1568 | 29.0122 | 0 | 0 | 0 | 0 | 0 | 0 | 0 | 0 | 0 | 0 | 0 | 0 | 0 | 0 | 0 | 1.2835 | 1.4668 | 1.8335 | 7.3341 | 6.4173 | 0 | 0 | 0 | 0 | 0 | 0 | 0 | 0 | 0 | 0 | 0 | 0 | 0 | 0 | 0 | 1.2835 | 1.4668 | 1.8335 | 7.3341 | 6.4173 | 0 | 0 | 0 | 0 | 0 | 0 | 0 | 0 | 0 | 0 | 0 | 0 | 0 | 0 | 0 | 3.9236 | 4.4841 | 5.6051 | 22.4206 | 19.618 | 0 | 0 | 0 | 0 | 0 | 0 | 0 | 0 | 0 | 0 | 0 | 0 | 0 | 0 | 0 | 0 | 0 | 0 | 0 | 0 | 0 | 0 | 0 | 0 | 0 | 0 | 0 | 0 | 0 | 0 | 0 | 0 | 0 | 0 | 0 | 0 | 0 | 0 | 0
[19 empty] | Variable carbon costs | Input | £000s | 0 | 0 | 0 | 0 | 0 | 22.4363 | 20.7842 | 19.7546 | 19.4037 | 18.0814 | 17.0687 | 16.056 | 15.0433 | 14.0306 | 13.018 | 12.0053 | 10.9926 | 9.9799 | 8.9672 | 7.9545 | 6.9418 | 5.9291 | 4.9164 | 3.9037 | 2.891 | 2.891 | 2.891 | 2.891 | 2.891 | 2.891 | 2.891 | 2.891 | 2.891 | 2.891 | 2.891 | 2.891 | 2.891 | 2.891 | 2.891 | 2.891 | 2.891 | 2.891 | 2.891 | 2.891 | 2.891 | 2.891 | 2.891 | 2.891 | 2.891 | 2.891 | 2.891 | 2.891 | 2.891 | 2.891 | 2.891 | 2.891 | 2.891 | 2.891 | 2.891 | 2.891 | 2.891 | 2.891 | 2.891 | 2.891 | 2.891 | 2.891 | 2.891 | 2.891 | 2.891 | 2.891 | 2.891 | 2.891 | 2.891 | 2.891 | 2.891 | 2.891 | 2.891 | 2.891 | 2.891 | 2.891 | 0 | 0 | 0 | 0 | 0 | 0 | 0 | 0 | 0 | 0 | 0 | 0 | 0 | 0 | 0 | 0 | 0 | 0 | 0 | 0 | 0 | 0 | 0 | 0
[19 empty] | Customer willingness to pay | Input | £000s | 0 | 0 | 0 | 0 | 0 | 0 | 0 | 0 | 0 | 0 | 0 | 0 | 0 | 0 | 0 | 0 | 0 | 0 | 0 | 0 | 0 | 0 | 0 | 0 | 0 | 0 | 0 | 0 | 0 | 0 | 0 | 0 | 0 | 0 | 0 | 0 | 0 | 0 | 0 | 0 | 0 | 0 | 0 | 0 | 0 | 0 | 0 | 0 | 0 | 0 | 0 | 0 | 0 | 0 | 0 | 0 | 0 | 0 | 0 | 0 | 0 | 0 | 0 | 0 | 0 | 0 | 0 | 0 | 0 | 0 | 0 | 0 | 0 | 0 | 0 | 0 | 0 | 0 | 0 | 0 | 0 | 0 | 0 | 0 | 0 | 0 | 0 | 0 | 0 | 0 | 0 | 0 | 0 | 0 | 0 | 0 | 0 | 0 | 0 | 0 | 0 | 0 | 0 | 0
[19 empty] | Total | Sum of above (excl WAFU) | £000s | 838.8248 | 958.657 | 1198.3212 | 4793.2848 | 4194.1242 | 213.2863 | 211.6342 | 210.6046 | 210.2537 | 208.9314 | 207.9187 | 206.906 | 205.8933 | 204.8806 | 203.868 | 202.8553 | 201.8426 | 200.8299 | 199.8172 | 198.8045 | 383.3351 | 408.8286 | 460.8282 | 1255.0009 | 1121.4573 | 193.741 | 193.741 | 193.741 | 193.741 | 193.741 | 193.741 | 193.741 | 193.741 | 193.741 | 193.741 | 193.741 | 193.741 | 193.741 | 193.741 | 193.741 | 379.2843 | 405.7905 | 458.8028 | 1253.9882 | 1121.4573 | 193.741 | 193.741 | 193.741 | 193.741 | 193.741 | 193.741 | 193.741 | 193.741 | 193.741 | 193.741 | 193.741 | 193.741 | 193.741 | 193.741 | 193.741 | 760.9531 | 841.9834 | 1004.044 | 3434.953 | 3029.8015 | 193.741 | 193.741 | 193.741 | 193.741 | 193.741 | 193.741 | 193.741 | 193.741 | 193.741 | 193.741 | 193.741 | 193.741 | 193.741 | 193.741 | 193.741 | 0 | 0 | 0 | 0 | 0 | 0 | 0 | 0 | 0 | 0 | 0 | 0 | 0 | 0 | 0 | 0 | 0 | 0 | 0 | 0 | 0 | 0 | 0 | 0
58.1x | Site C output increase using additional and supported abstractions from the River Avon | RAW08 | Effluent reuse | N | 2030-31 | Capacity | 10 | 72716.5084 | 71028.9448 | 13826.0978 | 0 | 823.8601 | 136.5498 | 85815.4525 | 116.693 | 118.0137 | 3 | 3 | Gains in WAFU / Savings in demand | Input | Ml/d | 0 | 0 | 0 | 0 | 0 | 0 | 0 | 0 | 0 | 0 | 10 | 10 | 10 | 10 | 10 | 10 | 10 | 10 | 10 | 10 | 10 | 10 | 10 | 10 | 10 | 10 | 10 | 10 | 10 | 10 | 10 | 10 | 10 | 10 | 10 | 10 | 10 | 10 | 10 | 10 | 10 | 10 | 10 | 10 | 10 | 10 | 10 | 10 | 10 | 10 | 10 | 10 | 10 | 10 | 10 | 10 | 10 | 10 | 10 | 10 | 10 | 10 | 10 | 10 | 10 | 10 | 10 | 10 | 10 | 10 | 10 | 10 | 10 | 10 | 10 | 10 | 10 | 10 | 10 | 10 | 0 | 0 | 0 | 0 | 0 | 0 | 0 | 0 | 0 | 0 | 0 | 0 | 0 | 0 | 0 | 0 | 0 | 0 | 0 | 0 | 0 | 0 | 0 | 0
[19 empty] | Fixed capex | Input | £000s | 1625.4 | 2438.1 | 4876.2 | 5688.9 | 7314.3 | 8127 | 10565.1 | 16254 | 16254 | 8127 | 0 | 0 | 0 | 0 | 0 | 0 | 0 | 0 | 0 | 0 | 105.6 | 158.4 | 316.8 | 369.6 | 475.2 | 528 | 686.4 | 1056 | 1056 | 528 | 0 | 0 | 0 | 0 | 0 | 0 | 0 | 0 | 0 | 0 | 105.6 | 158.4 | 316.8 | 369.6 | 475.2 | 528 | 686.4 | 1056 | 1056 | 528 | 0 | 0 | 0 | 0 | 0 | 0 | 0 | 0 | 0 | 0 | 179.4 | 269.1 | 538.2 | 627.9 | 807.3 | 897 | 1166.1 | 1794 | 1794 | 897 | 0 | 0 | 0 | 0 | 0 | 0 | 0 | 0 | 0 | 0 | 0 | 0 | 0 | 0 | 0 | 0 | 0 | 0 | 0 | 0 | 0 | 0 | 0 | 0 | 0 | 0 | 0 | 0 | 0 | 0 | 0 | 0 | 0 | 0
[19 empty] | Variable capex | Input | £000s | 0 | 0 | 0 | 0 | 0 | 0 | 0 | 0 | 0 | 0 | 0 | 0 | 0 | 0 | 0 | 0 | 0 | 0 | 0 | 0 | 0 | 0 | 0 | 0 | 0 | 0 | 0 | 0 | 0 | 0 | 0 | 0 | 0 | 0 | 0 | 0 | 0 | 0 | 0 | 0 | 0 | 0 | 0 | 0 | 0 | 0 | 0 | 0 | 0 | 0 | 0 | 0 | 0 | 0 | 0 | 0 | 0 | 0 | 0 | 0 | 0 | 0 | 0 | 0 | 0 | 0 | 0 | 0 | 0 | 0 | 0 | 0 | 0 | 0 | 0 | 0 | 0 | 0 | 0 | 0 | 0 | 0 | 0 | 0 | 0 | 0 | 0 | 0 | 0 | 0 | 0 | 0 | 0 | 0 | 0 | 0 | 0 | 0 | 0 | 0 | 0 | 0 | 0 | 0
[19 empty] | Financing costs | Input | £000s | 0 | 0 | 0 | 0 | 0 | 0 | 0 | 0 | 0 | 0 | 0 | 0 | 0 | 0 | 0 | 0 | 0 | 0 | 0 | 0 | 0 | 0 | 0 | 0 | 0 | 0 | 0 | 0 | 0 | 0 | 0 | 0 | 0 | 0 | 0 | 0 | 0 | 0 | 0 | 0 | 0 | 0 | 0 | 0 | 0 | 0 | 0 | 0 | 0 | 0 | 0 | 0 | 0 | 0 | 0 | 0 | 0 | 0 | 0 | 0 | 0 | 0 | 0 | 0 | 0 | 0 | 0 | 0 | 0 | 0 | 0 | 0 | 0 | 0 | 0 | 0 | 0 | 0 | 0 | 0
[19 empty] | Fixed opex | Input | £000s | 0 | 0 | 0 | 0 | 0 | 0 | 0 | 0 | 0 | 0 | 88 | 88 | 88 | 88 | 88 | 88 | 88 | 88 | 88 | 88 | 88 | 88 | 88 | 88 | 88 | 88 | 88 | 88 | 88 | 88 | 88 | 88 | 88 | 88 | 88 | 88 | 88 | 88 | 88 | 88 | 88 | 88 | 88 | 88 | 88 | 88 | 88 | 88 | 88 | 88 | 88 | 88 | 88 | 88 | 88 | 88 | 88 | 88 | 88 | 88 | 88 | 88 | 88 | 88 | 88 | 88 | 88 | 88 | 88 | 88 | 88 | 88 | 88 | 88 | 88 | 88 | 88 | 88 | 88 | 88 | 0 | 0 | 0 | 0 | 0 | 0 | 0 | 0 | 0 | 0 | 0 | 0 | 0 | 0 | 0 | 0 | 0 | 0 | 0 | 0 | 0 | 0 | 0 | 0
[19 empty] | Variable opex | Input | £000s | 0 | 0 | 0 | 0 | 0 | 0 | 0 | 0 | 0 | 0 | 606 | 606 | 606 | 606 | 606 | 606 | 606 | 606 | 606 | 606 | 606 | 606 | 606 | 606 | 606 | 606 | 606 | 606 | 606 | 606 | 606 | 606 | 606 | 606 | 606 | 606 | 606 | 606 | 606 | 606 | 606 | 606 | 606 | 606 | 606 | 606 | 606 | 606 | 606 | 606 | 606 | 606 | 606 | 606 | 606 | 606 | 606 | 606 | 606 | 606 | 606 | 606 | 606 | 606 | 606 | 606 | 606 | 606 | 606 | 606 | 606 | 606 | 606 | 606 | 606 | 606 | 606 | 606 | 606 | 606 | 0 | 0 | 0 | 0 | 0 | 0 | 0 | 0 | 0 | 0 | 0 | 0 | 0 | 0 | 0 | 0 | 0 | 0 | 0 | 0 | 0 | 0 | 0 | 0
[19 empty] | Opex savings | Input | £000s | 0 | 0 | 0 | 0 | 0 | 0 | 0 | 0 | 0 | 0 | 0 | 0 | 0 | 0 | 0 | 0 | 0 | 0 | 0 | 0 | 0 | 0 | 0 | 0 | 0 | 0 | 0 | 0 | 0 | 0 | 0 | 0 | 0 | 0 | 0 | 0 | 0 | 0 | 0 | 0 | 0 | 0 | 0 | 0 | 0 | 0 | 0 | 0 | 0 | 0 | 0 | 0 | 0 | 0 | 0 | 0 | 0 | 0 | 0 | 0 | 0 | 0 | 0 | 0 | 0 | 0 | 0 | 0 | 0 | 0 | 0 | 0 | 0 | 0 | 0 | 0 | 0 | 0 | 0 | 0 | 0 | 0 | 0 | 0 | 0 | 0 | 0 | 0 | 0 | 0 | 0 | 0 | 0 | 0 | 0 | 0 | 0 | 0 | 0 | 0 | 0 | 0 | 0 | 0
[19 empty] | Fixed env & social | Input | £000s | 1.365 | 2.0475 | 4.095 | 4.7775 | 6.1425 | 6.825 | 8.8725 | 13.65 | 13.65 | 6.825 | 0 | 0 | 0 | 0 | 0 | 0 | 0 | 0 | 0 | 0 | 0.088682 | 0.13302 | 0.26605 | 0.31039 | 0.39907 | 0.44341 | 0.57643 | 0.88682 | 0.88682 | 0.44341 | 0 | 0 | 0 | 0 | 0 | 0 | 0 | 0 | 0 | 0 | 0.088682 | 0.13302 | 0.26605 | 0.31039 | 0.39907 | 0.44341 | 0.57643 | 0.88682 | 0.88682 | 0.44341 | 0 | 0 | 0 | 0 | 0 | 0 | 0 | 0 | 0 | 0 | 0.15066 | 0.22599 | 0.45198 | 0.52731 | 0.67797 | 0.75329 | 0.97928 | 1.5066 | 1.5066 | 0.75329 | 0 | 0 | 0 | 0 | 0 | 0 | 0 | 0 | 0 | 0 | 0 | 0 | 0 | 0 | 0 | 0 | 0 | 0 | 0 | 0 | 0 | 0 | 0 | 0 | 0 | 0 | 0 | 0 | 0 | 0 | 0 | 0 | 0 | 0
[19 empty] | Variable env & social | Input | £000s | 0 | 0 | 0 | 0 | 0 | 0 | 0 | 0 | 0 | 0 | 3.86 | 3.86 | 3.86 | 3.86 | 3.86 | 3.86 | 3.86 | 3.86 | 3.86 | 3.86 | 3.86 | 3.86 | 3.86 | 3.86 | 3.86 | 3.86 | 3.86 | 3.86 | 3.86 | 3.86 | 3.86 | 3.86 | 3.86 | 3.86 | 3.86 | 3.86 | 3.86 | 3.86 | 3.86 | 3.86 | 3.86 | 3.86 | 3.86 | 3.86 | 3.86 | 3.86 | 3.86 | 3.86 | 3.86 | 3.86 | 3.86 | 3.86 | 3.86 | 3.86 | 3.86 | 3.86 | 3.86 | 3.86 | 3.86 | 3.86 | 3.86 | 3.86 | 3.86 | 3.86 | 3.86 | 3.86 | 3.86 | 3.86 | 3.86 | 3.86 | 3.86 | 3.86 | 3.86 | 3.86 | 3.86 | 3.86 | 3.86 | 3.86 | 3.86 | 3.86 | 0 | 0 | 0 | 0 | 0 | 0 | 0 | 0 | 0 | 0 | 0 | 0 | 0 | 0 | 0 | 0 | 0 | 0 | 0 | 0 | 0 | 0 | 0 | 0
[19 empty] | Fixed carbon costs | Input | £000s | 10.0933 | 15.14 | 30.28 | 35.3266 | 45.4199 | 50.4666 | 65.6066 | 100.9332 | 100.9332 | 50.4666 | 0 | 0 | 0 | 0 | 0 | 0 | 0 | 0 | 0 | 0 | 0.65575 | 0.98362 | 1.9672 | 2.2951 | 2.9509 | 3.2787 | 4.2624 | 6.5575 | 6.5575 | 3.2787 | 0 | 0 | 0 | 0 | 0 | 0 | 0 | 0 | 0 | 0 | 0.65575 | 0.98362 | 1.9672 | 2.2951 | 2.9509 | 3.2787 | 4.2624 | 6.5575 | 6.5575 | 3.2787 | 0 | 0 | 0 | 0 | 0 | 0 | 0 | 0 | 0 | 0 | 1.114 | 1.671 | 3.3421 | 3.8991 | 5.0131 | 5.5701 | 7.2412 | 11.1403 | 11.1403 | 5.5701 | 0 | 0 | 0 | 0 | 0 | 0 | 0 | 0 | 0 | 0 | 0 | 0 | 0 | 0 | 0 | 0 | 0 | 0 | 0 | 0 | 0 | 0 | 0 | 0 | 0 | 0 | 0 | 0 | 0 | 0 | 0 | 0 | 0 | 0
[19 empty] | Variable carbon costs | Input | £000s | 0 | 0 | 0 | 0 | 0 | 0 | 0 | 0 | 0 | 0 | 53.1312 | 49.9789 | 46.8266 | 43.6743 | 40.5221 | 37.3698 | 34.2175 | 31.0652 | 27.9129 | 24.7606 | 21.6083 | 18.4561 | 15.3038 | 12.1515 | 8.9992 | 8.9992 | 8.9992 | 8.9992 | 8.9992 | 8.9992 | 8.9992 | 8.9992 | 8.9992 | 8.9992 | 8.9992 | 8.9992 | 8.9992 | 8.9992 | 8.9992 | 8.9992 | 8.9992 | 8.9992 | 8.9992 | 8.9992 | 8.9992 | 8.9992 | 8.9992 | 8.9992 | 8.9992 | 8.9992 | 8.9992 | 8.9992 | 8.9992 | 8.9992 | 8.9992 | 8.9992 | 8.9992 | 8.9992 | 8.9992 | 8.9992 | 8.9992 | 8.9992 | 8.9992 | 8.9992 | 8.9992 | 8.9992 | 8.9992 | 8.9992 | 8.9992 | 8.9992 | 8.9992 | 8.9992 | 8.9992 | 8.9992 | 8.9992 | 8.9992 | 8.9992 | 8.9992 | 8.9992 | 8.9992 | 0 | 0 | 0 | 0 | 0 | 0 | 0 | 0 | 0 | 0 | 0 | 0 | 0 | 0 | 0 | 0 | 0 | 0 | 0 | 0 | 0 | 0 | 0 | 0
[19 empty] | Customer willingness to pay | Input | £000s | 0 | 0 | 0 | 0 | 0 | 0 | 0 | 0 | 0 | 0 | 0 | 0 | 0 | 0 | 0 | 0 | 0 | 0 | 0 | 0 | 0 | 0 | 0 | 0 | 0 | 0 | 0 | 0 | 0 | 0 | 0 | 0 | 0 | 0 | 0 | 0 | 0 | 0 | 0 | 0 | 0 | 0 | 0 | 0 | 0 | 0 | 0 | 0 | 0 | 0 | 0 | 0 | 0 | 0 | 0 | 0 | 0 | 0 | 0 | 0 | 0 | 0 | 0 | 0 | 0 | 0 | 0 | 0 | 0 | 0 | 0 | 0 | 0 | 0 | 0 | 0 | 0 | 0 | 0 | 0 | 0 | 0 | 0 | 0 | 0 | 0 | 0 | 0 | 0 | 0 | 0 | 0 | 0 | 0 | 0 | 0 | 0 | 0 | 0 | 0 | 0 | 0 | 0 | 0
[19 empty] | Total | Sum of above (excl WAFU) | £000s | 1636.8583 | 2455.2875 | 4910.575 | 5729.0041 | 7365.8624 | 8184.2916 | 10639.5791 | 16368.5832 | 16368.5832 | 8184.2916 | 750.9912 | 747.8389 | 744.6866 | 741.5343 | 738.3821 | 735.2298 | 732.0775 | 728.9252 | 725.7729 | 722.6206 | 825.8128 | 875.8327 | 1032.1971 | 1082.217 | 1185.4091 | 1238.5814 | 1398.098 | 1770.3035 | 1770.3035 | 1238.5814 | 706.8592 | 706.8592 | 706.8592 | 706.8592 | 706.8592 | 706.8592 | 706.8592 | 706.8592 | 706.8592 | 706.8592 | 813.2036 | 866.3758 | 1025.8925 | 1079.0647 | 1185.4091 | 1238.5814 | 1398.098 | 1770.3035 | 1770.3035 | 1238.5814 | 706.8592 | 706.8592 | 706.8592 | 706.8592 | 706.8592 | 706.8592 | 706.8592 | 706.8592 | 706.8592 | 706.8592 | 887.5239 | 977.8562 | 1248.8533 | 1339.1856 | 1519.8503 | 1610.1826 | 1881.1797 | 2513.5061 | 2513.5061 | 1610.1826 | 706.8592 | 706.8592 | 706.8592 | 706.8592 | 706.8592 | 706.8592 | 706.8592 | 706.8592 | 706.8592 | 706.8592 | 0 | 0 | 0 | 0 | 0 | 0 | 0 | 0 | 0 | 0 | 0 | 0 | 0 | 0 | 0 | 0 | 0 | 0 | 0 | 0 | 0 | 0 | 0 | 0
58.1x | Site C and Site U output increase using additional and supported abstractions from the River Avon | RAW09 | Effluent reuse | N | 2030-31 | Capacity | 20 | 145433.0168 | 174810.5188 | 59627.5369 | 0 | 2522.931 | 389.8416 | 237350.8282 | 161.2 | 163.2028 | 3 | 3 | Gains in WAFU / Savings in demand | Input | Ml/d | 0 | 0 | 0 | 0 | 0 | 0 | 0 | 0 | 0 | 0 | 20 | 20 | 20 | 20 | 20 | 20 | 20 | 20 | 20 | 20 | 20 | 20 | 20 | 20 | 20 | 20 | 20 | 20 | 20 | 20 | 20 | 20 | 20 | 20 | 20 | 20 | 20 | 20 | 20 | 20 | 20 | 20 | 20 | 20 | 20 | 20 | 20 | 20 | 20 | 20 | 20 | 20 | 20 | 20 | 20 | 20 | 20 | 20 | 20 | 20 | 20 | 20 | 20 | 20 | 20 | 20 | 20 | 20 | 20 | 20 | 20 | 20 | 20 | 20 | 20 | 20 | 20 | 20 | 20 | 20 | 0 | 0 | 0 | 0 | 0 | 0 | 0 | 0 | 0 | 0 | 0 | 0 | 0 | 0 | 0 | 0 | 0 | 0 | 0 | 0 | 0 | 0 | 0 | 0
[19 empty] | Fixed capex | Input | £000s | 3934.6 | 5901.9 | 11803.8 | 13771.1 | 17705.7 | 19673 | 25574.9 | 39346 | 39346 | 19673 | 0 | 0 | 0 | 0 | 0 | 0 | 0 | 0 | 0 | 0 | 331.8 | 497.7 | 995.4 | 1161.3 | 1493.1 | 1659 | 2156.7 | 3318 | 3318 | 1659 | 0 | 0 | 0 | 0 | 0 | 0 | 0 | 0 | 0 | 0 | 331.8 | 497.7 | 995.4 | 1161.3 | 1493.1 | 1659 | 2156.7 | 3318 | 3318 | 1659 | 0 | 0 | 0 | 0 | 0 | 0 | 0 | 0 | 0 | 0 | 506.6 | 759.9 | 1519.8 | 1773.1 | 2279.7 | 2533 | 3292.9 | 5066 | 5066 | 2533 | 0 | 0 | 0 | 0 | 0 | 0 | 0 | 0 | 0 | 0 | 0 | 0 | 0 | 0 | 0 | 0 | 0 | 0 | 0 | 0 | 0 | 0 | 0 | 0 | 0 | 0 | 0 | 0 | 0 | 0 | 0 | 0 | 0 | 0
[19 empty] | Variable capex | Input | £000s | 0 | 0 | 0 | 0 | 0 | 0 | 0 | 0 | 0 | 0 | 0 | 0 | 0 | 0 | 0 | 0 | 0 | 0 | 0 | 0 | 0 | 0 | 0 | 0 | 0 | 0 | 0 | 0 | 0 | 0 | 0 | 0 | 0 | 0 | 0 | 0 | 0 | 0 | 0 | 0 | 0 | 0 | 0 | 0 | 0 | 0 | 0 | 0 | 0 | 0 | 0 | 0 | 0 | 0 | 0 | 0 | 0 | 0 | 0 | 0 | 0 | 0 | 0 | 0 | 0 | 0 | 0 | 0 | 0 | 0 | 0 | 0 | 0 | 0 | 0 | 0 | 0 | 0 | 0 | 0 | 0 | 0 | 0 | 0 | 0 | 0 | 0 | 0 | 0 | 0 | 0 | 0 | 0 | 0 | 0 | 0 | 0 | 0 | 0 | 0 | 0 | 0 | 0 | 0
[19 empty] | Financing costs | Input | £000s | 0 | 0 | 0 | 0 | 0 | 0 | 0 | 0 | 0 | 0 | 0 | 0 | 0 | 0 | 0 | 0 | 0 | 0 | 0 | 0 | 0 | 0 | 0 | 0 | 0 | 0 | 0 | 0 | 0 | 0 | 0 | 0 | 0 | 0 | 0 | 0 | 0 | 0 | 0 | 0 | 0 | 0 | 0 | 0 | 0 | 0 | 0 | 0 | 0 | 0 | 0 | 0 | 0 | 0 | 0 | 0 | 0 | 0 | 0 | 0 | 0 | 0 | 0 | 0 | 0 | 0 | 0 | 0 | 0 | 0 | 0 | 0 | 0 | 0 | 0 | 0 | 0 | 0 | 0 | 0
[19 empty] | Fixed opex | Input | £000s | 0 | 0 | 0 | 0 | 0 | 0 | 0 | 0 | 0 | 0 | 307 | 307 | 307 | 307 | 307 | 307 | 307 | 307 | 307 | 307 | 307 | 307 | 307 | 307 | 307 | 307 | 307 | 307 | 307 | 307 | 307 | 307 | 307 | 307 | 307 | 307 | 307 | 307 | 307 | 307 | 307 | 307 | 307 | 307 | 307 | 307 | 307 | 307 | 307 | 307 | 307 | 307 | 307 | 307 | 307 | 307 | 307 | 307 | 307 | 307 | 307 | 307 | 307 | 307 | 307 | 307 | 307 | 307 | 307 | 307 | 307 | 307 | 307 | 307 | 307 | 307 | 307 | 307 | 307 | 307 | 0 | 0 | 0 | 0 | 0 | 0 | 0 | 0 | 0 | 0 | 0 | 0 | 0 | 0 | 0 | 0 | 0 | 0 | 0 | 0 | 0 | 0 | 0 | 0
[19 empty] | Variable opex | Input | £000s | 0 | 0 | 0 | 0 | 0 | 0 | 0 | 0 | 0 | 0 | 2686 | 2686 | 2686 | 2686 | 2686 | 2686 | 2686 | 2686 | 2686 | 2686 | 2686 | 2686 | 2686 | 2686 | 2686 | 2686 | 2686 | 2686 | 2686 | 2686 | 2686 | 2686 | 2686 | 2686 | 2686 | 2686 | 2686 | 2686 | 2686 | 2686 | 2686 | 2686 | 2686 | 2686 | 2686 | 2686 | 2686 | 2686 | 2686 | 2686 | 2686 | 2686 | 2686 | 2686 | 2686 | 2686 | 2686 | 2686 | 2686 | 2686 | 2686 | 2686 | 2686 | 2686 | 2686 | 2686 | 2686 | 2686 | 2686 | 2686 | 2686 | 2686 | 2686 | 2686 | 2686 | 2686 | 2686 | 2686 | 2686 | 2686 | 0 | 0 | 0 | 0 | 0 | 0 | 0 | 0 | 0 | 0 | 0 | 0 | 0 | 0 | 0 | 0 | 0 | 0 | 0 | 0 | 0 | 0 | 0 | 0
[19 empty] | Opex savings | Input | £000s | 0 | 0 | 0 | 0 | 0 | 0 | 0 | 0 | 0 | 0 | 0 | 0 | 0 | 0 | 0 | 0 | 0 | 0 | 0 | 0 | 0 | 0 | 0 | 0 | 0 | 0 | 0 | 0 | 0 | 0 | 0 | 0 | 0 | 0 | 0 | 0 | 0 | 0 | 0 | 0 | 0 | 0 | 0 | 0 | 0 | 0 | 0 | 0 | 0 | 0 | 0 | 0 | 0 | 0 | 0 | 0 | 0 | 0 | 0 | 0 | 0 | 0 | 0 | 0 | 0 | 0 | 0 | 0 | 0 | 0 | 0 | 0 | 0 | 0 | 0 | 0 | 0 | 0 | 0 | 0 | 0 | 0 | 0 | 0 | 0 | 0 | 0 | 0 | 0 | 0 | 0 | 0 | 0 | 0 | 0 | 0 | 0 | 0 | 0 | 0 | 0 | 0 | 0 | 0
[19 empty] | Fixed env & social | Input | £000s | 1.6986 | 2.5479 | 5.0958 | 5.9451 | 7.6437 | 8.493 | 11.0409 | 16.986 | 16.986 | 8.493 | 0 | 0 | 0 | 0 | 0 | 0 | 0 | 0 | 0 | 0 | 0.14324 | 0.21486 | 0.42972 | 0.50134 | 0.64458 | 0.7162 | 0.93107 | 1.4324 | 1.4324 | 0.7162 | 0 | 0 | 0 | 0 | 0 | 0 | 0 | 0 | 0 | 0 | 0.14324 | 0.21486 | 0.42972 | 0.50134 | 0.64458 | 0.7162 | 0.93107 | 1.4324 | 1.4324 | 0.7162 | 0 | 0 | 0 | 0 | 0 | 0 | 0 | 0 | 0 | 0 | 0.2187 | 0.32806 | 0.65611 | 0.76546 | 0.98417 | 1.0935 | 1.4216 | 2.187 | 2.187 | 1.0935 | 0 | 0 | 0 | 0 | 0 | 0 | 0 | 0 | 0 | 0 | 0 | 0 | 0 | 0 | 0 | 0 | 0 | 0 | 0 | 0 | 0 | 0 | 0 | 0 | 0 | 0 | 0 | 0 | 0 | 0 | 0 | 0 | 0 | 0
[19 empty] | Variable env & social | Input | £000s | 0 | 0 | 0 | 0 | 0 | 0 | 0 | 0 | 0 | 0 | 15.78 | 15.78 | 15.78 | 15.78 | 15.78 | 15.78 | 15.78 | 15.78 | 15.78 | 15.78 | 15.78 | 15.78 | 15.78 | 15.78 | 15.78 | 15.78 | 15.78 | 15.78 | 15.78 | 15.78 | 15.78 | 15.78 | 15.78 | 15.78 | 15.78 | 15.78 | 15.78 | 15.78 | 15.78 | 15.78 | 15.78 | 15.78 | 15.78 | 15.78 | 15.78 | 15.78 | 15.78 | 15.78 | 15.78 | 15.78 | 15.78 | 15.78 | 15.78 | 15.78 | 15.78 | 15.78 | 15.78 | 15.78 | 15.78 | 15.78 | 15.78 | 15.78 | 15.78 | 15.78 | 15.78 | 15.78 | 15.78 | 15.78 | 15.78 | 15.78 | 15.78 | 15.78 | 15.78 | 15.78 | 15.78 | 15.78 | 15.78 | 15.78 | 15.78 | 15.78 | 0 | 0 | 0 | 0 | 0 | 0 | 0 | 0 | 0 | 0 | 0 | 0 | 0 | 0 | 0 | 0 | 0 | 0 | 0 | 0 | 0 | 0 | 0 | 0
[19 empty] | Fixed carbon costs | Input | £000s | 17.0367 | 25.5551 | 51.1102 | 59.6286 | 76.6653 | 85.1837 | 110.7388 | 170.3674 | 170.3674 | 85.1837 | 0 | 0 | 0 | 0 | 0 | 0 | 0 | 0 | 0 | 0 | 1.4367 | 2.155 | 4.3101 | 5.0284 | 6.4651 | 7.1834 | 9.3385 | 14.3669 | 14.3669 | 7.1834 | 0 | 0 | 0 | 0 | 0 | 0 | 0 | 0 | 0 | 0 | 1.4367 | 2.155 | 4.3101 | 5.0284 | 6.4651 | 7.1834 | 9.3385 | 14.3669 | 14.3669 | 7.1834 | 0 | 0 | 0 | 0 | 0 | 0 | 0 | 0 | 0 | 0 | 2.1936 | 3.2904 | 6.5807 | 7.6775 | 9.8711 | 10.9678 | 14.2582 | 21.9357 | 21.9357 | 10.9678 | 0 | 0 | 0 | 0 | 0 | 0 | 0 | 0 | 0 | 0 | 0 | 0 | 0 | 0 | 0 | 0 | 0 | 0 | 0 | 0 | 0 | 0 | 0 | 0 | 0 | 0 | 0 | 0 | 0 | 0 | 0 | 0 | 0 | 0
[19 empty] | Variable carbon costs | Input | £000s | 0 | 0 | 0 | 0 | 0 | 0 | 0 | 0 | 0 | 0 | 245.1222 | 230.579 | 216.0359 | 201.4927 | 186.9496 | 172.4064 | 157.8633 | 143.3201 | 128.777 | 114.2338 | 99.6907 | 85.1475 | 70.6044 | 56.0612 | 41.5181 | 41.5181 | 41.5181 | 41.5181 | 41.5181 | 41.5181 | 41.5181 | 41.5181 | 41.5181 | 41.5181 | 41.5181 | 41.5181 | 41.5181 | 41.5181 | 41.5181 | 41.5181 | 41.5181 | 41.5181 | 41.5181 | 41.5181 | 41.5181 | 41.5181 | 41.5181 | 41.5181 | 41.5181 | 41.5181 | 41.5181 | 41.5181 | 41.5181 | 41.5181 | 41.5181 | 41.5181 | 41.5181 | 41.5181 | 41.5181 | 41.5181 | 41.5181 | 41.5181 | 41.5181 | 41.5181 | 41.5181 | 41.5181 | 41.5181 | 41.5181 | 41.5181 | 41.5181 | 41.5181 | 41.5181 | 41.5181 | 41.5181 | 41.5181 | 41.5181 | 41.5181 | 41.5181 | 41.5181 | 41.5181 | 0 | 0 | 0 | 0 | 0 | 0 | 0 | 0 | 0 | 0 | 0 | 0 | 0 | 0 | 0 | 0 | 0 | 0 | 0 | 0 | 0 | 0 | 0 | 0
[19 empty] | Customer willingness to pay | Input | £000s | 0 | 0 | 0 | 0 | 0 | 0 | 0 | 0 | 0 | 0 | 0 | 0 | 0 | 0 | 0 | 0 | 0 | 0 | 0 | 0 | 0 | 0 | 0 | 0 | 0 | 0 | 0 | 0 | 0 | 0 | 0 | 0 | 0 | 0 | 0 | 0 | 0 | 0 | 0 | 0 | 0 | 0 | 0 | 0 | 0 | 0 | 0 | 0 | 0 | 0 | 0 | 0 | 0 | 0 | 0 | 0 | 0 | 0 | 0 | 0 | 0 | 0 | 0 | 0 | 0 | 0 | 0 | 0 | 0 | 0 | 0 | 0 | 0 | 0 | 0 | 0 | 0 | 0 | 0 | 0 | 0 | 0 | 0 | 0 | 0 | 0 | 0 | 0 | 0 | 0 | 0 | 0 | 0 | 0 | 0 | 0 | 0 | 0 | 0 | 0 | 0 | 0 | 0 | 0
[19 empty] | Total | Sum of above (excl WAFU) | £000s | 3953.3353 | 5930.003 | 11860.006 | 13836.6737 | 17790.009 | 19766.6767 | 25696.6797 | 39533.3534 | 39533.3534 | 19766.6767 | 3253.9022 | 3239.359 | 3224.8159 | 3210.2727 | 3195.7296 | 3181.1864 | 3166.6433 | 3152.1001 | 3137.557 | 3123.0138 | 3441.8506 | 3593.9974 | 4079.5241 | 4231.671 | 4550.5077 | 4717.1977 | 5217.2676 | 6384.0973 | 6384.0973 | 4717.1977 | 3050.2981 | 3050.2981 | 3050.2981 | 3050.2981 | 3050.2981 | 3050.2981 | 3050.2981 | 3050.2981 | 3050.2981 | 3050.2981 | 3383.678 | 3550.368 | 4050.4378 | 4217.1278 | 4550.5077 | 4717.1977 | 5217.2676 | 6384.0973 | 6384.0973 | 4717.1977 | 3050.2981 | 3050.2981 | 3050.2981 | 3050.2981 | 3050.2981 | 3050.2981 | 3050.2981 | 3050.2981 | 3050.2981 | 3050.2981 | 3559.3103 | 3813.8165 | 4577.3349 | 4831.841 | 5340.8533 | 5595.3594 | 6358.8778 | 8140.4208 | 8140.4208 | 5595.3594 | 3050.2981 | 3050.2981 | 3050.2981 | 3050.2981 | 3050.2981 | 3050.2981 | 3050.2981 | 3050.2981 | 3050.2981 | 3050.2981 | 0 | 0 | 0 | 0 | 0 | 0 | 0 | 0 | 0 | 0 | 0 | 0 | 0 | 0 | 0 | 0 | 0 | 0 | 0 | 0 | 0 | 0 | 0 | 0
58.2a | Options to increase raw imports | [20 empty] | 0 | 0 | 0 | 0 | 0 | 0 | 0 | 0 | 0 | 0 | 0 | 0 | 0 | 0 | 0 | 0 | 0 | 0 | 0 | 0 | 0 | 0 | 0 | 0 | 0 | 0 | 0 | 0 | 0 | 0 | 0 | 0 | 0 | 0 | 0 | 0 | 0 | 0 | 0 | 0 | 0 | 0 | 0 | 0 | 0 | 0 | 0 | 0 | 0 | 0 | 0 | 0 | 0 | 0 | 0 | 0 | 0 | 0 | 0 | 0 | 0 | 0 | 0 | 0 | 0 | 0 | 0 | 0 | 0 | 0 | 0 | 0 | 0 | 0 | 0 | 0 | 0 | 0 | 0 | 0 | 0 | 0 | 0 | 0 | 0 | 0 | 0 | 0 | 0 | 0 | 0 | 0 | 0 | 0 | 0 | 0 | 0 | 0 | 0 | 0 | 0 | 0 | 0 | 0
58.1x | River Severn raw water import to Site U and Site P | VYR01 | Bulk supply | N | 2025-26 | Capacity | 60 | 522466.9503 | 58007.4587 | 161225.1895 | 0 | 1762.1525 | 99.1316 | 221093.9323 | 41.9611 | 42.3173 | 3 | 3 | Gains in WAFU / Savings in demand | Input | Ml/d | 0 | 0 | 0 | 0 | 0 | 60 | 60 | 60 | 60 | 60 | 60 | 60 | 60 | 60 | 60 | 60 | 60 | 60 | 60 | 60 | 60 | 60 | 60 | 60 | 60 | 60 | 60 | 60 | 60 | 60 | 60 | 60 | 60 | 60 | 60 | 60 | 60 | 60 | 60 | 60 | 60 | 60 | 60 | 60 | 60 | 60 | 60 | 60 | 60 | 60 | 60 | 60 | 60 | 60 | 60 | 60 | 60 | 60 | 60 | 60 | 60 | 60 | 60 | 60 | 60 | 60 | 60 | 60 | 60 | 60 | 60 | 60 | 60 | 60 | 60 | 60 | 60 | 60 | 60 | 60 | 0 | 0 | 0 | 0 | 0 | 0 | 0 | 0 | 0 | 0 | 0 | 0 | 0 | 0 | 0 | 0 | 0 | 0 | 0 | 0 | 0 | 0 | 0 | 0
[19 empty] | Fixed capex | Input | £000s | 3059.7 | 3496.8 | 4371 | 17484 | 15298.5 | 0 | 0 | 0 | 0 | 0 | 0 | 0 | 0 | 0 | 0 | 0 | 0 | 0 | 0 | 0 | 1374.8 | 1571.2 | 1964 | 7856 | 6874 | 0 | 0 | 0 | 0 | 0 | 0 | 0 | 0 | 0 | 0 | 0 | 0 | 0 | 0 | 0 | 1374.8 | 1571.2 | 1964 | 7856 | 6874 | 0 | 0 | 0 | 0 | 0 | 0 | 0 | 0 | 0 | 0 | 0 | 0 | 0 | 0 | 0 | 2392.6 | 2734.4 | 3418 | 13672 | 11963 | 0 | 0 | 0 | 0 | 0 | 0 | 0 | 0 | 0 | 0 | 0 | 0 | 0 | 0 | 0 | 0 | 0 | 0 | 0 | 0 | 0 | 0 | 0 | 0 | 0 | 0 | 0 | 0 | 0 | 0 | 0 | 0 | 0 | 0 | 0 | 0 | 0 | 0 | 0
[19 empty] | Variable capex | Input | £000s | 0 | 0 | 0 | 0 | 0 | 0 | 0 | 0 | 0 | 0 | 0 | 0 | 0 | 0 | 0 | 0 | 0 | 0 | 0 | 0 | 0 | 0 | 0 | 0 | 0 | 0 | 0 | 0 | 0 | 0 | 0 | 0 | 0 | 0 | 0 | 0 | 0 | 0 | 0 | 0 | 0 | 0 | 0 | 0 | 0 | 0 | 0 | 0 | 0 | 0 | 0 | 0 | 0 | 0 | 0 | 0 | 0 | 0 | 0 | 0 | 0 | 0 | 0 | 0 | 0 | 0 | 0 | 0 | 0 | 0 | 0 | 0 | 0 | 0 | 0 | 0 | 0 | 0 | 0 | 0 | 0 | 0 | 0 | 0 | 0 | 0 | 0 | 0 | 0 | 0 | 0 | 0 | 0 | 0 | 0 | 0 | 0 | 0 | 0 | 0 | 0 | 0 | 0 | 0
[19 empty] | Financing costs | Input | £000s | 0 | 0 | 0 | 0 | 0 | 0 | 0 | 0 | 0 | 0 | 0 | 0 | 0 | 0 | 0 | 0 | 0 | 0 | 0 | 0 | 0 | 0 | 0 | 0 | 0 | 0 | 0 | 0 | 0 | 0 | 0 | 0 | 0 | 0 | 0 | 0 | 0 | 0 | 0 | 0 | 0 | 0 | 0 | 0 | 0 | 0 | 0 | 0 | 0 | 0 | 0 | 0 | 0 | 0 | 0 | 0 | 0 | 0 | 0 | 0 | 0 | 0 | 0 | 0 | 0 | 0 | 0 | 0 | 0 | 0 | 0 | 0 | 0 | 0 | 0 | 0 | 0 | 0 | 0 | 0
[19 empty] | Fixed opex | Input | £000s | 0 | 0 | 0 | 0 | 0 | 1070 | 1070 | 1070 | 1070 | 1070 | 1070 | 1070 | 1070 | 1070 | 1070 | 1070 | 1070 | 1070 | 1070 | 1070 | 1070 | 1070 | 1070 | 1070 | 1070 | 1070 | 1070 | 1070 | 1070 | 1070 | 1070 | 1070 | 1070 | 1070 | 1070 | 1070 | 1070 | 1070 | 1070 | 1070 | 1070 | 1070 | 1070 | 1070 | 1070 | 1070 | 1070 | 1070 | 1070 | 1070 | 1070 | 1070 | 1070 | 1070 | 1070 | 1070 | 1070 | 1070 | 1070 | 1070 | 1070 | 1070 | 1070 | 1070 | 1070 | 1070 | 1070 | 1070 | 1070 | 1070 | 1070 | 1070 | 1070 | 1070 | 1070 | 1070 | 1070 | 1070 | 1070 | 1070 | 0 | 0 | 0 | 0 | 0 | 0 | 0 | 0 | 0 | 0 | 0 | 0 | 0 | 0 | 0 | 0 | 0 | 0 | 0 | 0 | 0 | 0 | 0 | 0
[19 empty] | Variable opex | Input | £000s | 0 | 0 | 0 | 0 | 0 | 5688 | 5688 | 5688 | 5688 | 5688 | 5688 | 5688 | 5688 | 5688 | 5688 | 5688 | 5688 | 5688 | 5688 | 5688 | 5688 | 5688 | 5688 | 5688 | 5688 | 5688 | 5688 | 5688 | 5688 | 5688 | 5688 | 5688 | 5688 | 5688 | 5688 | 5688 | 5688 | 5688 | 5688 | 5688 | 5688 | 5688 | 5688 | 5688 | 5688 | 5688 | 5688 | 5688 | 5688 | 5688 | 5688 | 5688 | 5688 | 5688 | 5688 | 5688 | 5688 | 5688 | 5688 | 5688 | 5688 | 5688 | 5688 | 5688 | 5688 | 5688 | 5688 | 5688 | 5688 | 5688 | 5688 | 5688 | 5688 | 5688 | 5688 | 5688 | 5688 | 5688 | 5688 | 5688 | 0 | 0 | 0 | 0 | 0 | 0 | 0 | 0 | 0 | 0 | 0 | 0 | 0 | 0 | 0 | 0 | 0 | 0 | 0 | 0 | 0 | 0 | 0 | 0
[19 empty] | Opex savings | Input | £000s | 0 | 0 | 0 | 0 | 0 | 0 | 0 | 0 | 0 | 0 | 0 | 0 | 0 | 0 | 0 | 0 | 0 | 0 | 0 | 0 | 0 | 0 | 0 | 0 | 0 | 0 | 0 | 0 | 0 | 0 | 0 | 0 | 0 | 0 | 0 | 0 | 0 | 0 | 0 | 0 | 0 | 0 | 0 | 0 | 0 | 0 | 0 | 0 | 0 | 0 | 0 | 0 | 0 | 0 | 0 | 0 | 0 | 0 | 0 | 0 | 0 | 0 | 0 | 0 | 0 | 0 | 0 | 0 | 0 | 0 | 0 | 0 | 0 | 0 | 0 | 0 | 0 | 0 | 0 | 0 | 0 | 0 | 0 | 0 | 0 | 0 | 0 | 0 | 0 | 0 | 0 | 0 | 0 | 0 | 0 | 0 | 0 | 0 | 0 | 0 | 0 | 0 | 0 | 0
[19 empty] | Fixed env & social | Input | £000s | 0.2457 | 0.2808 | 0.351 | 1.404 | 1.2285 | 0 | 0 | 0 | 0 | 0 | 0 | 0 | 0 | 0 | 0 | 0 | 0 | 0 | 0 | 0 | 0.1104 | 0.12617 | 0.15771 | 0.63085 | 0.552 | 0 | 0 | 0 | 0 | 0 | 0 | 0 | 0 | 0 | 0 | 0 | 0 | 0 | 0 | 0 | 0.1104 | 0.12617 | 0.15771 | 0.63085 | 0.552 | 0 | 0 | 0 | 0 | 0 | 0 | 0 | 0 | 0 | 0 | 0 | 0 | 0 | 0 | 0 | 0.19213 | 0.21958 | 0.27447 | 1.0979 | 0.96065 | 0 | 0 | 0 | 0 | 0 | 0 | 0 | 0 | 0 | 0 | 0 | 0 | 0 | 0 | 0 | 0 | 0 | 0 | 0 | 0 | 0 | 0 | 0 | 0 | 0 | 0 | 0 | 0 | 0 | 0 | 0 | 0 | 0 | 0 | 0 | 0 | 0 | 0 | 0
[19 empty] | Variable env & social | Input | £000s | 0 | 0 | 0 | 0 | 0 | 3.96 | 3.96 | 3.96 | 3.96 | 3.96 | 3.96 | 3.96 | 3.96 | 3.96 | 3.96 | 3.96 | 3.96 | 3.96 | 3.96 | 3.96 | 3.96 | 3.96 | 3.96 | 3.96 | 3.96 | 3.96 | 3.96 | 3.96 | 3.96 | 3.96 | 3.96 | 3.96 | 3.96 | 3.96 | 3.96 | 3.96 | 3.96 | 3.96 | 3.96 | 3.96 | 3.96 | 3.96 | 3.96 | 3.96 | 3.96 | 3.96 | 3.96 | 3.96 | 3.96 | 3.96 | 3.96 | 3.96 | 3.96 | 3.96 | 3.96 | 3.96 | 3.96 | 3.96 | 3.96 | 3.96 | 3.96 | 3.96 | 3.96 | 3.96 | 3.96 | 3.96 | 3.96 | 3.96 | 3.96 | 3.96 | 3.96 | 3.96 | 3.96 | 3.96 | 3.96 | 3.96 | 3.96 | 3.96 | 3.96 | 3.96 | 0 | 0 | 0 | 0 | 0 | 0 | 0 | 0 | 0 | 0 | 0 | 0 | 0 | 0 | 0 | 0 | 0 | 0 | 0 | 0 | 0 | 0 | 0 | 0
[19 empty] | Fixed carbon costs | Input | £000s | 22.4247 | 25.6283 | 32.0353 | 128.1413 | 112.1236 | 0 | 0 | 0 | 0 | 0 | 0 | 0 | 0 | 0 | 0 | 0 | 0 | 0 | 0 | 0 | 10.076 | 11.5154 | 14.3943 | 57.5771 | 50.38 | 0 | 0 | 0 | 0 | 0 | 0 | 0 | 0 | 0 | 0 | 0 | 0 | 0 | 0 | 0 | 10.076 | 11.5154 | 14.3943 | 57.5771 | 50.38 | 0 | 0 | 0 | 0 | 0 | 0 | 0 | 0 | 0 | 0 | 0 | 0 | 0 | 0 | 0 | 17.5355 | 20.0406 | 25.0507 | 100.2029 | 87.6775 | 0 | 0 | 0 | 0 | 0 | 0 | 0 | 0 | 0 | 0 | 0 | 0 | 0 | 0 | 0 | 0 | 0 | 0 | 0 | 0 | 0 | 0 | 0 | 0 | 0 | 0 | 0 | 0 | 0 | 0 | 0 | 0 | 0 | 0 | 0 | 0 | 0 | 0 | 0
[19 empty] | Variable carbon costs | Input | £000s | 0 | 0 | 0 | 0 | 0 | 148.2819 | 137.3635 | 130.5585 | 128.2398 | 119.5004 | 112.8075 | 106.1146 | 99.4217 | 92.7288 | 86.0359 | 79.3431 | 72.6502 | 65.9573 | 59.2644 | 52.5715 | 45.8786 | 39.1857 | 32.4928 | 25.7999 | 19.107 | 19.107 | 19.107 | 19.107 | 19.107 | 19.107 | 19.107 | 19.107 | 19.107 | 19.107 | 19.107 | 19.107 | 19.107 | 19.107 | 19.107 | 19.107 | 19.107 | 19.107 | 19.107 | 19.107 | 19.107 | 19.107 | 19.107 | 19.107 | 19.107 | 19.107 | 19.107 | 19.107 | 19.107 | 19.107 | 19.107 | 19.107 | 19.107 | 19.107 | 19.107 | 19.107 | 19.107 | 19.107 | 19.107 | 19.107 | 19.107 | 19.107 | 19.107 | 19.107 | 19.107 | 19.107 | 19.107 | 19.107 | 19.107 | 19.107 | 19.107 | 19.107 | 19.107 | 19.107 | 19.107 | 19.107 | 0 | 0 | 0 | 0 | 0 | 0 | 0 | 0 | 0 | 0 | 0 | 0 | 0 | 0 | 0 | 0 | 0 | 0 | 0 | 0 | 0 | 0 | 0 | 0
[19 empty] | Customer willingness to pay | Input | £000s | 0 | 0 | 0 | 0 | 0 | 0 | 0 | 0 | 0 | 0 | 0 | 0 | 0 | 0 | 0 | 0 | 0 | 0 | 0 | 0 | 0 | 0 | 0 | 0 | 0 | 0 | 0 | 0 | 0 | 0 | 0 | 0 | 0 | 0 | 0 | 0 | 0 | 0 | 0 | 0 | 0 | 0 | 0 | 0 | 0 | 0 | 0 | 0 | 0 | 0 | 0 | 0 | 0 | 0 | 0 | 0 | 0 | 0 | 0 | 0 | 0 | 0 | 0 | 0 | 0 | 0 | 0 | 0 | 0 | 0 | 0 | 0 | 0 | 0 | 0 | 0 | 0 | 0 | 0 | 0 | 0 | 0 | 0 | 0 | 0 | 0 | 0 | 0 | 0 | 0 | 0 | 0 | 0 | 0 | 0 | 0 | 0 | 0 | 0 | 0 | 0 | 0 | 0 | 0
[19 empty] | Total | Sum of above (excl WAFU) | £000s | 3082.3704 | 3522.7091 | 4403.3863 | 17613.5453 | 15411.8521 | 6910.2419 | 6899.3235 | 6892.5185 | 6890.1998 | 6881.4604 | 6874.7675 | 6868.0746 | 6861.3817 | 6854.6888 | 6847.9959 | 6841.3031 | 6834.6102 | 6827.9173 | 6821.2244 | 6814.5315 | 8192.825 | 8383.9873 | 8773.0048 | 14701.9678 | 13705.999 | 6781.067 | 6781.067 | 6781.067 | 6781.067 | 6781.067 | 6781.067 | 6781.067 | 6781.067 | 6781.067 | 6781.067 | 6781.067 | 6781.067 | 6781.067 | 6781.067 | 6781.067 | 8166.0534 | 8363.9086 | 8759.619 | 14695.2749 | 13705.999 | 6781.067 | 6781.067 | 6781.067 | 6781.067 | 6781.067 | 6781.067 | 6781.067 | 6781.067 | 6781.067 | 6781.067 | 6781.067 | 6781.067 | 6781.067 | 6781.067 | 6781.067 | 9191.3946 | 9535.7272 | 10224.3922 | 20554.3678 | 18832.7052 | 6781.067 | 6781.067 | 6781.067 | 6781.067 | 6781.067 | 6781.067 | 6781.067 | 6781.067 | 6781.067 | 6781.067 | 6781.067 | 6781.067 | 6781.067 | 6781.067 | 6781.067 | 0 | 0 | 0 | 0 | 0 | 0 | 0 | 0 | 0 | 0 | 0 | 0 | 0 | 0 | 0 | 0 | 0 | 0 | 0 | 0 | 0 | 0 | 0 | 0
58.1x | River Severn raw water import to Site U | VYR02 | Bulk supply | N | 2025-26 | Capacity | 60 | 522466.9503 | 0 | 148795.7246 | 0 | 454.7971 | 0 | 149250.5218 | 28.4795 | 28.5665 | 3 | 3 | Gains in WAFU / Savings in demand | Input | Ml/d | 0 | 0 | 0 | 0 | 0 | 60 | 60 | 60 | 60 | 60 | 60 | 60 | 60 | 60 | 60 | 60 | 60 | 60 | 60 | 60 | 60 | 60 | 60 | 60 | 60 | 60 | 60 | 60 | 60 | 60 | 60 | 60 | 60 | 60 | 60 | 60 | 60 | 60 | 60 | 60 | 60 | 60 | 60 | 60 | 60 | 60 | 60 | 60 | 60 | 60 | 60 | 60 | 60 | 60 | 60 | 60 | 60 | 60 | 60 | 60 | 60 | 60 | 60 | 60 | 60 | 60 | 60 | 60 | 60 | 60 | 60 | 60 | 60 | 60 | 60 | 60 | 60 | 60 | 60 | 60 | 0 | 0 | 0 | 0 | 0 | 0 | 0 | 0 | 0 | 0 | 0 | 0 | 0 | 0 | 0 | 0 | 0 | 0 | 0 | 0 | 0 | 0 | 0 | 0
[19 empty] | Fixed capex | Input | £000s | 0 | 0 | 0 | 0 | 0 | 0 | 0 | 0 | 0 | 0 | 0 | 0 | 0 | 0 | 0 | 0 | 0 | 0 | 0 | 0 | 0 | 0 | 0 | 0 | 0 | 0 | 0 | 0 | 0 | 0 | 0 | 0 | 0 | 0 | 0 | 0 | 0 | 0 | 0 | 0 | 0 | 0 | 0 | 0 | 0 | 0 | 0 | 0 | 0 | 0 | 0 | 0 | 0 | 0 | 0 | 0 | 0 | 0 | 0 | 0 | 0 | 0 | 0 | 0 | 0 | 0 | 0 | 0 | 0 | 0 | 0 | 0 | 0 | 0 | 0 | 0 | 0 | 0 | 0 | 0 | 0 | 0 | 0 | 0 | 0 | 0 | 0 | 0 | 0 | 0 | 0 | 0 | 0 | 0 | 0 | 0 | 0 | 0 | 0 | 0 | 0 | 0 | 0 | 0
[19 empty] | Variable capex | Input | £000s | 0 | 0 | 0 | 0 | 0 | 0 | 0 | 0 | 0 | 0 | 0 | 0 | 0 | 0 | 0 | 0 | 0 | 0 | 0 | 0 | 0 | 0 | 0 | 0 | 0 | 0 | 0 | 0 | 0 | 0 | 0 | 0 | 0 | 0 | 0 | 0 | 0 | 0 | 0 | 0 | 0 | 0 | 0 | 0 | 0 | 0 | 0 | 0 | 0 | 0 | 0 | 0 | 0 | 0 | 0 | 0 | 0 | 0 | 0 | 0 | 0 | 0 | 0 | 0 | 0 | 0 | 0 | 0 | 0 | 0 | 0 | 0 | 0 | 0 | 0 | 0 | 0 | 0 | 0 | 0 | 0 | 0 | 0 | 0 | 0 | 0 | 0 | 0 | 0 | 0 | 0 | 0 | 0 | 0 | 0 | 0 | 0 | 0 | 0 | 0 | 0 | 0 | 0 | 0
[19 empty] | Financing costs | Input | £000s | 0 | 0 | 0 | 0 | 0 | 0 | 0 | 0 | 0 | 0 | 0 | 0 | 0 | 0 | 0 | 0 | 0 | 0 | 0 | 0 | 0 | 0 | 0 | 0 | 0 | 0 | 0 | 0 | 0 | 0 | 0 | 0 | 0 | 0 | 0 | 0 | 0 | 0 | 0 | 0 | 0 | 0 | 0 | 0 | 0 | 0 | 0 | 0 | 0 | 0 | 0 | 0 | 0 | 0 | 0 | 0 | 0 | 0 | 0 | 0 | 0 | 0 | 0 | 0 | 0 | 0 | 0 | 0 | 0 | 0 | 0 | 0 | 0 | 0 | 0 | 0 | 0 | 0 | 0 | 0
[19 empty] | Fixed opex | Input | £000s | 0 | 0 | 0 | 0 | 0 | 1270 | 1270 | 1270 | 1270 | 1270 | 1270 | 1270 | 1270 | 1270 | 1270 | 1270 | 1270 | 1270 | 1270 | 1270 | 1270 | 1270 | 1270 | 1270 | 1270 | 1270 | 1270 | 1270 | 1270 | 1270 | 1270 | 1270 | 1270 | 1270 | 1270 | 1270 | 1270 | 1270 | 1270 | 1270 | 1270 | 1270 | 1270 | 1270 | 1270 | 1270 | 1270 | 1270 | 1270 | 1270 | 1270 | 1270 | 1270 | 1270 | 1270 | 1270 | 1270 | 1270 | 1270 | 1270 | 1270 | 1270 | 1270 | 1270 | 1270 | 1270 | 1270 | 1270 | 1270 | 1270 | 1270 | 1270 | 1270 | 1270 | 1270 | 1270 | 1270 | 1270 | 1270 | 1270 | 0 | 0 | 0 | 0 | 0 | 0 | 0 | 0 | 0 | 0 | 0 | 0 | 0 | 0 | 0 | 0 | 0 | 0 | 0 | 0 | 0 | 0 | 0 | 0
[19 empty] | Variable opex | Input | £000s | 0 | 0 | 0 | 0 | 0 | 4967 | 4967 | 4967 | 4967 | 4967 | 4967 | 4967 | 4967 | 4967 | 4967 | 4967 | 4967 | 4967 | 4967 | 4967 | 4967 | 4967 | 4967 | 4967 | 4967 | 4967 | 4967 | 4967 | 4967 | 4967 | 4967 | 4967 | 4967 | 4967 | 4967 | 4967 | 4967 | 4967 | 4967 | 4967 | 4967 | 4967 | 4967 | 4967 | 4967 | 4967 | 4967 | 4967 | 4967 | 4967 | 4967 | 4967 | 4967 | 4967 | 4967 | 4967 | 4967 | 4967 | 4967 | 4967 | 4967 | 4967 | 4967 | 4967 | 4967 | 4967 | 4967 | 4967 | 4967 | 4967 | 4967 | 4967 | 4967 | 4967 | 4967 | 4967 | 4967 | 4967 | 4967 | 4967 | 0 | 0 | 0 | 0 | 0 | 0 | 0 | 0 | 0 | 0 | 0 | 0 | 0 | 0 | 0 | 0 | 0 | 0 | 0 | 0 | 0 | 0 | 0 | 0
[19 empty] | Opex savings | Input | £000s | 0 | 0 | 0 | 0 | 0 | 0 | 0 | 0 | 0 | 0 | 0 | 0 | 0 | 0 | 0 | 0 | 0 | 0 | 0 | 0 | 0 | 0 | 0 | 0 | 0 | 0 | 0 | 0 | 0 | 0 | 0 | 0 | 0 | 0 | 0 | 0 | 0 | 0 | 0 | 0 | 0 | 0 | 0 | 0 | 0 | 0 | 0 | 0 | 0 | 0 | 0 | 0 | 0 | 0 | 0 | 0 | 0 | 0 | 0 | 0 | 0 | 0 | 0 | 0 | 0 | 0 | 0 | 0 | 0 | 0 | 0 | 0 | 0 | 0 | 0 | 0 | 0 | 0 | 0 | 0 | 0 | 0 | 0 | 0 | 0 | 0 | 0 | 0 | 0 | 0 | 0 | 0 | 0 | 0 | 0 | 0 | 0 | 0 | 0 | 0 | 0 | 0 | 0 | 0
[19 empty] | Fixed env & social | Input | £000s | 0 | 0 | 0 | 0 | 0 | 0 | 0 | 0 | 0 | 0 | 0 | 0 | 0 | 0 | 0 | 0 | 0 | 0 | 0 | 0 | 0 | 0 | 0 | 0 | 0 | 0 | 0 | 0 | 0 | 0 | 0 | 0 | 0 | 0 | 0 | 0 | 0 | 0 | 0 | 0 | 0 | 0 | 0 | 0 | 0 | 0 | 0 | 0 | 0 | 0 | 0 | 0 | 0 | 0 | 0 | 0 | 0 | 0 | 0 | 0 | 0 | 0 | 0 | 0 | 0 | 0 | 0 | 0 | 0 | 0 | 0 | 0 | 0 | 0 | 0 | 0 | 0 | 0 | 0 | 0 | 0 | 0 | 0 | 0 | 0 | 0 | 0 | 0 | 0 | 0 | 0 | 0 | 0 | 0 | 0 | 0 | 0 | 0 | 0 | 0 | 0 | 0 | 0 | 0
[19 empty] | Variable env & social | Input | £000s | 0 | 0 | 0 | 0 | 0 | 0 | 0 | 0 | 0 | 0 | 0 | 0 | 0 | 0 | 0 | 0 | 0 | 0 | 0 | 0 | 0 | 0 | 0 | 0 | 0 | 0 | 0 | 0 | 0 | 0 | 0 | 0 | 0 | 0 | 0 | 0 | 0 | 0 | 0 | 0 | 0 | 0 | 0 | 0 | 0 | 0 | 0 | 0 | 0 | 0 | 0 | 0 | 0 | 0 | 0 | 0 | 0 | 0 | 0 | 0 | 0 | 0 | 0 | 0 | 0 | 0 | 0 | 0 | 0 | 0 | 0 | 0 | 0 | 0 | 0 | 0 | 0 | 0 | 0 | 0 | 0 | 0 | 0 | 0 | 0 | 0 | 0 | 0 | 0 | 0 | 0 | 0 | 0 | 0 | 0 | 0 | 0 | 0 | 0 | 0 | 0 | 0 | 0 | 0
[19 empty] | Fixed carbon costs | Input | £000s | 0 | 0 | 0 | 0 | 0 | 0 | 0 | 0 | 0 | 0 | 0 | 0 | 0 | 0 | 0 | 0 | 0 | 0 | 0 | 0 | 0 | 0 | 0 | 0 | 0 | 0 | 0 | 0 | 0 | 0 | 0 | 0 | 0 | 0 | 0 | 0 | 0 | 0 | 0 | 0 | 0 | 0 | 0 | 0 | 0 | 0 | 0 | 0 | 0 | 0 | 0 | 0 | 0 | 0 | 0 | 0 | 0 | 0 | 0 | 0 | 0 | 0 | 0 | 0 | 0 | 0 | 0 | 0 | 0 | 0 | 0 | 0 | 0 | 0 | 0 | 0 | 0 | 0 | 0 | 0 | 0 | 0 | 0 | 0 | 0 | 0 | 0 | 0 | 0 | 0 | 0 | 0 | 0 | 0 | 0 | 0 | 0 | 0 | 0 | 0 | 0 | 0 | 0 | 0
[19 empty] | Variable carbon costs | Input | £000s | 0 | 0 | 0 | 0 | 0 | 50.4394 | 46.7255 | 44.4107 | 43.6219 | 40.6492 | 38.3725 | 36.0959 | 33.8192 | 31.5426 | 29.2659 | 26.9893 | 24.7126 | 22.436 | 20.1593 | 17.8827 | 15.606 | 13.3294 | 11.0527 | 8.7761 | 6.4994 | 6.4994 | 6.4994 | 6.4994 | 6.4994 | 6.4994 | 6.4994 | 6.4994 | 6.4994 | 6.4994 | 6.4994 | 6.4994 | 6.4994 | 6.4994 | 6.4994 | 6.4994 | 6.4994 | 6.4994 | 6.4994 | 6.4994 | 6.4994 | 6.4994 | 6.4994 | 6.4994 | 6.4994 | 6.4994 | 6.4994 | 6.4994 | 6.4994 | 6.4994 | 6.4994 | 6.4994 | 6.4994 | 6.4994 | 6.4994 | 6.4994 | 6.4994 | 6.4994 | 6.4994 | 6.4994 | 6.4994 | 6.4994 | 6.4994 | 6.4994 | 6.4994 | 6.4994 | 6.4994 | 6.4994 | 6.4994 | 6.4994 | 6.4994 | 6.4994 | 6.4994 | 6.4994 | 6.4994 | 6.4994 | 0 | 0 | 0 | 0 | 0 | 0 | 0 | 0 | 0 | 0 | 0 | 0 | 0 | 0 | 0 | 0 | 0 | 0 | 0 | 0 | 0 | 0 | 0 | 0
[19 empty] | Customer willingness to pay | Input | £000s | 0 | 0 | 0 | 0 | 0 | 0 | 0 | 0 | 0 | 0 | 0 | 0 | 0 | 0 | 0 | 0 | 0 | 0 | 0 | 0 | 0 | 0 | 0 | 0 | 0 | 0 | 0 | 0 | 0 | 0 | 0 | 0 | 0 | 0 | 0 | 0 | 0 | 0 | 0 | 0 | 0 | 0 | 0 | 0 | 0 | 0 | 0 | 0 | 0 | 0 | 0 | 0 | 0 | 0 | 0 | 0 | 0 | 0 | 0 | 0 | 0 | 0 | 0 | 0 | 0 | 0 | 0 | 0 | 0 | 0 | 0 | 0 | 0 | 0 | 0 | 0 | 0 | 0 | 0 | 0 | 0 | 0 | 0 | 0 | 0 | 0 | 0 | 0 | 0 | 0 | 0 | 0 | 0 | 0 | 0 | 0 | 0 | 0 | 0 | 0 | 0 | 0 | 0 | 0
[19 empty] | Total | Sum of above (excl WAFU) | £000s | 0 | 0 | 0 | 0 | 0 | 6287.4394 | 6283.7255 | 6281.4107 | 6280.6219 | 6277.6492 | 6275.3725 | 6273.0959 | 6270.8192 | 6268.5426 | 6266.2659 | 6263.9893 | 6261.7126 | 6259.436 | 6257.1593 | 6254.8827 | 6252.606 | 6250.3294 | 6248.0527 | 6245.7761 | 6243.4994 | 6243.4994 | 6243.4994 | 6243.4994 | 6243.4994 | 6243.4994 | 6243.4994 | 6243.4994 | 6243.4994 | 6243.4994 | 6243.4994 | 6243.4994 | 6243.4994 | 6243.4994 | 6243.4994 | 6243.4994 | 6243.4994 | 6243.4994 | 6243.4994 | 6243.4994 | 6243.4994 | 6243.4994 | 6243.4994 | 6243.4994 | 6243.4994 | 6243.4994 | 6243.4994 | 6243.4994 | 6243.4994 | 6243.4994 | 6243.4994 | 6243.4994 | 6243.4994 | 6243.4994 | 6243.4994 | 6243.4994 | 6243.4994 | 6243.4994 | 6243.4994 | 6243.4994 | 6243.4994 | 6243.4994 | 6243.4994 | 6243.4994 | 6243.4994 | 6243.4994 | 6243.4994 | 6243.4994 | 6243.4994 | 6243.4994 | 6243.4994 | 6243.4994 | 6243.4994 | 6243.4994 | 6243.4994 | 6243.4994 | 0 | 0 | 0 | 0 | 0 | 0 | 0 | 0 | 0 | 0 | 0 | 0 | 0 | 0 | 0 | 0 | 0 | 0 | 0 | 0 | 0 | 0 | 0 | 0
58.1x | Raw water import from CRT to Site C | RAW02 | SW new | N | 2030-31 | Capacity | 15 | 109074.7626 | 119390.3015 | 70285.984 | 0 | 412.2766 | 49.0326 | 190137.5948 | 173.8957 | 174.3186 | 3 | 3 | Gains in WAFU / Savings in demand | Input | Ml/d | 0 | 0 | 0 | 0 | 0 | 0 | 0 | 0 | 0 | 0 | 15 | 15 | 15 | 15 | 15 | 15 | 15 | 15 | 15 | 15 | 15 | 15 | 15 | 15 | 15 | 15 | 15 | 15 | 15 | 15 | 15 | 15 | 15 | 15 | 15 | 15 | 15 | 15 | 15 | 15 | 15 | 15 | 15 | 15 | 15 | 15 | 15 | 15 | 15 | 15 | 15 | 15 | 15 | 15 | 15 | 15 | 15 | 15 | 15 | 15 | 15 | 15 | 15 | 15 | 15 | 15 | 15 | 15 | 15 | 15 | 15 | 15 | 15 | 15 | 15 | 15 | 15 | 15 | 15 | 15 | 0 | 0 | 0 | 0 | 0 | 0 | 0 | 0 | 0 | 0 | 0 | 0 | 0 | 0 | 0 | 0 | 0 | 0 | 0 | 0 | 0 | 0 | 0 | 0
[19 empty] | Fixed capex | Input | £000s | 1872.4 | 2808.6 | 5617.2 | 6553.4 | 8425.8 | 9362 | 12170.6 | 18724 | 18724 | 9362 | 0 | 0 | 0 | 0 | 0 | 0 | 0 | 0 | 0 | 0 | 1039.4 | 1559.1 | 3118.2 | 3637.9 | 4677.3 | 5197 | 6756.1 | 10394 | 10394 | 5197 | 0 | 0 | 0 | 0 | 0 | 0 | 0 | 0 | 0 | 0 | 1039.4 | 1559.1 | 3118.2 | 3637.9 | 4677.3 | 5197 | 6756.1 | 10394 | 10394 | 5197 | 0 | 0 | 0 | 0 | 0 | 0 | 0 | 0 | 0 | 0 | 1557.6 | 2336.4 | 4672.8 | 5451.6 | 7009.2 | 7788 | 10124.4 | 15576 | 15576 | 7788 | 0 | 0 | 0 | 0 | 0 | 0 | 0 | 0 | 0 | 0 | 0 | 0 | 0 | 0 | 0 | 0 | 0 | 0 | 0 | 0 | 0 | 0 | 0 | 0 | 0 | 0 | 0 | 0 | 0 | 0 | 0 | 0 | 0 | 0
[19 empty] | Variable capex | Input | £000s | 0 | 0 | 0 | 0 | 0 | 0 | 0 | 0 | 0 | 0 | 0 | 0 | 0 | 0 | 0 | 0 | 0 | 0 | 0 | 0 | 0 | 0 | 0 | 0 | 0 | 0 | 0 | 0 | 0 | 0 | 0 | 0 | 0 | 0 | 0 | 0 | 0 | 0 | 0 | 0 | 0 | 0 | 0 | 0 | 0 | 0 | 0 | 0 | 0 | 0 | 0 | 0 | 0 | 0 | 0 | 0 | 0 | 0 | 0 | 0 | 0 | 0 | 0 | 0 | 0 | 0 | 0 | 0 | 0 | 0 | 0 | 0 | 0 | 0 | 0 | 0 | 0 | 0 | 0 | 0 | 0 | 0 | 0 | 0 | 0 | 0 | 0 | 0 | 0 | 0 | 0 | 0 | 0 | 0 | 0 | 0 | 0 | 0 | 0 | 0 | 0 | 0 | 0 | 0
[19 empty] | Financing costs | Input | £000s | 0 | 0 | 0 | 0 | 0 | 0 | 0 | 0 | 0 | 0 | 0 | 0 | 0 | 0 | 0 | 0 | 0 | 0 | 0 | 0 | 0 | 0 | 0 | 0 | 0 | 0 | 0 | 0 | 0 | 0 | 0 | 0 | 0 | 0 | 0 | 0 | 0 | 0 | 0 | 0 | 0 | 0 | 0 | 0 | 0 | 0 | 0 | 0 | 0 | 0 | 0 | 0 | 0 | 0 | 0 | 0 | 0 | 0 | 0 | 0 | 0 | 0 | 0 | 0 | 0 | 0 | 0 | 0 | 0 | 0 | 0 | 0 | 0 | 0 | 0 | 0 | 0 | 0 | 0 | 0
[19 empty] | Fixed opex | Input | £000s | 0 | 0 | 0 | 0 | 0 | 0 | 0 | 0 | 0 | 0 | 54 | 54 | 54 | 54 | 54 | 54 | 54 | 54 | 54 | 54 | 54 | 54 | 54 | 54 | 54 | 54 | 54 | 54 | 54 | 54 | 54 | 54 | 54 | 54 | 54 | 54 | 54 | 54 | 54 | 54 | 54 | 54 | 54 | 54 | 54 | 54 | 54 | 54 | 54 | 54 | 54 | 54 | 54 | 54 | 54 | 54 | 54 | 54 | 54 | 54 | 54 | 54 | 54 | 54 | 54 | 54 | 54 | 54 | 54 | 54 | 54 | 54 | 54 | 54 | 54 | 54 | 54 | 54 | 54 | 54 | 0 | 0 | 0 | 0 | 0 | 0 | 0 | 0 | 0 | 0 | 0 | 0 | 0 | 0 | 0 | 0 | 0 | 0 | 0 | 0 | 0 | 0 | 0 | 0
[19 empty] | Variable opex | Input | £000s | 0 | 0 | 0 | 0 | 0 | 0 | 0 | 0 | 0 | 0 | 3474 | 3474 | 3474 | 3474 | 3474 | 3474 | 3474 | 3474 | 3474 | 3474 | 3474 | 3474 | 3474 | 3474 | 3474 | 3474 | 3474 | 3474 | 3474 | 3474 | 3474 | 3474 | 3474 | 3474 | 3474 | 3474 | 3474 | 3474 | 3474 | 3474 | 3474 | 3474 | 3474 | 3474 | 3474 | 3474 | 3474 | 3474 | 3474 | 3474 | 3474 | 3474 | 3474 | 3474 | 3474 | 3474 | 3474 | 3474 | 3474 | 3474 | 3474 | 3474 | 3474 | 3474 | 3474 | 3474 | 3474 | 3474 | 3474 | 3474 | 3474 | 3474 | 3474 | 3474 | 3474 | 3474 | 3474 | 3474 | 3474 | 3474 | 0 | 0 | 0 | 0 | 0 | 0 | 0 | 0 | 0 | 0 | 0 | 0 | 0 | 0 | 0 | 0 | 0 | 0 | 0 | 0 | 0 | 0 | 0 | 0
[19 empty] | Opex savings | Input | £000s | 0 | 0 | 0 | 0 | 0 | 0 | 0 | 0 | 0 | 0 | 0 | 0 | 0 | 0 | 0 | 0 | 0 | 0 | 0 | 0 | 0 | 0 | 0 | 0 | 0 | 0 | 0 | 0 | 0 | 0 | 0 | 0 | 0 | 0 | 0 | 0 | 0 | 0 | 0 | 0 | 0 | 0 | 0 | 0 | 0 | 0 | 0 | 0 | 0 | 0 | 0 | 0 | 0 | 0 | 0 | 0 | 0 | 0 | 0 | 0 | 0 | 0 | 0 | 0 | 0 | 0 | 0 | 0 | 0 | 0 | 0 | 0 | 0 | 0 | 0 | 0 | 0 | 0 | 0 | 0 | 0 | 0 | 0 | 0 | 0 | 0 | 0 | 0 | 0 | 0 | 0 | 0 | 0 | 0 | 0 | 0 | 0 | 0 | 0 | 0 | 0 | 0 | 0 | 0
[19 empty] | Fixed env & social | Input | £000s | 0.3878 | 0.5817 | 1.1634 | 1.3573 | 1.7451 | 1.939 | 2.5207 | 3.878 | 3.878 | 1.939 | 0 | 0 | 0 | 0 | 0 | 0 | 0 | 0 | 0 | 0 | 0.21527 | 0.32291 | 0.64582 | 0.75346 | 0.96873 | 1.0764 | 1.3993 | 2.1527 | 2.1527 | 1.0764 | 0 | 0 | 0 | 0 | 0 | 0 | 0 | 0 | 0 | 0 | 0.21527 | 0.32291 | 0.64582 | 0.75346 | 0.96873 | 1.0764 | 1.3993 | 2.1527 | 2.1527 | 1.0764 | 0 | 0 | 0 | 0 | 0 | 0 | 0 | 0 | 0 | 0 | 0.3226 | 0.4839 | 0.9678 | 1.1291 | 1.4517 | 1.613 | 2.0969 | 3.226 | 3.226 | 1.613 | 0 | 0 | 0 | 0 | 0 | 0 | 0 | 0 | 0 | 0 | 0 | 0 | 0 | 0 | 0 | 0 | 0 | 0 | 0 | 0 | 0 | 0 | 0 | 0 | 0 | 0 | 0 | 0 | 0 | 0 | 0 | 0 | 0 | 0
[19 empty] | Variable env & social | Input | £000s | 0 | 0 | 0 | 0 | 0 | 0 | 0 | 0 | 0 | 0 | 1.22 | 1.22 | 1.22 | 1.22 | 1.22 | 1.22 | 1.22 | 1.22 | 1.22 | 1.22 | 1.22 | 1.22 | 1.22 | 1.22 | 1.22 | 1.22 | 1.22 | 1.22 | 1.22 | 1.22 | 1.22 | 1.22 | 1.22 | 1.22 | 1.22 | 1.22 | 1.22 | 1.22 | 1.22 | 1.22 | 1.22 | 1.22 | 1.22 | 1.22 | 1.22 | 1.22 | 1.22 | 1.22 | 1.22 | 1.22 | 1.22 | 1.22 | 1.22 | 1.22 | 1.22 | 1.22 | 1.22 | 1.22 | 1.22 | 1.22 | 1.22 | 1.22 | 1.22 | 1.22 | 1.22 | 1.22 | 1.22 | 1.22 | 1.22 | 1.22 | 1.22 | 1.22 | 1.22 | 1.22 | 1.22 | 1.22 | 1.22 | 1.22 | 1.22 | 1.22 | 0 | 0 | 0 | 0 | 0 | 0 | 0 | 0 | 0 | 0 | 0 | 0 | 0 | 0 | 0 | 0 | 0 | 0 | 0 | 0 | 0 | 0 | 0 | 0
[19 empty] | Fixed carbon costs | Input | £000s | 5.9292 | 8.8938 | 17.7876 | 20.7523 | 26.6815 | 29.6461 | 38.5399 | 59.2922 | 59.2922 | 29.6461 | 0 | 0 | 0 | 0 | 0 | 0 | 0 | 0 | 0 | 0 | 3.2914 | 4.9371 | 9.8742 | 11.5199 | 14.8113 | 16.457 | 21.3941 | 32.9141 | 32.9141 | 16.457 | 0 | 0 | 0 | 0 | 0 | 0 | 0 | 0 | 0 | 0 | 3.2914 | 4.9371 | 9.8742 | 11.5199 | 14.8113 | 16.457 | 21.3941 | 32.9141 | 32.9141 | 16.457 | 0 | 0 | 0 | 0 | 0 | 0 | 0 | 0 | 0 | 0 | 4.9324 | 7.3985 | 14.7971 | 17.2633 | 22.1956 | 24.6618 | 32.0603 | 49.3236 | 49.3236 | 24.6618 | 0 | 0 | 0 | 0 | 0 | 0 | 0 | 0 | 0 | 0 | 0 | 0 | 0 | 0 | 0 | 0 | 0 | 0 | 0 | 0 | 0 | 0 | 0 | 0 | 0 | 0 | 0 | 0 | 0 | 0 | 0 | 0 | 0 | 0
[19 empty] | Variable carbon costs | Input | £000s | 0 | 0 | 0 | 0 | 0 | 0 | 0 | 0 | 0 | 0 | 4.7484 | 4.4667 | 4.185 | 3.9033 | 3.6215 | 3.3398 | 3.0581 | 2.7764 | 2.4946 | 2.2129 | 1.9312 | 1.6495 | 1.3677 | 1.086 | 0.80428 | 0.80428 | 0.80428 | 0.80428 | 0.80428 | 0.80428 | 0.80428 | 0.80428 | 0.80428 | 0.80428 | 0.80428 | 0.80428 | 0.80428 | 0.80428 | 0.80428 | 0.80428 | 0.80428 | 0.80428 | 0.80428 | 0.80428 | 0.80428 | 0.80428 | 0.80428 | 0.80428 | 0.80428 | 0.80428 | 0.80428 | 0.80428 | 0.80428 | 0.80428 | 0.80428 | 0.80428 | 0.80428 | 0.80428 | 0.80428 | 0.80428 | 0.80428 | 0.80428 | 0.80428 | 0.80428 | 0.80428 | 0.80428 | 0.80428 | 0.80428 | 0.80428 | 0.80428 | 0.80428 | 0.80428 | 0.80428 | 0.80428 | 0.80428 | 0.80428 | 0.80428 | 0.80428 | 0.80428 | 0.80428 | 0 | 0 | 0 | 0 | 0 | 0 | 0 | 0 | 0 | 0 | 0 | 0 | 0 | 0 | 0 | 0 | 0 | 0 | 0 | 0 | 0 | 0 | 0 | 0
[19 empty] | Customer willingness to pay | Input | £000s | 0 | 0 | 0 | 0 | 0 | 0 | 0 | 0 | 0 | 0 | 0 | 0 | 0 | 0 | 0 | 0 | 0 | 0 | 0 | 0 | 0 | 0 | 0 | 0 | 0 | 0 | 0 | 0 | 0 | 0 | 0 | 0 | 0 | 0 | 0 | 0 | 0 | 0 | 0 | 0 | 0 | 0 | 0 | 0 | 0 | 0 | 0 | 0 | 0 | 0 | 0 | 0 | 0 | 0 | 0 | 0 | 0 | 0 | 0 | 0 | 0 | 0 | 0 | 0 | 0 | 0 | 0 | 0 | 0 | 0 | 0 | 0 | 0 | 0 | 0 | 0 | 0 | 0 | 0 | 0 | 0 | 0 | 0 | 0 | 0 | 0 | 0 | 0 | 0 | 0 | 0 | 0 | 0 | 0 | 0 | 0 | 0 | 0 | 0 | 0 | 0 | 0 | 0 | 0
[19 empty] | Total | Sum of above (excl WAFU) | £000s | 1878.717 | 2818.0755 | 5636.151 | 6575.5096 | 8454.2266 | 9393.5851 | 12211.6606 | 18787.1702 | 18787.1702 | 9393.5851 | 3533.9684 | 3533.6867 | 3533.405 | 3533.1233 | 3532.8415 | 3532.5598 | 3532.2781 | 3531.9964 | 3531.7146 | 3531.4329 | 4574.0579 | 5095.2295 | 6659.3078 | 7180.4794 | 8223.1043 | 8744.5577 | 10308.9177 | 13959.0911 | 13959.0911 | 8744.5577 | 3530.0243 | 3530.0243 | 3530.0243 | 3530.0243 | 3530.0243 | 3530.0243 | 3530.0243 | 3530.0243 | 3530.0243 | 3530.0243 | 4572.931 | 5094.3843 | 6658.7443 | 7180.1977 | 8223.1043 | 8744.5577 | 10308.9177 | 13959.0911 | 13959.0911 | 8744.5577 | 3530.0243 | 3530.0243 | 3530.0243 | 3530.0243 | 3530.0243 | 3530.0243 | 3530.0243 | 3530.0243 | 3530.0243 | 3530.0243 | 5092.8792 | 5874.3067 | 8218.5892 | 9000.0166 | 10562.8716 | 11344.2991 | 13688.5815 | 19158.5739 | 19158.5739 | 11344.2991 | 3530.0243 | 3530.0243 | 3530.0243 | 3530.0243 | 3530.0243 | 3530.0243 | 3530.0243 | 3530.0243 | 3530.0243 | 3530.0243 | 0 | 0 | 0 | 0 | 0 | 0 | 0 | 0 | 0 | 0 | 0 | 0 | 0 | 0 | 0 | 0 | 0 | 0 | 0 | 0 | 0 | 0 | 0 | 0
58.1x | Site E expansion and transfer main supported by raw water augmentation of the River Trent | WIL05 | Effluent reuse | Y | 2025-26 | Capacity | 35 | 304772.3877 | 125155.3409 | 54536.9611 | 0 | 3100.999 | 402.9432 | 183196.2442 | 58.9595 | 60.1092 | 3 | 3 | Gains in WAFU / Savings in demand | Input | Ml/d | 0 | 0 | 0 | 0 | 0 | 35 | 35 | 35 | 35 | 35 | 35 | 35 | 35 | 35 | 35 | 35 | 35 | 35 | 35 | 35 | 35 | 35 | 35 | 35 | 35 | 35 | 35 | 35 | 35 | 35 | 35 | 35 | 35 | 35 | 35 | 35 | 35 | 35 | 35 | 35 | 35 | 35 | 35 | 35 | 35 | 35 | 35 | 35 | 35 | 35 | 35 | 35 | 35 | 35 | 35 | 35 | 35 | 35 | 35 | 35 | 35 | 35 | 35 | 35 | 35 | 35 | 35 | 35 | 35 | 35 | 35 | 35 | 35 | 35 | 35 | 35 | 35 | 35 | 35 | 35 | 0 | 0 | 0 | 0 | 0 | 0 | 0 | 0 | 0 | 0 | 0 | 0 | 0 | 0 | 0 | 0 | 0 | 0 | 0 | 0 | 0 | 0 | 0 | 0
[19 empty] | Fixed capex | Input | £000s | 7086.1 | 8098.4 | 10123 | 40492 | 35430.5 | 0 | 0 | 0 | 0 | 0 | 0 | 0 | 0 | 0 | 0 | 0 | 0 | 0 | 0 | 0 | 2583 | 2952 | 3690 | 14760 | 12915 | 0 | 0 | 0 | 0 | 0 | 0 | 0 | 0 | 0 | 0 | 0 | 0 | 0 | 0 | 0 | 2583 | 2952 | 3690 | 14760 | 12915 | 0 | 0 | 0 | 0 | 0 | 0 | 0 | 0 | 0 | 0 | 0 | 0 | 0 | 0 | 0 | 3901.8 | 4459.2 | 5574 | 22296 | 19509 | 0 | 0 | 0 | 0 | 0 | 0 | 0 | 0 | 0 | 0 | 0 | 0 | 0 | 0 | 0 | 0 | 0 | 0 | 0 | 0 | 0 | 0 | 0 | 0 | 0 | 0 | 0 | 0 | 0 | 0 | 0 | 0 | 0 | 0 | 0 | 0 | 0 | 0 | 0
[19 empty] | Variable capex | Input | £000s | 0 | 0 | 0 | 0 | 0 | 0 | 0 | 0 | 0 | 0 | 0 | 0 | 0 | 0 | 0 | 0 | 0 | 0 | 0 | 0 | 0 | 0 | 0 | 0 | 0 | 0 | 0 | 0 | 0 | 0 | 0 | 0 | 0 | 0 | 0 | 0 | 0 | 0 | 0 | 0 | 0 | 0 | 0 | 0 | 0 | 0 | 0 | 0 | 0 | 0 | 0 | 0 | 0 | 0 | 0 | 0 | 0 | 0 | 0 | 0 | 0 | 0 | 0 | 0 | 0 | 0 | 0 | 0 | 0 | 0 | 0 | 0 | 0 | 0 | 0 | 0 | 0 | 0 | 0 | 0 | 0 | 0 | 0 | 0 | 0 | 0 | 0 | 0 | 0 | 0 | 0 | 0 | 0 | 0 | 0 | 0 | 0 | 0 | 0 | 0 | 0 | 0 | 0 | 0
[19 empty] | Financing costs | Input | £000s | 0 | 0 | 0 | 0 | 0 | 0 | 0 | 0 | 0 | 0 | 0 | 0 | 0 | 0 | 0 | 0 | 0 | 0 | 0 | 0 | 0 | 0 | 0 | 0 | 0 | 0 | 0 | 0 | 0 | 0 | 0 | 0 | 0 | 0 | 0 | 0 | 0 | 0 | 0 | 0 | 0 | 0 | 0 | 0 | 0 | 0 | 0 | 0 | 0 | 0 | 0 | 0 | 0 | 0 | 0 | 0 | 0 | 0 | 0 | 0 | 0 | 0 | 0 | 0 | 0 | 0 | 0 | 0 | 0 | 0 | 0 | 0 | 0 | 0 | 0 | 0 | 0 | 0 | 0 | 0
[19 empty] | Fixed opex | Input | £000s | 0 | 0 | 0 | 0 | 0 | 312 | 312 | 312 | 312 | 312 | 312 | 312 | 312 | 312 | 312 | 312 | 312 | 312 | 312 | 312 | 312 | 312 | 312 | 312 | 312 | 312 | 312 | 312 | 312 | 312 | 312 | 312 | 312 | 312 | 312 | 312 | 312 | 312 | 312 | 312 | 312 | 312 | 312 | 312 | 312 | 312 | 312 | 312 | 312 | 312 | 312 | 312 | 312 | 312 | 312 | 312 | 312 | 312 | 312 | 312 | 312 | 312 | 312 | 312 | 312 | 312 | 312 | 312 | 312 | 312 | 312 | 312 | 312 | 312 | 312 | 312 | 312 | 312 | 312 | 312 | 0 | 0 | 0 | 0 | 0 | 0 | 0 | 0 | 0 | 0 | 0 | 0 | 0 | 0 | 0 | 0 | 0 | 0 | 0 | 0 | 0 | 0 | 0 | 0
[19 empty] | Variable opex | Input | £000s | 0 | 0 | 0 | 0 | 0 | 1974 | 1974 | 1974 | 1974 | 1974 | 1974 | 1974 | 1974 | 1974 | 1974 | 1974 | 1974 | 1974 | 1974 | 1974 | 1974 | 1974 | 1974 | 1974 | 1974 | 1974 | 1974 | 1974 | 1974 | 1974 | 1974 | 1974 | 1974 | 1974 | 1974 | 1974 | 1974 | 1974 | 1974 | 1974 | 1974 | 1974 | 1974 | 1974 | 1974 | 1974 | 1974 | 1974 | 1974 | 1974 | 1974 | 1974 | 1974 | 1974 | 1974 | 1974 | 1974 | 1974 | 1974 | 1974 | 1974 | 1974 | 1974 | 1974 | 1974 | 1974 | 1974 | 1974 | 1974 | 1974 | 1974 | 1974 | 1974 | 1974 | 1974 | 1974 | 1974 | 1974 | 1974 | 1974 | 0 | 0 | 0 | 0 | 0 | 0 | 0 | 0 | 0 | 0 | 0 | 0 | 0 | 0 | 0 | 0 | 0 | 0 | 0 | 0 | 0 | 0 | 0 | 0
[19 empty] | Opex savings | Input | £000s | 0 | 0 | 0 | 0 | 0 | 0 | 0 | 0 | 0 | 0 | 0 | 0 | 0 | 0 | 0 | 0 | 0 | 0 | 0 | 0 | 0 | 0 | 0 | 0 | 0 | 0 | 0 | 0 | 0 | 0 | 0 | 0 | 0 | 0 | 0 | 0 | 0 | 0 | 0 | 0 | 0 | 0 | 0 | 0 | 0 | 0 | 0 | 0 | 0 | 0 | 0 | 0 | 0 | 0 | 0 | 0 | 0 | 0 | 0 | 0 | 0 | 0 | 0 | 0 | 0 | 0 | 0 | 0 | 0 | 0 | 0 | 0 | 0 | 0 | 0 | 0 | 0 | 0 | 0 | 0 | 0 | 0 | 0 | 0 | 0 | 0 | 0 | 0 | 0 | 0 | 0 | 0 | 0 | 0 | 0 | 0 | 0 | 0 | 0 | 0 | 0 | 0 | 0 | 0
[19 empty] | Fixed env & social | Input | £000s | 2.4178 | 2.7632 | 3.454 | 13.816 | 12.089 | 0 | 0 | 0 | 0 | 0 | 0 | 0 | 0 | 0 | 0 | 0 | 0 | 0 | 0 | 0 | 0.88133 | 1.0072 | 1.259 | 5.0362 | 4.4066 | 0 | 0 | 0 | 0 | 0 | 0 | 0 | 0 | 0 | 0 | 0 | 0 | 0 | 0 | 0 | 0.88133 | 1.0072 | 1.259 | 5.0362 | 4.4066 | 0 | 0 | 0 | 0 | 0 | 0 | 0 | 0 | 0 | 0 | 0 | 0 | 0 | 0 | 0 | 1.3313 | 1.5215 | 1.9019 | 7.6075 | 6.6565 | 0 | 0 | 0 | 0 | 0 | 0 | 0 | 0 | 0 | 0 | 0 | 0 | 0 | 0 | 0 | 0 | 0 | 0 | 0 | 0 | 0 | 0 | 0 | 0 | 0 | 0 | 0 | 0 | 0 | 0 | 0 | 0 | 0 | 0 | 0 | 0 | 0 | 0 | 0
[19 empty] | Variable env & social | Input | £000s | 0 | 0 | 0 | 0 | 0 | 15.1 | 15.1 | 15.1 | 15.1 | 15.1 | 15.1 | 15.1 | 15.1 | 15.1 | 15.1 | 15.1 | 15.1 | 15.1 | 15.1 | 15.1 | 15.1 | 15.1 | 15.1 | 15.1 | 15.1 | 15.1 | 15.1 | 15.1 | 15.1 | 15.1 | 15.1 | 15.1 | 15.1 | 15.1 | 15.1 | 15.1 | 15.1 | 15.1 | 15.1 | 15.1 | 15.1 | 15.1 | 15.1 | 15.1 | 15.1 | 15.1 | 15.1 | 15.1 | 15.1 | 15.1 | 15.1 | 15.1 | 15.1 | 15.1 | 15.1 | 15.1 | 15.1 | 15.1 | 15.1 | 15.1 | 15.1 | 15.1 | 15.1 | 15.1 | 15.1 | 15.1 | 15.1 | 15.1 | 15.1 | 15.1 | 15.1 | 15.1 | 15.1 | 15.1 | 15.1 | 15.1 | 15.1 | 15.1 | 15.1 | 15.1 | 0 | 0 | 0 | 0 | 0 | 0 | 0 | 0 | 0 | 0 | 0 | 0 | 0 | 0 | 0 | 0 | 0 | 0 | 0 | 0 | 0 | 0 | 0 | 0
[19 empty] | Fixed carbon costs | Input | £000s | 15.7349 | 17.9827 | 22.4784 | 89.9134 | 78.6743 | 0 | 0 | 0 | 0 | 0 | 0 | 0 | 0 | 0 | 0 | 0 | 0 | 0 | 0 | 0 | 5.7356 | 6.555 | 8.1937 | 32.7749 | 28.6781 | 0 | 0 | 0 | 0 | 0 | 0 | 0 | 0 | 0 | 0 | 0 | 0 | 0 | 0 | 0 | 5.7356 | 6.555 | 8.1937 | 32.7749 | 28.6781 | 0 | 0 | 0 | 0 | 0 | 0 | 0 | 0 | 0 | 0 | 0 | 0 | 0 | 0 | 0 | 8.664 | 9.9018 | 12.3772 | 49.5088 | 43.3202 | 0 | 0 | 0 | 0 | 0 | 0 | 0 | 0 | 0 | 0 | 0 | 0 | 0 | 0 | 0 | 0 | 0 | 0 | 0 | 0 | 0 | 0 | 0 | 0 | 0 | 0 | 0 | 0 | 0 | 0 | 0 | 0 | 0 | 0 | 0 | 0 | 0 | 0 | 0
[19 empty] | Variable carbon costs | Input | £000s | 0 | 0 | 0 | 0 | 0 | 313.0957 | 290.0417 | 275.6729 | 270.777 | 252.324 | 238.192 | 224.06 | 209.928 | 195.7961 | 181.6641 | 167.5321 | 153.4001 | 139.2681 | 125.1361 | 111.0042 | 96.8722 | 82.7402 | 68.6082 | 54.4762 | 40.3442 | 40.3442 | 40.3442 | 40.3442 | 40.3442 | 40.3442 | 40.3442 | 40.3442 | 40.3442 | 40.3442 | 40.3442 | 40.3442 | 40.3442 | 40.3442 | 40.3442 | 40.3442 | 40.3442 | 40.3442 | 40.3442 | 40.3442 | 40.3442 | 40.3442 | 40.3442 | 40.3442 | 40.3442 | 40.3442 | 40.3442 | 40.3442 | 40.3442 | 40.3442 | 40.3442 | 40.3442 | 40.3442 | 40.3442 | 40.3442 | 40.3442 | 40.3442 | 40.3442 | 40.3442 | 40.3442 | 40.3442 | 40.3442 | 40.3442 | 40.3442 | 40.3442 | 40.3442 | 40.3442 | 40.3442 | 40.3442 | 40.3442 | 40.3442 | 40.3442 | 40.3442 | 40.3442 | 40.3442 | 40.3442 | 0 | 0 | 0 | 0 | 0 | 0 | 0 | 0 | 0 | 0 | 0 | 0 | 0 | 0 | 0 | 0 | 0 | 0 | 0 | 0 | 0 | 0 | 0 | 0
[19 empty] | Customer willingness to pay | Input | £000s | 0 | 0 | 0 | 0 | 0 | 0 | 0 | 0 | 0 | 0 | 0 | 0 | 0 | 0 | 0 | 0 | 0 | 0 | 0 | 0 | 0 | 0 | 0 | 0 | 0 | 0 | 0 | 0 | 0 | 0 | 0 | 0 | 0 | 0 | 0 | 0 | 0 | 0 | 0 | 0 | 0 | 0 | 0 | 0 | 0 | 0 | 0 | 0 | 0 | 0 | 0 | 0 | 0 | 0 | 0 | 0 | 0 | 0 | 0 | 0 | 0 | 0 | 0 | 0 | 0 | 0 | 0 | 0 | 0 | 0 | 0 | 0 | 0 | 0 | 0 | 0 | 0 | 0 | 0 | 0 | 0 | 0 | 0 | 0 | 0 | 0 | 0 | 0 | 0 | 0 | 0 | 0 | 0 | 0 | 0 | 0 | 0 | 0 | 0 | 0 | 0 | 0 | 0 | 0
[19 empty] | Total | Sum of above (excl WAFU) | £000s | 7104.2527 | 8119.1459 | 10148.9324 | 40595.7294 | 35521.2633 | 2614.1957 | 2591.1417 | 2576.7729 | 2571.877 | 2553.424 | 2539.292 | 2525.16 | 2511.028 | 2496.8961 | 2482.7641 | 2468.6321 | 2454.5001 | 2440.3681 | 2426.2361 | 2412.1042 | 4987.5891 | 5343.4024 | 6069.161 | 17153.3873 | 15289.5289 | 2341.4442 | 2341.4442 | 2341.4442 | 2341.4442 | 2341.4442 | 2341.4442 | 2341.4442 | 2341.4442 | 2341.4442 | 2341.4442 | 2341.4442 | 2341.4442 | 2341.4442 | 2341.4442 | 2341.4442 | 4931.0612 | 5301.0065 | 6040.897 | 17139.2553 | 15289.5289 | 2341.4442 | 2341.4442 | 2341.4442 | 2341.4442 | 2341.4442 | 2341.4442 | 2341.4442 | 2341.4442 | 2341.4442 | 2341.4442 | 2341.4442 | 2341.4442 | 2341.4442 | 2341.4442 | 2341.4442 | 6253.2396 | 6812.0675 | 7929.7233 | 24694.5605 | 21900.421 | 2341.4442 | 2341.4442 | 2341.4442 | 2341.4442 | 2341.4442 | 2341.4442 | 2341.4442 | 2341.4442 | 2341.4442 | 2341.4442 | 2341.4442 | 2341.4442 | 2341.4442 | 2341.4442 | 2341.4442 | 0 | 0 | 0 | 0 | 0 | 0 | 0 | 0 | 0 | 0 | 0 | 0 | 0 | 0 | 0 | 0 | 0 | 0 | 0 | 0 | 0 | 0 | 0 | 0
58.1x | Raw water augmentation of Staunton Harold Reservoir with Site Q enhancements | MEL37 | Effluent reuse | N | 2025-26 | Capacity | 5 | 43538.9125 | 12925.5745 | 4437.3905 | 0 | 305.6141 | 89.3426 | 17757.9218 | 39.8792 | 40.7863 | 3 | 3 | Gains in WAFU / Savings in demand | Input | Ml/d | 0 | 0 | 0 | 0 | 0 | 5 | 5 | 5 | 5 | 5 | 5 | 5 | 5 | 5 | 5 | 5 | 5 | 5 | 5 | 5 | 5 | 5 | 5 | 5 | 5 | 5 | 5 | 5 | 5 | 5 | 5 | 5 | 5 | 5 | 5 | 5 | 5 | 5 | 5 | 5 | 5 | 5 | 5 | 5 | 5 | 5 | 5 | 5 | 5 | 5 | 5 | 5 | 5 | 5 | 5 | 5 | 5 | 5 | 5 | 5 | 5 | 5 | 5 | 5 | 5 | 5 | 5 | 5 | 5 | 5 | 5 | 5 | 5 | 5 | 5 | 5 | 5 | 5 | 5 | 5 | 0 | 0 | 0 | 0 | 0 | 0 | 0 | 0 | 0 | 0 | 0 | 0 | 0 | 0 | 0 | 0 | 0 | 0 | 0 | 0 | 0 | 0 | 0 | 0
[19 empty] | Fixed capex | Input | £000s | 762.3 | 871.2 | 1089 | 4356 | 3811.5 | 0 | 0 | 0 | 0 | 0 | 0 | 0 | 0 | 0 | 0 | 0 | 0 | 0 | 0 | 0 | 241.5 | 276 | 345 | 1380 | 1207.5 | 0 | 0 | 0 | 0 | 0 | 0 | 0 | 0 | 0 | 0 | 0 | 0 | 0 | 0 | 0 | 241.5 | 276 | 345 | 1380 | 1207.5 | 0 | 0 | 0 | 0 | 0 | 0 | 0 | 0 | 0 | 0 | 0 | 0 | 0 | 0 | 0 | 329.7 | 376.8 | 471 | 1884 | 1648.5 | 0 | 0 | 0 | 0 | 0 | 0 | 0 | 0 | 0 | 0 | 0 | 0 | 0 | 0 | 0 | 0 | 0 | 0 | 0 | 0 | 0 | 0 | 0 | 0 | 0 | 0 | 0 | 0 | 0 | 0 | 0 | 0 | 0 | 0 | 0 | 0 | 0 | 0 | 0
[19 empty] | Variable capex | Input | £000s | 0 | 0 | 0 | 0 | 0 | 0 | 0 | 0 | 0 | 0 | 0 | 0 | 0 | 0 | 0 | 0 | 0 | 0 | 0 | 0 | 0 | 0 | 0 | 0 | 0 | 0 | 0 | 0 | 0 | 0 | 0 | 0 | 0 | 0 | 0 | 0 | 0 | 0 | 0 | 0 | 0 | 0 | 0 | 0 | 0 | 0 | 0 | 0 | 0 | 0 | 0 | 0 | 0 | 0 | 0 | 0 | 0 | 0 | 0 | 0 | 0 | 0 | 0 | 0 | 0 | 0 | 0 | 0 | 0 | 0 | 0 | 0 | 0 | 0 | 0 | 0 | 0 | 0 | 0 | 0 | 0 | 0 | 0 | 0 | 0 | 0 | 0 | 0 | 0 | 0 | 0 | 0 | 0 | 0 | 0 | 0 | 0 | 0 | 0 | 0 | 0 | 0 | 0 | 0
[19 empty] | Financing costs | Input | £000s | 0 | 0 | 0 | 0 | 0 | 0 | 0 | 0 | 0 | 0 | 0 | 0 | 0 | 0 | 0 | 0 | 0 | 0 | 0 | 0 | 0 | 0 | 0 | 0 | 0 | 0 | 0 | 0 | 0 | 0 | 0 | 0 | 0 | 0 | 0 | 0 | 0 | 0 | 0 | 0 | 0 | 0 | 0 | 0 | 0 | 0 | 0 | 0 | 0 | 0 | 0 | 0 | 0 | 0 | 0 | 0 | 0 | 0 | 0 | 0 | 0 | 0 | 0 | 0 | 0 | 0 | 0 | 0 | 0 | 0 | 0 | 0 | 0 | 0 | 0 | 0 | 0 | 0 | 0 | 0
[19 empty] | Fixed opex | Input | £000s | 0 | 0 | 0 | 0 | 0 | 30 | 30 | 30 | 30 | 30 | 30 | 30 | 30 | 30 | 30 | 30 | 30 | 30 | 30 | 30 | 30 | 30 | 30 | 30 | 30 | 30 | 30 | 30 | 30 | 30 | 30 | 30 | 30 | 30 | 30 | 30 | 30 | 30 | 30 | 30 | 30 | 30 | 30 | 30 | 30 | 30 | 30 | 30 | 30 | 30 | 30 | 30 | 30 | 30 | 30 | 30 | 30 | 30 | 30 | 30 | 30 | 30 | 30 | 30 | 30 | 30 | 30 | 30 | 30 | 30 | 30 | 30 | 30 | 30 | 30 | 30 | 30 | 30 | 30 | 30 | 0 | 0 | 0 | 0 | 0 | 0 | 0 | 0 | 0 | 0 | 0 | 0 | 0 | 0 | 0 | 0 | 0 | 0 | 0 | 0 | 0 | 0 | 0 | 0
[19 empty] | Variable opex | Input | £000s | 0 | 0 | 0 | 0 | 0 | 156 | 156 | 156 | 156 | 156 | 156 | 156 | 156 | 156 | 156 | 156 | 156 | 156 | 156 | 156 | 156 | 156 | 156 | 156 | 156 | 156 | 156 | 156 | 156 | 156 | 156 | 156 | 156 | 156 | 156 | 156 | 156 | 156 | 156 | 156 | 156 | 156 | 156 | 156 | 156 | 156 | 156 | 156 | 156 | 156 | 156 | 156 | 156 | 156 | 156 | 156 | 156 | 156 | 156 | 156 | 156 | 156 | 156 | 156 | 156 | 156 | 156 | 156 | 156 | 156 | 156 | 156 | 156 | 156 | 156 | 156 | 156 | 156 | 156 | 156 | 0 | 0 | 0 | 0 | 0 | 0 | 0 | 0 | 0 | 0 | 0 | 0 | 0 | 0 | 0 | 0 | 0 | 0 | 0 | 0 | 0 | 0 | 0 | 0
[19 empty] | Opex savings | Input | £000s | 0 | 0 | 0 | 0 | 0 | 0 | 0 | 0 | 0 | 0 | 0 | 0 | 0 | 0 | 0 | 0 | 0 | 0 | 0 | 0 | 0 | 0 | 0 | 0 | 0 | 0 | 0 | 0 | 0 | 0 | 0 | 0 | 0 | 0 | 0 | 0 | 0 | 0 | 0 | 0 | 0 | 0 | 0 | 0 | 0 | 0 | 0 | 0 | 0 | 0 | 0 | 0 | 0 | 0 | 0 | 0 | 0 | 0 | 0 | 0 | 0 | 0 | 0 | 0 | 0 | 0 | 0 | 0 | 0 | 0 | 0 | 0 | 0 | 0 | 0 | 0 | 0 | 0 | 0 | 0 | 0 | 0 | 0 | 0 | 0 | 0 | 0 | 0 | 0 | 0 | 0 | 0 | 0 | 0 | 0 | 0 | 0 | 0 | 0 | 0 | 0 | 0 | 0 | 0
[19 empty] | Fixed env & social | Input | £000s | 1.0059 | 1.1496 | 1.437 | 5.748 | 5.0295 | 0 | 0 | 0 | 0 | 0 | 0 | 0 | 0 | 0 | 0 | 0 | 0 | 0 | 0 | 0 | 0.31867 | 0.3642 | 0.45525 | 1.821 | 1.5934 | 0 | 0 | 0 | 0 | 0 | 0 | 0 | 0 | 0 | 0 | 0 | 0 | 0 | 0 | 0 | 0.31867 | 0.3642 | 0.45525 | 1.821 | 1.5934 | 0 | 0 | 0 | 0 | 0 | 0 | 0 | 0 | 0 | 0 | 0 | 0 | 0 | 0 | 0 | 0.43506 | 0.49721 | 0.62151 | 2.486 | 2.1753 | 0 | 0 | 0 | 0 | 0 | 0 | 0 | 0 | 0 | 0 | 0 | 0 | 0 | 0 | 0 | 0 | 0 | 0 | 0 | 0 | 0 | 0 | 0 | 0 | 0 | 0 | 0 | 0 | 0 | 0 | 0 | 0 | 0 | 0 | 0 | 0 | 0 | 0 | 0
[19 empty] | Variable env & social | Input | £000s | 0 | 0 | 0 | 0 | 0 | 3.03 | 3.03 | 3.03 | 3.03 | 3.03 | 3.03 | 3.03 | 3.03 | 3.03 | 3.03 | 3.03 | 3.03 | 3.03 | 3.03 | 3.03 | 3.03 | 3.03 | 3.03 | 3.03 | 3.03 | 3.03 | 3.03 | 3.03 | 3.03 | 3.03 | 3.03 | 3.03 | 3.03 | 3.03 | 3.03 | 3.03 | 3.03 | 3.03 | 3.03 | 3.03 | 3.03 | 3.03 | 3.03 | 3.03 | 3.03 | 3.03 | 3.03 | 3.03 | 3.03 | 3.03 | 3.03 | 3.03 | 3.03 | 3.03 | 3.03 | 3.03 | 3.03 | 3.03 | 3.03 | 3.03 | 3.03 | 3.03 | 3.03 | 3.03 | 3.03 | 3.03 | 3.03 | 3.03 | 3.03 | 3.03 | 3.03 | 3.03 | 3.03 | 3.03 | 3.03 | 3.03 | 3.03 | 3.03 | 3.03 | 3.03 | 0 | 0 | 0 | 0 | 0 | 0 | 0 | 0 | 0 | 0 | 0 | 0 | 0 | 0 | 0 | 0 | 0 | 0 | 0 | 0 | 0 | 0 | 0 | 0
[19 empty] | Fixed carbon costs | Input | £000s | 5.7342 | 6.5533 | 8.1917 | 32.7667 | 28.6709 | 0 | 0 | 0 | 0 | 0 | 0 | 0 | 0 | 0 | 0 | 0 | 0 | 0 | 0 | 0 | 1.8166 | 2.0761 | 2.5952 | 10.3806 | 9.0831 | 0 | 0 | 0 | 0 | 0 | 0 | 0 | 0 | 0 | 0 | 0 | 0 | 0 | 0 | 0 | 1.8166 | 2.0761 | 2.5952 | 10.3806 | 9.0831 | 0 | 0 | 0 | 0 | 0 | 0 | 0 | 0 | 0 | 0 | 0 | 0 | 0 | 0 | 0 | 2.4801 | 2.8344 | 3.543 | 14.1718 | 12.4004 | 0 | 0 | 0 | 0 | 0 | 0 | 0 | 0 | 0 | 0 | 0 | 0 | 0 | 0 | 0 | 0 | 0 | 0 | 0 | 0 | 0 | 0 | 0 | 0 | 0 | 0 | 0 | 0 | 0 | 0 | 0 | 0 | 0 | 0 | 0 | 0 | 0 | 0 | 0
[19 empty] | Variable carbon costs | Input | £000s | 0 | 0 | 0 | 0 | 0 | 23.1111 | 21.4093 | 20.3487 | 19.9873 | 18.6252 | 17.5821 | 16.5389 | 15.4958 | 14.4526 | 13.4095 | 12.3663 | 11.3232 | 10.28 | 9.2369 | 8.1937 | 7.1506 | 6.1074 | 5.0643 | 4.0211 | 2.978 | 2.978 | 2.978 | 2.978 | 2.978 | 2.978 | 2.978 | 2.978 | 2.978 | 2.978 | 2.978 | 2.978 | 2.978 | 2.978 | 2.978 | 2.978 | 2.978 | 2.978 | 2.978 | 2.978 | 2.978 | 2.978 | 2.978 | 2.978 | 2.978 | 2.978 | 2.978 | 2.978 | 2.978 | 2.978 | 2.978 | 2.978 | 2.978 | 2.978 | 2.978 | 2.978 | 2.978 | 2.978 | 2.978 | 2.978 | 2.978 | 2.978 | 2.978 | 2.978 | 2.978 | 2.978 | 2.978 | 2.978 | 2.978 | 2.978 | 2.978 | 2.978 | 2.978 | 2.978 | 2.978 | 2.978 | 0 | 0 | 0 | 0 | 0 | 0 | 0 | 0 | 0 | 0 | 0 | 0 | 0 | 0 | 0 | 0 | 0 | 0 | 0 | 0 | 0 | 0 | 0 | 0
[19 empty] | Customer willingness to pay | Input | £000s | 0 | 0 | 0 | 0 | 0 | 0 | 0 | 0 | 0 | 0 | 0 | 0 | 0 | 0 | 0 | 0 | 0 | 0 | 0 | 0 | 0 | 0 | 0 | 0 | 0 | 0 | 0 | 0 | 0 | 0 | 0 | 0 | 0 | 0 | 0 | 0 | 0 | 0 | 0 | 0 | 0 | 0 | 0 | 0 | 0 | 0 | 0 | 0 | 0 | 0 | 0 | 0 | 0 | 0 | 0 | 0 | 0 | 0 | 0 | 0 | 0 | 0 | 0 | 0 | 0 | 0 | 0 | 0 | 0 | 0 | 0 | 0 | 0 | 0 | 0 | 0 | 0 | 0 | 0 | 0 | 0 | 0 | 0 | 0 | 0 | 0 | 0 | 0 | 0 | 0 | 0 | 0 | 0 | 0 | 0 | 0 | 0 | 0 | 0 | 0 | 0 | 0 | 0 | 0
[19 empty] | Total | Sum of above (excl WAFU) | £000s | 769.0401 | 878.9029 | 1098.6287 | 4394.5147 | 3845.2004 | 212.1411 | 210.4393 | 209.3787 | 209.0173 | 207.6552 | 206.6121 | 205.5689 | 204.5258 | 203.4826 | 202.4395 | 201.3963 | 200.3532 | 199.31 | 198.2669 | 197.2237 | 439.8159 | 473.5778 | 542.1447 | 1585.2528 | 1410.1844 | 192.008 | 192.008 | 192.008 | 192.008 | 192.008 | 192.008 | 192.008 | 192.008 | 192.008 | 192.008 | 192.008 | 192.008 | 192.008 | 192.008 | 192.008 | 435.6433 | 470.4483 | 540.0584 | 1584.2096 | 1410.1844 | 192.008 | 192.008 | 192.008 | 192.008 | 192.008 | 192.008 | 192.008 | 192.008 | 192.008 | 192.008 | 192.008 | 192.008 | 192.008 | 192.008 | 192.008 | 524.6231 | 572.1396 | 667.1725 | 2092.6659 | 1855.0836 | 192.008 | 192.008 | 192.008 | 192.008 | 192.008 | 192.008 | 192.008 | 192.008 | 192.008 | 192.008 | 192.008 | 192.008 | 192.008 | 192.008 | 192.008 | 0 | 0 | 0 | 0 | 0 | 0 | 0 | 0 | 0 | 0 | 0 | 0 | 0 | 0 | 0 | 0 | 0 | 0 | 0 | 0 | 0 | 0 | 0 | 0
58.1x | River Severn to Site C mutual support solution with supported River Avon abstractions - Size AA (Upper) | RAW11 | Bulk supply | N | 2035-36 | Capacity | 84.5 | 512278.4205 | 223731.3645 | 165447.2026 | 0 | 3577.141 | 862.4255 | 393618.1336 | 75.9701 | 76.8368 | 3 | 3 | Gains in WAFU / Savings in demand | Input | Ml/d | 0 | 0 | 0 | 0 | 0 | 0 | 0 | 0 | 0 | 0 | 0 | 0 | 0 | 0 | 0 | 84.5 | 84.5 | 84.5 | 84.5 | 84.5 | 84.5 | 84.5 | 84.5 | 84.5 | 84.5 | 84.5 | 84.5 | 84.5 | 84.5 | 84.5 | 84.5 | 84.5 | 84.5 | 84.5 | 84.5 | 84.5 | 84.5 | 84.5 | 84.5 | 84.5 | 84.5 | 84.5 | 84.5 | 84.5 | 84.5 | 84.5 | 84.5 | 84.5 | 84.5 | 84.5 | 84.5 | 84.5 | 84.5 | 84.5 | 84.5 | 84.5 | 84.5 | 84.5 | 84.5 | 84.5 | 84.5 | 84.5 | 84.5 | 84.5 | 84.5 | 84.5 | 84.5 | 84.5 | 84.5 | 84.5 | 84.5 | 84.5 | 84.5 | 84.5 | 84.5 | 84.5 | 84.5 | 84.5 | 84.5 | 84.5 | 0 | 0 | 0 | 0 | 0 | 0 | 0 | 0 | 0 | 0 | 0 | 0 | 0 | 0 | 0 | 0 | 0 | 0 | 0 | 0 | 0 | 0 | 0 | 0
[19 empty] | Fixed capex | Input | £000s | 2812.8 | 5625.6 | 5625.6 | 8438.4 | 8438.4 | 14064 | 16876.8 | 28128 | 28128 | 28128 | 28128 | 28128 | 28128 | 28128 | 22502.4 | 0 | 0 | 0 | 0 | 0 | 207.2 | 414.4 | 414.4 | 621.6 | 621.6 | 1036 | 1243.2 | 2072 | 2072 | 2072 | 2072 | 2072 | 2072 | 2072 | 1657.6 | 0 | 0 | 0 | 0 | 0 | 207.2 | 414.4 | 414.4 | 621.6 | 621.6 | 1036 | 1243.2 | 2072 | 2072 | 2072 | 2072 | 2072 | 2072 | 2072 | 1657.6 | 0 | 0 | 0 | 0 | 0 | 342.1 | 684.2 | 684.2 | 1026.3 | 1026.3 | 1710.5 | 2052.6 | 3421 | 3421 | 3421 | 3421 | 3421 | 3421 | 3421 | 2736.8 | 0 | 0 | 0 | 0 | 0 | 0 | 0 | 0 | 0 | 0 | 0 | 0 | 0 | 0 | 0 | 0 | 0 | 0 | 0 | 0 | 0 | 0 | 0 | 0 | 0 | 0 | 0 | 0 | 0
[19 empty] | Variable capex | Input | £000s | 0 | 0 | 0 | 0 | 0 | 0 | 0 | 0 | 0 | 0 | 0 | 0 | 0 | 0 | 0 | 0 | 0 | 0 | 0 | 0 | 0 | 0 | 0 | 0 | 0 | 0 | 0 | 0 | 0 | 0 | 0 | 0 | 0 | 0 | 0 | 0 | 0 | 0 | 0 | 0 | 0 | 0 | 0 | 0 | 0 | 0 | 0 | 0 | 0 | 0 | 0 | 0 | 0 | 0 | 0 | 0 | 0 | 0 | 0 | 0 | 0 | 0 | 0 | 0 | 0 | 0 | 0 | 0 | 0 | 0 | 0 | 0 | 0 | 0 | 0 | 0 | 0 | 0 | 0 | 0 | 0 | 0 | 0 | 0 | 0 | 0 | 0 | 0 | 0 | 0 | 0 | 0 | 0 | 0 | 0 | 0 | 0 | 0 | 0 | 0 | 0 | 0 | 0 | 0
[19 empty] | Financing costs | Input | £000s | 0 | 0 | 0 | 0 | 0 | 0 | 0 | 0 | 0 | 0 | 0 | 0 | 0 | 0 | 0 | 0 | 0 | 0 | 0 | 0 | 0 | 0 | 0 | 0 | 0 | 0 | 0 | 0 | 0 | 0 | 0 | 0 | 0 | 0 | 0 | 0 | 0 | 0 | 0 | 0 | 0 | 0 | 0 | 0 | 0 | 0 | 0 | 0 | 0 | 0 | 0 | 0 | 0 | 0 | 0 | 0 | 0 | 0 | 0 | 0 | 0 | 0 | 0 | 0 | 0 | 0 | 0 | 0 | 0 | 0 | 0 | 0 | 0 | 0 | 0 | 0 | 0 | 0 | 0 | 0
[19 empty] | Fixed opex | Input | £000s | 0 | 0 | 0 | 0 | 0 | 0 | 0 | 0 | 0 | 0 | 0 | 0 | 0 | 0 | 0 | 1801 | 1801 | 1801 | 1801 | 1801 | 1801 | 1801 | 1801 | 1801 | 1801 | 1801 | 1801 | 1801 | 1801 | 1801 | 1801 | 1801 | 1801 | 1801 | 1801 | 1801 | 1801 | 1801 | 1801 | 1801 | 1801 | 1801 | 1801 | 1801 | 1801 | 1801 | 1801 | 1801 | 1801 | 1801 | 1801 | 1801 | 1801 | 1801 | 1801 | 1801 | 1801 | 1801 | 1801 | 1801 | 1801 | 1801 | 1801 | 1801 | 1801 | 1801 | 1801 | 1801 | 1801 | 1801 | 1801 | 1801 | 1801 | 1801 | 1801 | 1801 | 1801 | 1801 | 1801 | 1801 | 0 | 0 | 0 | 0 | 0 | 0 | 0 | 0 | 0 | 0 | 0 | 0 | 0 | 0 | 0 | 0 | 0 | 0 | 0 | 0 | 0 | 0 | 0 | 0
[19 empty] | Variable opex | Input | £000s | 0 | 0 | 0 | 0 | 0 | 0 | 0 | 0 | 0 | 0 | 0 | 0 | 0 | 0 | 0 | 8160 | 8160 | 8160 | 8160 | 8160 | 8160 | 8160 | 8160 | 8160 | 8160 | 8160 | 8160 | 8160 | 8160 | 8160 | 8160 | 8160 | 8160 | 8160 | 8160 | 8160 | 8160 | 8160 | 8160 | 8160 | 8160 | 8160 | 8160 | 8160 | 8160 | 8160 | 8160 | 8160 | 8160 | 8160 | 8160 | 8160 | 8160 | 8160 | 8160 | 8160 | 8160 | 8160 | 8160 | 8160 | 8160 | 8160 | 8160 | 8160 | 8160 | 8160 | 8160 | 8160 | 8160 | 8160 | 8160 | 8160 | 8160 | 8160 | 8160 | 8160 | 8160 | 8160 | 8160 | 8160 | 0 | 0 | 0 | 0 | 0 | 0 | 0 | 0 | 0 | 0 | 0 | 0 | 0 | 0 | 0 | 0 | 0 | 0 | 0 | 0 | 0 | 0 | 0 | 0
[19 empty] | Opex savings | Input | £000s | 0 | 0 | 0 | 0 | 0 | 0 | 0 | 0 | 0 | 0 | 0 | 0 | 0 | 0 | 0 | 0 | 0 | 0 | 0 | 0 | 0 | 0 | 0 | 0 | 0 | 0 | 0 | 0 | 0 | 0 | 0 | 0 | 0 | 0 | 0 | 0 | 0 | 0 | 0 | 0 | 0 | 0 | 0 | 0 | 0 | 0 | 0 | 0 | 0 | 0 | 0 | 0 | 0 | 0 | 0 | 0 | 0 | 0 | 0 | 0 | 0 | 0 | 0 | 0 | 0 | 0 | 0 | 0 | 0 | 0 | 0 | 0 | 0 | 0 | 0 | 0 | 0 | 0 | 0 | 0 | 0 | 0 | 0 | 0 | 0 | 0 | 0 | 0 | 0 | 0 | 0 | 0 | 0 | 0 | 0 | 0 | 0 | 0 | 0 | 0 | 0 | 0 | 0 | 0
[19 empty] | Fixed env & social | Input | £000s | 0.5061 | 1.0122 | 1.0122 | 1.5183 | 1.5183 | 2.5305 | 3.0366 | 5.061 | 5.061 | 5.061 | 5.061 | 5.061 | 5.061 | 5.061 | 4.0488 | 0 | 0 | 0 | 0 | 0 | 0.037281 | 0.074562 | 0.074562 | 0.11184 | 0.11184 | 0.1864 | 0.22369 | 0.37281 | 0.37281 | 0.37281 | 0.37281 | 0.37281 | 0.37281 | 0.37281 | 0.29825 | 0 | 0 | 0 | 0 | 0 | 0.037281 | 0.074562 | 0.074562 | 0.11184 | 0.11184 | 0.1864 | 0.22369 | 0.37281 | 0.37281 | 0.37281 | 0.37281 | 0.37281 | 0.37281 | 0.37281 | 0.29825 | 0 | 0 | 0 | 0 | 0 | 0.061553 | 0.12311 | 0.12311 | 0.18466 | 0.18466 | 0.30777 | 0.36932 | 0.61553 | 0.61553 | 0.61553 | 0.61553 | 0.61553 | 0.61553 | 0.61553 | 0.49243 | 0 | 0 | 0 | 0 | 0 | 0 | 0 | 0 | 0 | 0 | 0 | 0 | 0 | 0 | 0 | 0 | 0 | 0 | 0 | 0 | 0 | 0 | 0 | 0 | 0 | 0 | 0 | 0 | 0
[19 empty] | Variable env & social | Input | £000s | 0 | 0 | 0 | 0 | 0 | 0 | 0 | 0 | 0 | 0 | 0 | 0 | 0 | 0 | 0 | 49.5 | 49.5 | 49.5 | 49.5 | 49.5 | 49.5 | 49.5 | 49.5 | 49.5 | 49.5 | 49.5 | 49.5 | 49.5 | 49.5 | 49.5 | 49.5 | 49.5 | 49.5 | 49.5 | 49.5 | 49.5 | 49.5 | 49.5 | 49.5 | 49.5 | 49.5 | 49.5 | 49.5 | 49.5 | 49.5 | 49.5 | 49.5 | 49.5 | 49.5 | 49.5 | 49.5 | 49.5 | 49.5 | 49.5 | 49.5 | 49.5 | 49.5 | 49.5 | 49.5 | 49.5 | 49.5 | 49.5 | 49.5 | 49.5 | 49.5 | 49.5 | 49.5 | 49.5 | 49.5 | 49.5 | 49.5 | 49.5 | 49.5 | 49.5 | 49.5 | 49.5 | 49.5 | 49.5 | 49.5 | 49.5 | 0 | 0 | 0 | 0 | 0 | 0 | 0 | 0 | 0 | 0 | 0 | 0 | 0 | 0 | 0 | 0 | 0 | 0 | 0 | 0 | 0 | 0 | 0 | 0
[19 empty] | Fixed carbon costs | Input | £000s | 5.2076 | 10.4151 | 10.4151 | 15.6227 | 15.6227 | 26.0378 | 31.2454 | 52.0757 | 52.0757 | 52.0757 | 52.0757 | 52.0757 | 52.0757 | 52.0757 | 41.6605 | 0 | 0 | 0 | 0 | 0 | 0.38361 | 0.76721 | 0.76721 | 1.1508 | 1.1508 | 1.918 | 2.3016 | 3.8361 | 3.8361 | 3.8361 | 3.8361 | 3.8361 | 3.8361 | 3.8361 | 3.0689 | 0 | 0 | 0 | 0 | 0 | 0.38361 | 0.76721 | 0.76721 | 1.1508 | 1.1508 | 1.918 | 2.3016 | 3.8361 | 3.8361 | 3.8361 | 3.8361 | 3.8361 | 3.8361 | 3.8361 | 3.0689 | 0 | 0 | 0 | 0 | 0 | 0.63336 | 1.2667 | 1.2667 | 1.9001 | 1.9001 | 3.1668 | 3.8001 | 6.3336 | 6.3336 | 6.3336 | 6.3336 | 6.3336 | 6.3336 | 6.3336 | 5.0669 | 0 | 0 | 0 | 0 | 0 | 0 | 0 | 0 | 0 | 0 | 0 | 0 | 0 | 0 | 0 | 0 | 0 | 0 | 0 | 0 | 0 | 0 | 0 | 0 | 0 | 0 | 0 | 0 | 0
[19 empty] | Variable carbon costs | Input | £000s | 0 | 0 | 0 | 0 | 0 | 0 | 0 | 0 | 0 | 0 | 0 | 0 | 0 | 0 | 0 | 520.8298 | 476.8958 | 432.9618 | 389.0278 | 345.0938 | 301.1597 | 257.2257 | 213.2917 | 169.3577 | 125.4237 | 125.4237 | 125.4237 | 125.4237 | 125.4237 | 125.4237 | 125.4237 | 125.4237 | 125.4237 | 125.4237 | 125.4237 | 125.4237 | 125.4237 | 125.4237 | 125.4237 | 125.4237 | 125.4237 | 125.4237 | 125.4237 | 125.4237 | 125.4237 | 125.4237 | 125.4237 | 125.4237 | 125.4237 | 125.4237 | 125.4237 | 125.4237 | 125.4237 | 125.4237 | 125.4237 | 125.4237 | 125.4237 | 125.4237 | 125.4237 | 125.4237 | 125.4237 | 125.4237 | 125.4237 | 125.4237 | 125.4237 | 125.4237 | 125.4237 | 125.4237 | 125.4237 | 125.4237 | 125.4237 | 125.4237 | 125.4237 | 125.4237 | 125.4237 | 125.4237 | 125.4237 | 125.4237 | 125.4237 | 125.4237 | 0 | 0 | 0 | 0 | 0 | 0 | 0 | 0 | 0 | 0 | 0 | 0 | 0 | 0 | 0 | 0 | 0 | 0 | 0 | 0 | 0 | 0 | 0 | 0
[19 empty] | Customer willingness to pay | Input | £000s | 0 | 0 | 0 | 0 | 0 | 0 | 0 | 0 | 0 | 0 | 0 | 0 | 0 | 0 | 0 | 0 | 0 | 0 | 0 | 0 | 0 | 0 | 0 | 0 | 0 | 0 | 0 | 0 | 0 | 0 | 0 | 0 | 0 | 0 | 0 | 0 | 0 | 0 | 0 | 0 | 0 | 0 | 0 | 0 | 0 | 0 | 0 | 0 | 0 | 0 | 0 | 0 | 0 | 0 | 0 | 0 | 0 | 0 | 0 | 0 | 0 | 0 | 0 | 0 | 0 | 0 | 0 | 0 | 0 | 0 | 0 | 0 | 0 | 0 | 0 | 0 | 0 | 0 | 0 | 0 | 0 | 0 | 0 | 0 | 0 | 0 | 0 | 0 | 0 | 0 | 0 | 0 | 0 | 0 | 0 | 0 | 0 | 0 | 0 | 0 | 0 | 0 | 0 | 0
[19 empty] | Total | Sum of above (excl WAFU) | £000s | 2818.5137 | 5637.0273 | 5637.0273 | 8455.541 | 8455.541 | 14092.5683 | 16911.082 | 28185.1367 | 28185.1367 | 28185.1367 | 28185.1367 | 28185.1367 | 28185.1367 | 28185.1367 | 22548.1093 | 10531.3298 | 10487.3958 | 10443.4618 | 10399.5278 | 10355.5938 | 10519.2806 | 10682.9675 | 10639.0335 | 10802.7203 | 10758.7863 | 11174.0281 | 11381.649 | 12212.1325 | 12212.1325 | 12212.1325 | 12212.1325 | 12212.1325 | 12212.1325 | 12212.1325 | 11796.8908 | 10135.9237 | 10135.9237 | 10135.9237 | 10135.9237 | 10135.9237 | 10343.5445 | 10551.1654 | 10551.1654 | 10758.7863 | 10758.7863 | 11174.0281 | 11381.649 | 12212.1325 | 12212.1325 | 12212.1325 | 12212.1325 | 12212.1325 | 12212.1325 | 12212.1325 | 11796.8908 | 10135.9237 | 10135.9237 | 10135.9237 | 10135.9237 | 10135.9237 | 10478.7186 | 10821.5135 | 10821.5135 | 11164.3084 | 11164.3084 | 11849.8982 | 12192.6931 | 13563.8728 | 13563.8728 | 13563.8728 | 13563.8728 | 13563.8728 | 13563.8728 | 13563.8728 | 12878.2829 | 10135.9237 | 10135.9237 | 10135.9237 | 10135.9237 | 10135.9237 | 0 | 0 | 0 | 0 | 0 | 0 | 0 | 0 | 0 | 0 | 0 | 0 | 0 | 0 | 0 | 0 | 0 | 0 | 0 | 0 | 0 | 0 | 0 | 0
58.1x | River Severn to Site C mutual support solution with supported River Avon abstractions - Size CB (Mid) | RAW13 | Bulk supply | N | 2035-36 | Capacity | 79 | 478934.8547 | 259778.9066 | 147226.5841 | 0 | 3614.6585 | 799.4284 | 411419.5776 | 84.9814 | 85.903 | 3 | 3 | Gains in WAFU / Savings in demand | Input | Ml/d | 0 | 0 | 0 | 0 | 0 | 0 | 0 | 0 | 0 | 0 | 0 | 0 | 0 | 0 | 0 | 79 | 79 | 79 | 79 | 79 | 79 | 79 | 79 | 79 | 79 | 79 | 79 | 79 | 79 | 79 | 79 | 79 | 79 | 79 | 79 | 79 | 79 | 79 | 79 | 79 | 79 | 79 | 79 | 79 | 79 | 79 | 79 | 79 | 79 | 79 | 79 | 79 | 79 | 79 | 79 | 79 | 79 | 79 | 79 | 79 | 79 | 79 | 79 | 79 | 79 | 79 | 79 | 79 | 79 | 79 | 79 | 79 | 79 | 79 | 79 | 79 | 79 | 79 | 79 | 79 | 0 | 0 | 0 | 0 | 0 | 0 | 0 | 0 | 0 | 0 | 0 | 0 | 0 | 0 | 0 | 0 | 0 | 0 | 0 | 0 | 0 | 0 | 0 | 0
[19 empty] | Fixed capex | Input | £000s | 3245.8 | 6491.6 | 6491.6 | 9737.4 | 9737.4 | 16229 | 19474.8 | 32458 | 32458 | 32458 | 32458 | 32458 | 32458 | 32458 | 25966.4 | 0 | 0 | 0 | 0 | 0 | 191.4 | 382.8 | 382.8 | 574.2 | 574.2 | 957 | 1148.4 | 1914 | 1914 | 1914 | 1914 | 1914 | 1914 | 1914 | 1531.2 | 0 | 0 | 0 | 0 | 0 | 191.4 | 382.8 | 382.8 | 574.2 | 574.2 | 957 | 1148.4 | 1914 | 1914 | 1914 | 1914 | 1914 | 1914 | 1914 | 1531.2 | 0 | 0 | 0 | 0 | 0 | 779.1 | 1558.2 | 1558.2 | 2337.3 | 2337.3 | 3895.5 | 4674.6 | 7791 | 7791 | 7791 | 7791 | 7791 | 7791 | 7791 | 6232.8 | 0 | 0 | 0 | 0 | 0 | 0 | 0 | 0 | 0 | 0 | 0 | 0 | 0 | 0 | 0 | 0 | 0 | 0 | 0 | 0 | 0 | 0 | 0 | 0 | 0 | 0 | 0 | 0 | 0
[19 empty] | Variable capex | Input | £000s | 0 | 0 | 0 | 0 | 0 | 0 | 0 | 0 | 0 | 0 | 0 | 0 | 0 | 0 | 0 | 0 | 0 | 0 | 0 | 0 | 0 | 0 | 0 | 0 | 0 | 0 | 0 | 0 | 0 | 0 | 0 | 0 | 0 | 0 | 0 | 0 | 0 | 0 | 0 | 0 | 0 | 0 | 0 | 0 | 0 | 0 | 0 | 0 | 0 | 0 | 0 | 0 | 0 | 0 | 0 | 0 | 0 | 0 | 0 | 0 | 0 | 0 | 0 | 0 | 0 | 0 | 0 | 0 | 0 | 0 | 0 | 0 | 0 | 0 | 0 | 0 | 0 | 0 | 0 | 0 | 0 | 0 | 0 | 0 | 0 | 0 | 0 | 0 | 0 | 0 | 0 | 0 | 0 | 0 | 0 | 0 | 0 | 0 | 0 | 0 | 0 | 0 | 0 | 0
[19 empty] | Financing costs | Input | £000s | 0 | 0 | 0 | 0 | 0 | 0 | 0 | 0 | 0 | 0 | 0 | 0 | 0 | 0 | 0 | 0 | 0 | 0 | 0 | 0 | 0 | 0 | 0 | 0 | 0 | 0 | 0 | 0 | 0 | 0 | 0 | 0 | 0 | 0 | 0 | 0 | 0 | 0 | 0 | 0 | 0 | 0 | 0 | 0 | 0 | 0 | 0 | 0 | 0 | 0 | 0 | 0 | 0 | 0 | 0 | 0 | 0 | 0 | 0 | 0 | 0 | 0 | 0 | 0 | 0 | 0 | 0 | 0 | 0 | 0 | 0 | 0 | 0 | 0 | 0 | 0 | 0 | 0 | 0 | 0
[19 empty] | Fixed opex | Input | £000s | 0 | 0 | 0 | 0 | 0 | 0 | 0 | 0 | 0 | 0 | 0 | 0 | 0 | 0 | 0 | 1684 | 1684 | 1684 | 1684 | 1684 | 1684 | 1684 | 1684 | 1684 | 1684 | 1684 | 1684 | 1684 | 1684 | 1684 | 1684 | 1684 | 1684 | 1684 | 1684 | 1684 | 1684 | 1684 | 1684 | 1684 | 1684 | 1684 | 1684 | 1684 | 1684 | 1684 | 1684 | 1684 | 1684 | 1684 | 1684 | 1684 | 1684 | 1684 | 1684 | 1684 | 1684 | 1684 | 1684 | 1684 | 1684 | 1684 | 1684 | 1684 | 1684 | 1684 | 1684 | 1684 | 1684 | 1684 | 1684 | 1684 | 1684 | 1684 | 1684 | 1684 | 1684 | 1684 | 1684 | 1684 | 0 | 0 | 0 | 0 | 0 | 0 | 0 | 0 | 0 | 0 | 0 | 0 | 0 | 0 | 0 | 0 | 0 | 0 | 0 | 0 | 0 | 0 | 0 | 0
[19 empty] | Variable opex | Input | £000s | 0 | 0 | 0 | 0 | 0 | 0 | 0 | 0 | 0 | 0 | 0 | 0 | 0 | 0 | 0 | 7180 | 7180 | 7180 | 7180 | 7180 | 7180 | 7180 | 7180 | 7180 | 7180 | 7180 | 7180 | 7180 | 7180 | 7180 | 7180 | 7180 | 7180 | 7180 | 7180 | 7180 | 7180 | 7180 | 7180 | 7180 | 7180 | 7180 | 7180 | 7180 | 7180 | 7180 | 7180 | 7180 | 7180 | 7180 | 7180 | 7180 | 7180 | 7180 | 7180 | 7180 | 7180 | 7180 | 7180 | 7180 | 7180 | 7180 | 7180 | 7180 | 7180 | 7180 | 7180 | 7180 | 7180 | 7180 | 7180 | 7180 | 7180 | 7180 | 7180 | 7180 | 7180 | 7180 | 7180 | 7180 | 0 | 0 | 0 | 0 | 0 | 0 | 0 | 0 | 0 | 0 | 0 | 0 | 0 | 0 | 0 | 0 | 0 | 0 | 0 | 0 | 0 | 0 | 0 | 0
[19 empty] | Opex savings | Input | £000s | 0 | 0 | 0 | 0 | 0 | 0 | 0 | 0 | 0 | 0 | 0 | 0 | 0 | 0 | 0 | 0 | 0 | 0 | 0 | 0 | 0 | 0 | 0 | 0 | 0 | 0 | 0 | 0 | 0 | 0 | 0 | 0 | 0 | 0 | 0 | 0 | 0 | 0 | 0 | 0 | 0 | 0 | 0 | 0 | 0 | 0 | 0 | 0 | 0 | 0 | 0 | 0 | 0 | 0 | 0 | 0 | 0 | 0 | 0 | 0 | 0 | 0 | 0 | 0 | 0 | 0 | 0 | 0 | 0 | 0 | 0 | 0 | 0 | 0 | 0 | 0 | 0 | 0 | 0 | 0 | 0 | 0 | 0 | 0 | 0 | 0 | 0 | 0 | 0 | 0 | 0 | 0 | 0 | 0 | 0 | 0 | 0 | 0 | 0 | 0 | 0 | 0 | 0 | 0
[19 empty] | Fixed env & social | Input | £000s | 0.8448 | 1.6896 | 1.6896 | 2.5344 | 2.5344 | 4.224 | 5.0688 | 8.448 | 8.448 | 8.448 | 8.448 | 8.448 | 8.448 | 8.448 | 6.7584 | 0 | 0 | 0 | 0 | 0 | 0.049817 | 0.099633 | 0.099633 | 0.14945 | 0.14945 | 0.24908 | 0.2989 | 0.49817 | 0.49817 | 0.49817 | 0.49817 | 0.49817 | 0.49817 | 0.49817 | 0.39853 | 0 | 0 | 0 | 0 | 0 | 0.049817 | 0.099633 | 0.099633 | 0.14945 | 0.14945 | 0.24908 | 0.2989 | 0.49817 | 0.49817 | 0.49817 | 0.49817 | 0.49817 | 0.49817 | 0.49817 | 0.39853 | 0 | 0 | 0 | 0 | 0 | 0.20278 | 0.40556 | 0.40556 | 0.60834 | 0.60834 | 1.0139 | 1.2167 | 2.0278 | 2.0278 | 2.0278 | 2.0278 | 2.0278 | 2.0278 | 2.0278 | 1.6222 | 0 | 0 | 0 | 0 | 0 | 0 | 0 | 0 | 0 | 0 | 0 | 0 | 0 | 0 | 0 | 0 | 0 | 0 | 0 | 0 | 0 | 0 | 0 | 0 | 0 | 0 | 0 | 0 | 0
[19 empty] | Variable env & social | Input | £000s | 0 | 0 | 0 | 0 | 0 | 0 | 0 | 0 | 0 | 0 | 0 | 0 | 0 | 0 | 0 | 44.06 | 44.06 | 44.06 | 44.06 | 44.06 | 44.06 | 44.06 | 44.06 | 44.06 | 44.06 | 44.06 | 44.06 | 44.06 | 44.06 | 44.06 | 44.06 | 44.06 | 44.06 | 44.06 | 44.06 | 44.06 | 44.06 | 44.06 | 44.06 | 44.06 | 44.06 | 44.06 | 44.06 | 44.06 | 44.06 | 44.06 | 44.06 | 44.06 | 44.06 | 44.06 | 44.06 | 44.06 | 44.06 | 44.06 | 44.06 | 44.06 | 44.06 | 44.06 | 44.06 | 44.06 | 44.06 | 44.06 | 44.06 | 44.06 | 44.06 | 44.06 | 44.06 | 44.06 | 44.06 | 44.06 | 44.06 | 44.06 | 44.06 | 44.06 | 44.06 | 44.06 | 44.06 | 44.06 | 44.06 | 44.06 | 0 | 0 | 0 | 0 | 0 | 0 | 0 | 0 | 0 | 0 | 0 | 0 | 0 | 0 | 0 | 0 | 0 | 0 | 0 | 0 | 0 | 0 | 0 | 0
[19 empty] | Fixed carbon costs | Input | £000s | 10.459 | 20.918 | 20.918 | 31.3771 | 31.3771 | 52.2951 | 62.7541 | 104.5902 | 104.5902 | 104.5902 | 104.5902 | 104.5902 | 104.5902 | 104.5902 | 83.6722 | 0 | 0 | 0 | 0 | 0 | 0.61675 | 1.2335 | 1.2335 | 1.8503 | 1.8503 | 3.0838 | 3.7005 | 6.1675 | 6.1675 | 6.1675 | 6.1675 | 6.1675 | 6.1675 | 6.1675 | 4.934 | 0 | 0 | 0 | 0 | 0 | 0.61675 | 1.2335 | 1.2335 | 1.8503 | 1.8503 | 3.0838 | 3.7005 | 6.1675 | 6.1675 | 6.1675 | 6.1675 | 6.1675 | 6.1675 | 6.1675 | 4.934 | 0 | 0 | 0 | 0 | 0 | 2.5105 | 5.021 | 5.021 | 7.5315 | 7.5315 | 12.5526 | 15.0631 | 25.1051 | 25.1051 | 25.1051 | 25.1051 | 25.1051 | 25.1051 | 25.1051 | 20.0841 | 0 | 0 | 0 | 0 | 0 | 0 | 0 | 0 | 0 | 0 | 0 | 0 | 0 | 0 | 0 | 0 | 0 | 0 | 0 | 0 | 0 | 0 | 0 | 0 | 0 | 0 | 0 | 0 | 0
[19 empty] | Variable carbon costs | Input | £000s | 0 | 0 | 0 | 0 | 0 | 0 | 0 | 0 | 0 | 0 | 0 | 0 | 0 | 0 | 0 | 457.3734 | 418.7922 | 380.211 | 341.6298 | 303.0485 | 264.4673 | 225.8861 | 187.3049 | 148.7236 | 110.1424 | 110.1424 | 110.1424 | 110.1424 | 110.1424 | 110.1424 | 110.1424 | 110.1424 | 110.1424 | 110.1424 | 110.1424 | 110.1424 | 110.1424 | 110.1424 | 110.1424 | 110.1424 | 110.1424 | 110.1424 | 110.1424 | 110.1424 | 110.1424 | 110.1424 | 110.1424 | 110.1424 | 110.1424 | 110.1424 | 110.1424 | 110.1424 | 110.1424 | 110.1424 | 110.1424 | 110.1424 | 110.1424 | 110.1424 | 110.1424 | 110.1424 | 110.1424 | 110.1424 | 110.1424 | 110.1424 | 110.1424 | 110.1424 | 110.1424 | 110.1424 | 110.1424 | 110.1424 | 110.1424 | 110.1424 | 110.1424 | 110.1424 | 110.1424 | 110.1424 | 110.1424 | 110.1424 | 110.1424 | 110.1424 | 0 | 0 | 0 | 0 | 0 | 0 | 0 | 0 | 0 | 0 | 0 | 0 | 0 | 0 | 0 | 0 | 0 | 0 | 0 | 0 | 0 | 0 | 0 | 0
[19 empty] | Customer willingness to pay | Input | £000s | 0 | 0 | 0 | 0 | 0 | 0 | 0 | 0 | 0 | 0 | 0 | 0 | 0 | 0 | 0 | 0 | 0 | 0 | 0 | 0 | 0 | 0 | 0 | 0 | 0 | 0 | 0 | 0 | 0 | 0 | 0 | 0 | 0 | 0 | 0 | 0 | 0 | 0 | 0 | 0 | 0 | 0 | 0 | 0 | 0 | 0 | 0 | 0 | 0 | 0 | 0 | 0 | 0 | 0 | 0 | 0 | 0 | 0 | 0 | 0 | 0 | 0 | 0 | 0 | 0 | 0 | 0 | 0 | 0 | 0 | 0 | 0 | 0 | 0 | 0 | 0 | 0 | 0 | 0 | 0 | 0 | 0 | 0 | 0 | 0 | 0 | 0 | 0 | 0 | 0 | 0 | 0 | 0 | 0 | 0 | 0 | 0 | 0 | 0 | 0 | 0 | 0 | 0 | 0
[19 empty] | Total | Sum of above (excl WAFU) | £000s | 3257.1038 | 6514.2076 | 6514.2076 | 9771.3115 | 9771.3115 | 16285.5191 | 19542.6229 | 32571.0382 | 32571.0382 | 32571.0382 | 32571.0382 | 32571.0382 | 32571.0382 | 32571.0382 | 26056.8306 | 9365.4334 | 9326.8522 | 9288.271 | 9249.6898 | 9211.1085 | 9364.5939 | 9518.0792 | 9479.498 | 9632.9833 | 9594.4021 | 9978.5353 | 10170.6018 | 10938.8681 | 10938.8681 | 10938.8681 | 10938.8681 | 10938.8681 | 10938.8681 | 10938.8681 | 10554.735 | 9018.2024 | 9018.2024 | 9018.2024 | 9018.2024 | 9018.2024 | 9210.269 | 9402.3355 | 9402.3355 | 9594.4021 | 9594.4021 | 9978.5353 | 10170.6018 | 10938.8681 | 10938.8681 | 10938.8681 | 10938.8681 | 10938.8681 | 10938.8681 | 10938.8681 | 10554.735 | 9018.2024 | 9018.2024 | 9018.2024 | 9018.2024 | 9018.2024 | 9800.0157 | 10581.829 | 10581.829 | 11363.6423 | 11363.6423 | 12927.2689 | 13709.0822 | 16836.3353 | 16836.3353 | 16836.3353 | 16836.3353 | 16836.3353 | 16836.3353 | 16836.3353 | 15272.7087 | 9018.2024 | 9018.2024 | 9018.2024 | 9018.2024 | 9018.2024 | 0 | 0 | 0 | 0 | 0 | 0 | 0 | 0 | 0 | 0 | 0 | 0 | 0 | 0 | 0 | 0 | 0 | 0 | 0 | 0 | 0 | 0 | 0 | 0
58.1x | River Severn to Site C mutual support solution with supported River Avon abstractions - Size DA (Lower) | RAW14 | Bulk supply | N | 2030-31 | Capacity | 64.5 | 469021.4792 | 238977.8857 | 141687.6186 | 0 | 4172.1931 | 761.1636 | 385598.8609 | 81.1616 | 82.2135 | 3 | 3 | Gains in WAFU / Savings in demand | Input | Ml/d | 0 | 0 | 0 | 0 | 0 | 0 | 0 | 0 | 0 | 0 | 64.5 | 64.5 | 64.5 | 64.5 | 64.5 | 64.5 | 64.5 | 64.5 | 64.5 | 64.5 | 64.5 | 64.5 | 64.5 | 64.5 | 64.5 | 64.5 | 64.5 | 64.5 | 64.5 | 64.5 | 64.5 | 64.5 | 64.5 | 64.5 | 64.5 | 64.5 | 64.5 | 64.5 | 64.5 | 64.5 | 64.5 | 64.5 | 64.5 | 64.5 | 64.5 | 64.5 | 64.5 | 64.5 | 64.5 | 64.5 | 64.5 | 64.5 | 64.5 | 64.5 | 64.5 | 64.5 | 64.5 | 64.5 | 64.5 | 64.5 | 64.5 | 64.5 | 64.5 | 64.5 | 64.5 | 64.5 | 64.5 | 64.5 | 64.5 | 64.5 | 64.5 | 64.5 | 64.5 | 64.5 | 64.5 | 64.5 | 64.5 | 64.5 | 64.5 | 64.5 | 0 | 0 | 0 | 0 | 0 | 0 | 0 | 0 | 0 | 0 | 0 | 0 | 0 | 0 | 0 | 0 | 0 | 0 | 0 | 0 | 0 | 0 | 0 | 0
[19 empty] | Fixed capex | Input | £000s | 5477.8 | 8216.7 | 16433.4 | 19172.3 | 24650.1 | 27389 | 35605.7 | 54778 | 54778 | 27389 | 0 | 0 | 0 | 0 | 0 | 0 | 0 | 0 | 0 | 0 | 348 | 522 | 1044 | 1218 | 1566 | 1740 | 2262 | 3480 | 3480 | 1740 | 0 | 0 | 0 | 0 | 0 | 0 | 0 | 0 | 0 | 0 | 348 | 522 | 1044 | 1218 | 1566 | 1740 | 2262 | 3480 | 3480 | 1740 | 0 | 0 | 0 | 0 | 0 | 0 | 0 | 0 | 0 | 0 | 580.8 | 871.2 | 1742.4 | 2032.8 | 2613.6 | 2904 | 3775.2 | 5808 | 5808 | 2904 | 0 | 0 | 0 | 0 | 0 | 0 | 0 | 0 | 0 | 0 | 0 | 0 | 0 | 0 | 0 | 0 | 0 | 0 | 0 | 0 | 0 | 0 | 0 | 0 | 0 | 0 | 0 | 0 | 0 | 0 | 0 | 0 | 0 | 0
[19 empty] | Variable capex | Input | £000s | 0 | 0 | 0 | 0 | 0 | 0 | 0 | 0 | 0 | 0 | 0 | 0 | 0 | 0 | 0 | 0 | 0 | 0 | 0 | 0 | 0 | 0 | 0 | 0 | 0 | 0 | 0 | 0 | 0 | 0 | 0 | 0 | 0 | 0 | 0 | 0 | 0 | 0 | 0 | 0 | 0 | 0 | 0 | 0 | 0 | 0 | 0 | 0 | 0 | 0 | 0 | 0 | 0 | 0 | 0 | 0 | 0 | 0 | 0 | 0 | 0 | 0 | 0 | 0 | 0 | 0 | 0 | 0 | 0 | 0 | 0 | 0 | 0 | 0 | 0 | 0 | 0 | 0 | 0 | 0 | 0 | 0 | 0 | 0 | 0 | 0 | 0 | 0 | 0 | 0 | 0 | 0 | 0 | 0 | 0 | 0 | 0 | 0 | 0 | 0 | 0 | 0 | 0 | 0
[19 empty] | Financing costs | Input | £000s | 0 | 0 | 0 | 0 | 0 | 0 | 0 | 0 | 0 | 0 | 0 | 0 | 0 | 0 | 0 | 0 | 0 | 0 | 0 | 0 | 0 | 0 | 0 | 0 | 0 | 0 | 0 | 0 | 0 | 0 | 0 | 0 | 0 | 0 | 0 | 0 | 0 | 0 | 0 | 0 | 0 | 0 | 0 | 0 | 0 | 0 | 0 | 0 | 0 | 0 | 0 | 0 | 0 | 0 | 0 | 0 | 0 | 0 | 0 | 0 | 0 | 0 | 0 | 0 | 0 | 0 | 0 | 0 | 0 | 0 | 0 | 0 | 0 | 0 | 0 | 0 | 0 | 0 | 0 | 0
[19 empty] | Fixed opex | Input | £000s | 0 | 0 | 0 | 0 | 0 | 0 | 0 | 0 | 0 | 0 | 1377 | 1377 | 1377 | 1377 | 1377 | 1377 | 1377 | 1377 | 1377 | 1377 | 1377 | 1377 | 1377 | 1377 | 1377 | 1377 | 1377 | 1377 | 1377 | 1377 | 1377 | 1377 | 1377 | 1377 | 1377 | 1377 | 1377 | 1377 | 1377 | 1377 | 1377 | 1377 | 1377 | 1377 | 1377 | 1377 | 1377 | 1377 | 1377 | 1377 | 1377 | 1377 | 1377 | 1377 | 1377 | 1377 | 1377 | 1377 | 1377 | 1377 | 1377 | 1377 | 1377 | 1377 | 1377 | 1377 | 1377 | 1377 | 1377 | 1377 | 1377 | 1377 | 1377 | 1377 | 1377 | 1377 | 1377 | 1377 | 1377 | 1377 | 0 | 0 | 0 | 0 | 0 | 0 | 0 | 0 | 0 | 0 | 0 | 0 | 0 | 0 | 0 | 0 | 0 | 0 | 0 | 0 | 0 | 0 | 0 | 0
[19 empty] | Variable opex | Input | £000s | 0 | 0 | 0 | 0 | 0 | 0 | 0 | 0 | 0 | 0 | 5735 | 5735 | 5735 | 5735 | 5735 | 5735 | 5735 | 5735 | 5735 | 5735 | 5735 | 5735 | 5735 | 5735 | 5735 | 5735 | 5735 | 5735 | 5735 | 5735 | 5735 | 5735 | 5735 | 5735 | 5735 | 5735 | 5735 | 5735 | 5735 | 5735 | 5735 | 5735 | 5735 | 5735 | 5735 | 5735 | 5735 | 5735 | 5735 | 5735 | 5735 | 5735 | 5735 | 5735 | 5735 | 5735 | 5735 | 5735 | 5735 | 5735 | 5735 | 5735 | 5735 | 5735 | 5735 | 5735 | 5735 | 5735 | 5735 | 5735 | 5735 | 5735 | 5735 | 5735 | 5735 | 5735 | 5735 | 5735 | 5735 | 5735 | 0 | 0 | 0 | 0 | 0 | 0 | 0 | 0 | 0 | 0 | 0 | 0 | 0 | 0 | 0 | 0 | 0 | 0 | 0 | 0 | 0 | 0 | 0 | 0
[19 empty] | Opex savings | Input | £000s | 0 | 0 | 0 | 0 | 0 | 0 | 0 | 0 | 0 | 0 | 0 | 0 | 0 | 0 | 0 | 0 | 0 | 0 | 0 | 0 | 0 | 0 | 0 | 0 | 0 | 0 | 0 | 0 | 0 | 0 | 0 | 0 | 0 | 0 | 0 | 0 | 0 | 0 | 0 | 0 | 0 | 0 | 0 | 0 | 0 | 0 | 0 | 0 | 0 | 0 | 0 | 0 | 0 | 0 | 0 | 0 | 0 | 0 | 0 | 0 | 0 | 0 | 0 | 0 | 0 | 0 | 0 | 0 | 0 | 0 | 0 | 0 | 0 | 0 | 0 | 0 | 0 | 0 | 0 | 0 | 0 | 0 | 0 | 0 | 0 | 0 | 0 | 0 | 0 | 0 | 0 | 0 | 0 | 0 | 0 | 0 | 0 | 0 | 0 | 0 | 0 | 0 | 0 | 0
[19 empty] | Fixed env & social | Input | £000s | 1.0122 | 1.5183 | 3.0366 | 3.5427 | 4.5549 | 5.061 | 6.5793 | 10.122 | 10.122 | 5.061 | 0 | 0 | 0 | 0 | 0 | 0 | 0 | 0 | 0 | 0 | 0.064304 | 0.096456 | 0.19291 | 0.22506 | 0.28937 | 0.32152 | 0.41798 | 0.64304 | 0.64304 | 0.32152 | 0 | 0 | 0 | 0 | 0 | 0 | 0 | 0 | 0 | 0 | 0.064304 | 0.096456 | 0.19291 | 0.22506 | 0.28937 | 0.32152 | 0.41798 | 0.64304 | 0.64304 | 0.32152 | 0 | 0 | 0 | 0 | 0 | 0 | 0 | 0 | 0 | 0 | 0.10732 | 0.16098 | 0.32196 | 0.37563 | 0.48295 | 0.53661 | 0.69759 | 1.0732 | 1.0732 | 0.53661 | 0 | 0 | 0 | 0 | 0 | 0 | 0 | 0 | 0 | 0 | 0 | 0 | 0 | 0 | 0 | 0 | 0 | 0 | 0 | 0 | 0 | 0 | 0 | 0 | 0 | 0 | 0 | 0 | 0 | 0 | 0 | 0 | 0 | 0
[19 empty] | Variable env & social | Input | £000s | 0 | 0 | 0 | 0 | 0 | 0 | 0 | 0 | 0 | 0 | 35.99 | 35.99 | 35.99 | 35.99 | 35.99 | 35.99 | 35.99 | 35.99 | 35.99 | 35.99 | 35.99 | 35.99 | 35.99 | 35.99 | 35.99 | 35.99 | 35.99 | 35.99 | 35.99 | 35.99 | 35.99 | 35.99 | 35.99 | 35.99 | 35.99 | 35.99 | 35.99 | 35.99 | 35.99 | 35.99 | 35.99 | 35.99 | 35.99 | 35.99 | 35.99 | 35.99 | 35.99 | 35.99 | 35.99 | 35.99 | 35.99 | 35.99 | 35.99 | 35.99 | 35.99 | 35.99 | 35.99 | 35.99 | 35.99 | 35.99 | 35.99 | 35.99 | 35.99 | 35.99 | 35.99 | 35.99 | 35.99 | 35.99 | 35.99 | 35.99 | 35.99 | 35.99 | 35.99 | 35.99 | 35.99 | 35.99 | 35.99 | 35.99 | 35.99 | 35.99 | 0 | 0 | 0 | 0 | 0 | 0 | 0 | 0 | 0 | 0 | 0 | 0 | 0 | 0 | 0 | 0 | 0 | 0 | 0 | 0 | 0 | 0 | 0 | 0
[19 empty] | Fixed carbon costs | Input | £000s | 10.1811 | 15.2716 | 30.5433 | 35.6338 | 45.8149 | 50.9054 | 66.1771 | 101.8109 | 101.8109 | 50.9054 | 0 | 0 | 0 | 0 | 0 | 0 | 0 | 0 | 0 | 0 | 0.6468 | 0.97019 | 1.9404 | 2.2638 | 2.9106 | 3.234 | 4.2042 | 6.468 | 6.468 | 3.234 | 0 | 0 | 0 | 0 | 0 | 0 | 0 | 0 | 0 | 0 | 0.6468 | 0.97019 | 1.9404 | 2.2638 | 2.9106 | 3.234 | 4.2042 | 6.468 | 6.468 | 3.234 | 0 | 0 | 0 | 0 | 0 | 0 | 0 | 0 | 0 | 0 | 1.0795 | 1.6192 | 3.2384 | 3.7782 | 4.8577 | 5.3974 | 7.0166 | 10.7948 | 10.7948 | 5.3974 | 0 | 0 | 0 | 0 | 0 | 0 | 0 | 0 | 0 | 0 | 0 | 0 | 0 | 0 | 0 | 0 | 0 | 0 | 0 | 0 | 0 | 0 | 0 | 0 | 0 | 0 | 0 | 0 | 0 | 0 | 0 | 0 | 0 | 0
[19 empty] | Variable carbon costs | Input | £000s | 0 | 0 | 0 | 0 | 0 | 0 | 0 | 0 | 0 | 0 | 517.4516 | 486.7511 | 456.0506 | 425.35 | 394.6495 | 363.949 | 333.2485 | 302.548 | 271.8475 | 241.147 | 210.4465 | 179.7459 | 149.0454 | 118.3449 | 87.6444 | 87.6444 | 87.6444 | 87.6444 | 87.6444 | 87.6444 | 87.6444 | 87.6444 | 87.6444 | 87.6444 | 87.6444 | 87.6444 | 87.6444 | 87.6444 | 87.6444 | 87.6444 | 87.6444 | 87.6444 | 87.6444 | 87.6444 | 87.6444 | 87.6444 | 87.6444 | 87.6444 | 87.6444 | 87.6444 | 87.6444 | 87.6444 | 87.6444 | 87.6444 | 87.6444 | 87.6444 | 87.6444 | 87.6444 | 87.6444 | 87.6444 | 87.6444 | 87.6444 | 87.6444 | 87.6444 | 87.6444 | 87.6444 | 87.6444 | 87.6444 | 87.6444 | 87.6444 | 87.6444 | 87.6444 | 87.6444 | 87.6444 | 87.6444 | 87.6444 | 87.6444 | 87.6444 | 87.6444 | 87.6444 | 0 | 0 | 0 | 0 | 0 | 0 | 0 | 0 | 0 | 0 | 0 | 0 | 0 | 0 | 0 | 0 | 0 | 0 | 0 | 0 | 0 | 0 | 0 | 0
[19 empty] | Customer willingness to pay | Input | £000s | 0 | 0 | 0 | 0 | 0 | 0 | 0 | 0 | 0 | 0 | 0 | 0 | 0 | 0 | 0 | 0 | 0 | 0 | 0 | 0 | 0 | 0 | 0 | 0 | 0 | 0 | 0 | 0 | 0 | 0 | 0 | 0 | 0 | 0 | 0 | 0 | 0 | 0 | 0 | 0 | 0 | 0 | 0 | 0 | 0 | 0 | 0 | 0 | 0 | 0 | 0 | 0 | 0 | 0 | 0 | 0 | 0 | 0 | 0 | 0 | 0 | 0 | 0 | 0 | 0 | 0 | 0 | 0 | 0 | 0 | 0 | 0 | 0 | 0 | 0 | 0 | 0 | 0 | 0 | 0 | 0 | 0 | 0 | 0 | 0 | 0 | 0 | 0 | 0 | 0 | 0 | 0 | 0 | 0 | 0 | 0 | 0 | 0 | 0 | 0 | 0 | 0 | 0 | 0
[19 empty] | Total | Sum of above (excl WAFU) | £000s | 5488.9933 | 8233.4899 | 16466.9799 | 19211.4765 | 24700.4698 | 27444.9664 | 35678.4564 | 54889.9329 | 54889.9329 | 27444.9664 | 7665.4416 | 7634.7411 | 7604.0406 | 7573.34 | 7542.6395 | 7511.939 | 7481.2385 | 7450.538 | 7419.8375 | 7389.137 | 7707.1476 | 7850.8026 | 8343.1687 | 8486.8238 | 8804.8344 | 8979.1899 | 9502.2566 | 10722.7454 | 10722.7454 | 8979.1899 | 7235.6344 | 7235.6344 | 7235.6344 | 7235.6344 | 7235.6344 | 7235.6344 | 7235.6344 | 7235.6344 | 7235.6344 | 7235.6344 | 7584.3455 | 7758.7011 | 8281.7677 | 8456.1233 | 8804.8344 | 8979.1899 | 9502.2566 | 10722.7454 | 10722.7454 | 8979.1899 | 7235.6344 | 7235.6344 | 7235.6344 | 7235.6344 | 7235.6344 | 7235.6344 | 7235.6344 | 7235.6344 | 7235.6344 | 7235.6344 | 7817.6212 | 8108.6146 | 8981.5948 | 9272.5882 | 9854.575 | 10145.5684 | 11018.5486 | 13055.5024 | 13055.5024 | 10145.5684 | 7235.6344 | 7235.6344 | 7235.6344 | 7235.6344 | 7235.6344 | 7235.6344 | 7235.6344 | 7235.6344 | 7235.6344 | 7235.6344 | 0 | 0 | 0 | 0 | 0 | 0 | 0 | 0 | 0 | 0 | 0 | 0 | 0 | 0 | 0 | 0 | 0 | 0 | 0 | 0 | 0 | 0 | 0 | 0
58.3a | Options to increase potable imports | [20 empty] | 0 | 0 | 0 | 0 | 0 | 0 | 0 | 0 | 0 | 0 | 0 | 0 | 0 | 0 | 0 | 0 | 0 | 0 | 0 | 0 | 0 | 0 | 0 | 0 | 0 | 0 | 0 | 0 | 0 | 0 | 0 | 0 | 0 | 0 | 0 | 0 | 0 | 0 | 0 | 0 | 0 | 0 | 0 | 0 | 0 | 0 | 0 | 0 | 0 | 0 | 0 | 0 | 0 | 0 | 0 | 0 | 0 | 0 | 0 | 0 | 0 | 0 | 0 | 0 | 0 | 0 | 0 | 0 | 0 | 0 | 0 | 0 | 0 | 0 | 0 | 0 | 0 | 0 | 0 | 0 | 0 | 0 | 0 | 0 | 0 | 0 | 0 | 0 | 0 | 0 | 0 | 0 | 0 | 0 | 0 | 0 | 0 | 0 | 0 | 0 | 0 | 0 | 0 | 0
58.1x | Potable water import to Site R with Site R to Ambergate pipeline capacity increase | BAM02 | Bulk supply | N | 2025-26 | Capacity | 60 | 522466.9503 | 229283.6583 | 832893.4324 | 0 | 3066.6194 | 105.5592 | 1065349.2693 | 203.3003 | 203.9075 | 3 | 3 | Gains in WAFU / Savings in demand | Input | Ml/d | 0 | 0 | 0 | 0 | 0 | 60 | 60 | 60 | 60 | 60 | 60 | 60 | 60 | 60 | 60 | 60 | 60 | 60 | 60 | 60 | 60 | 60 | 60 | 60 | 60 | 60 | 60 | 60 | 60 | 60 | 60 | 60 | 60 | 60 | 60 | 60 | 60 | 60 | 60 | 60 | 60 | 60 | 60 | 60 | 60 | 60 | 60 | 60 | 60 | 60 | 60 | 60 | 60 | 60 | 60 | 60 | 60 | 60 | 60 | 60 | 60 | 60 | 60 | 60 | 60 | 60 | 60 | 60 | 60 | 60 | 60 | 60 | 60 | 60 | 60 | 60 | 60 | 60 | 60 | 60 | 0 | 0 | 0 | 0 | 0 | 0 | 0 | 0 | 0 | 0 | 0 | 0 | 0 | 0 | 0 | 0 | 0 | 0 | 0 | 0 | 0 | 0 | 0 | 0
[19 empty] | Fixed capex | Input | £000s | 15391.6 | 17590.4 | 21988 | 87952 | 76958 | 0 | 0 | 0 | 0 | 0 | 0 | 0 | 0 | 0 | 0 | 0 | 0 | 0 | 0 | 0 | 2135.7 | 2440.8 | 3051 | 12204 | 10678.5 | 0 | 0 | 0 | 0 | 0 | 0 | 0 | 0 | 0 | 0 | 0 | 0 | 0 | 0 | 0 | 2135.7 | 2440.8 | 3051 | 12204 | 10678.5 | 0 | 0 | 0 | 0 | 0 | 0 | 0 | 0 | 0 | 0 | 0 | 0 | 0 | 0 | 0 | 4447.1 | 5082.4 | 6353 | 25412 | 22235.5 | 0 | 0 | 0 | 0 | 0 | 0 | 0 | 0 | 0 | 0 | 0 | 0 | 0 | 0 | 0 | 0 | 0 | 0 | 0 | 0 | 0 | 0 | 0 | 0 | 0 | 0 | 0 | 0 | 0 | 0 | 0 | 0 | 0 | 0 | 0 | 0 | 0 | 0 | 0
[19 empty] | Variable capex | Input | £000s | 0 | 0 | 0 | 0 | 0 | 0 | 0 | 0 | 0 | 0 | 0 | 0 | 0 | 0 | 0 | 0 | 0 | 0 | 0 | 0 | 0 | 0 | 0 | 0 | 0 | 0 | 0 | 0 | 0 | 0 | 0 | 0 | 0 | 0 | 0 | 0 | 0 | 0 | 0 | 0 | 0 | 0 | 0 | 0 | 0 | 0 | 0 | 0 | 0 | 0 | 0 | 0 | 0 | 0 | 0 | 0 | 0 | 0 | 0 | 0 | 0 | 0 | 0 | 0 | 0 | 0 | 0 | 0 | 0 | 0 | 0 | 0 | 0 | 0 | 0 | 0 | 0 | 0 | 0 | 0 | 0 | 0 | 0 | 0 | 0 | 0 | 0 | 0 | 0 | 0 | 0 | 0 | 0 | 0 | 0 | 0 | 0 | 0 | 0 | 0 | 0 | 0 | 0 | 0
[19 empty] | Financing costs | Input | £000s | 0 | 0 | 0 | 0 | 0 | 0 | 0 | 0 | 0 | 0 | 0 | 0 | 0 | 0 | 0 | 0 | 0 | 0 | 0 | 0 | 0 | 0 | 0 | 0 | 0 | 0 | 0 | 0 | 0 | 0 | 0 | 0 | 0 | 0 | 0 | 0 | 0 | 0 | 0 | 0 | 0 | 0 | 0 | 0 | 0 | 0 | 0 | 0 | 0 | 0 | 0 | 0 | 0 | 0 | 0 | 0 | 0 | 0 | 0 | 0 | 0 | 0 | 0 | 0 | 0 | 0 | 0 | 0 | 0 | 0 | 0 | 0 | 0 | 0 | 0 | 0 | 0 | 0 | 0 | 0
[19 empty] | Fixed opex | Input | £000s | 0 | 0 | 0 | 0 | 0 | 129 | 129 | 129 | 129 | 129 | 129 | 129 | 129 | 129 | 129 | 129 | 129 | 129 | 129 | 129 | 129 | 129 | 129 | 129 | 129 | 129 | 129 | 129 | 129 | 129 | 129 | 129 | 129 | 129 | 129 | 129 | 129 | 129 | 129 | 129 | 129 | 129 | 129 | 129 | 129 | 129 | 129 | 129 | 129 | 129 | 129 | 129 | 129 | 129 | 129 | 129 | 129 | 129 | 129 | 129 | 129 | 129 | 129 | 129 | 129 | 129 | 129 | 129 | 129 | 129 | 129 | 129 | 129 | 129 | 129 | 129 | 129 | 129 | 129 | 129 | 0 | 0 | 0 | 0 | 0 | 0 | 0 | 0 | 0 | 0 | 0 | 0 | 0 | 0 | 0 | 0 | 0 | 0 | 0 | 0 | 0 | 0 | 0 | 0
[19 empty] | Variable opex | Input | £000s | 0 | 0 | 0 | 0 | 0 | 34783 | 34783 | 34783 | 34783 | 34783 | 34783 | 34783 | 34783 | 34783 | 34783 | 34783 | 34783 | 34783 | 34783 | 34783 | 34783 | 34783 | 34783 | 34783 | 34783 | 34783 | 34783 | 34783 | 34783 | 34783 | 34783 | 34783 | 34783 | 34783 | 34783 | 34783 | 34783 | 34783 | 34783 | 34783 | 34783 | 34783 | 34783 | 34783 | 34783 | 34783 | 34783 | 34783 | 34783 | 34783 | 34783 | 34783 | 34783 | 34783 | 34783 | 34783 | 34783 | 34783 | 34783 | 34783 | 34783 | 34783 | 34783 | 34783 | 34783 | 34783 | 34783 | 34783 | 34783 | 34783 | 34783 | 34783 | 34783 | 34783 | 34783 | 34783 | 34783 | 34783 | 34783 | 34783 | 0 | 0 | 0 | 0 | 0 | 0 | 0 | 0 | 0 | 0 | 0 | 0 | 0 | 0 | 0 | 0 | 0 | 0 | 0 | 0 | 0 | 0 | 0 | 0
[19 empty] | Opex savings | Input | £000s | 0 | 0 | 0 | 0 | 0 | 0 | 0 | 0 | 0 | 0 | 0 | 0 | 0 | 0 | 0 | 0 | 0 | 0 | 0 | 0 | 0 | 0 | 0 | 0 | 0 | 0 | 0 | 0 | 0 | 0 | 0 | 0 | 0 | 0 | 0 | 0 | 0 | 0 | 0 | 0 | 0 | 0 | 0 | 0 | 0 | 0 | 0 | 0 | 0 | 0 | 0 | 0 | 0 | 0 | 0 | 0 | 0 | 0 | 0 | 0 | 0 | 0 | 0 | 0 | 0 | 0 | 0 | 0 | 0 | 0 | 0 | 0 | 0 | 0 | 0 | 0 | 0 | 0 | 0 | 0 | 0 | 0 | 0 | 0 | 0 | 0 | 0 | 0 | 0 | 0 | 0 | 0 | 0 | 0 | 0 | 0 | 0 | 0 | 0 | 0 | 0 | 0 | 0 | 0
[19 empty] | Fixed env & social | Input | £000s | 4.844 | 5.536 | 6.92 | 27.68 | 24.22 | 0 | 0 | 0 | 0 | 0 | 0 | 0 | 0 | 0 | 0 | 0 | 0 | 0 | 0 | 0 | 0.67214 | 0.76816 | 0.9602 | 3.8408 | 3.3607 | 0 | 0 | 0 | 0 | 0 | 0 | 0 | 0 | 0 | 0 | 0 | 0 | 0 | 0 | 0 | 0.67214 | 0.76816 | 0.9602 | 3.8408 | 3.3607 | 0 | 0 | 0 | 0 | 0 | 0 | 0 | 0 | 0 | 0 | 0 | 0 | 0 | 0 | 0 | 1.3996 | 1.5995 | 1.9994 | 7.9976 | 6.9979 | 0 | 0 | 0 | 0 | 0 | 0 | 0 | 0 | 0 | 0 | 0 | 0 | 0 | 0 | 0 | 0 | 0 | 0 | 0 | 0 | 0 | 0 | 0 | 0 | 0 | 0 | 0 | 0 | 0 | 0 | 0 | 0 | 0 | 0 | 0 | 0 | 0 | 0 | 0
[19 empty] | Variable env & social | Input | £000s | 0 | 0 | 0 | 0 | 0 | 1.4 | 1.4 | 1.4 | 1.4 | 1.4 | 1.4 | 1.4 | 1.4 | 1.4 | 1.4 | 1.4 | 1.4 | 1.4 | 1.4 | 1.4 | 1.4 | 1.4 | 1.4 | 1.4 | 1.4 | 1.4 | 1.4 | 1.4 | 1.4 | 1.4 | 1.4 | 1.4 | 1.4 | 1.4 | 1.4 | 1.4 | 1.4 | 1.4 | 1.4 | 1.4 | 1.4 | 1.4 | 1.4 | 1.4 | 1.4 | 1.4 | 1.4 | 1.4 | 1.4 | 1.4 | 1.4 | 1.4 | 1.4 | 1.4 | 1.4 | 1.4 | 1.4 | 1.4 | 1.4 | 1.4 | 1.4 | 1.4 | 1.4 | 1.4 | 1.4 | 1.4 | 1.4 | 1.4 | 1.4 | 1.4 | 1.4 | 1.4 | 1.4 | 1.4 | 1.4 | 1.4 | 1.4 | 1.4 | 1.4 | 1.4 | 0 | 0 | 0 | 0 | 0 | 0 | 0 | 0 | 0 | 0 | 0 | 0 | 0 | 0 | 0 | 0 | 0 | 0 | 0 | 0 | 0 | 0 | 0 | 0
[19 empty] | Fixed carbon costs | Input | £000s | 27.9882 | 31.9866 | 39.9832 | 159.9328 | 139.9412 | 0 | 0 | 0 | 0 | 0 | 0 | 0 | 0 | 0 | 0 | 0 | 0 | 0 | 0 | 0 | 3.8836 | 4.4384 | 5.548 | 22.1919 | 19.4179 | 0 | 0 | 0 | 0 | 0 | 0 | 0 | 0 | 0 | 0 | 0 | 0 | 0 | 0 | 0 | 3.8836 | 4.4384 | 5.548 | 22.1919 | 19.4179 | 0 | 0 | 0 | 0 | 0 | 0 | 0 | 0 | 0 | 0 | 0 | 0 | 0 | 0 | 0 | 8.0867 | 9.2419 | 11.5524 | 46.2094 | 40.4333 | 0 | 0 | 0 | 0 | 0 | 0 | 0 | 0 | 0 | 0 | 0 | 0 | 0 | 0 | 0 | 0 | 0 | 0 | 0 | 0 | 0 | 0 | 0 | 0 | 0 | 0 | 0 | 0 | 0 | 0 | 0 | 0 | 0 | 0 | 0 | 0 | 0 | 0 | 0
[19 empty] | Variable carbon costs | Input | £000s | 0 | 0 | 0 | 0 | 0 | 293.8646 | 272.2267 | 258.7404 | 254.1453 | 236.8256 | 223.5617 | 210.2977 | 197.0337 | 183.7698 | 170.5058 | 157.2419 | 143.9779 | 130.7139 | 117.45 | 104.186 | 90.9221 | 77.6581 | 64.3941 | 51.1302 | 37.8662 | 37.8662 | 37.8662 | 37.8662 | 37.8662 | 37.8662 | 37.8662 | 37.8662 | 37.8662 | 37.8662 | 37.8662 | 37.8662 | 37.8662 | 37.8662 | 37.8662 | 37.8662 | 37.8662 | 37.8662 | 37.8662 | 37.8662 | 37.8662 | 37.8662 | 37.8662 | 37.8662 | 37.8662 | 37.8662 | 37.8662 | 37.8662 | 37.8662 | 37.8662 | 37.8662 | 37.8662 | 37.8662 | 37.8662 | 37.8662 | 37.8662 | 37.8662 | 37.8662 | 37.8662 | 37.8662 | 37.8662 | 37.8662 | 37.8662 | 37.8662 | 37.8662 | 37.8662 | 37.8662 | 37.8662 | 37.8662 | 37.8662 | 37.8662 | 37.8662 | 37.8662 | 37.8662 | 37.8662 | 37.8662 | 0 | 0 | 0 | 0 | 0 | 0 | 0 | 0 | 0 | 0 | 0 | 0 | 0 | 0 | 0 | 0 | 0 | 0 | 0 | 0 | 0 | 0 | 0 | 0
[19 empty] | Customer willingness to pay | Input | £000s | 0 | 0 | 0 | 0 | 0 | 0 | 0 | 0 | 0 | 0 | 0 | 0 | 0 | 0 | 0 | 0 | 0 | 0 | 0 | 0 | 0 | 0 | 0 | 0 | 0 | 0 | 0 | 0 | 0 | 0 | 0 | 0 | 0 | 0 | 0 | 0 | 0 | 0 | 0 | 0 | 0 | 0 | 0 | 0 | 0 | 0 | 0 | 0 | 0 | 0 | 0 | 0 | 0 | 0 | 0 | 0 | 0 | 0 | 0 | 0 | 0 | 0 | 0 | 0 | 0 | 0 | 0 | 0 | 0 | 0 | 0 | 0 | 0 | 0 | 0 | 0 | 0 | 0 | 0 | 0 | 0 | 0 | 0 | 0 | 0 | 0 | 0 | 0 | 0 | 0 | 0 | 0 | 0 | 0 | 0 | 0 | 0 | 0 | 0 | 0 | 0 | 0 | 0 | 0
[19 empty] | Total | Sum of above (excl WAFU) | £000s | 15424.4322 | 17627.9226 | 22034.9032 | 88139.6128 | 77122.1612 | 35207.2646 | 35185.6267 | 35172.1404 | 35167.5453 | 35150.2256 | 35136.9617 | 35123.6977 | 35110.4337 | 35097.1698 | 35083.9058 | 35070.6419 | 35057.3779 | 35044.1139 | 35030.85 | 35017.586 | 37144.5778 | 37437.0646 | 38035.3023 | 47194.5629 | 45652.5448 | 34951.2662 | 34951.2662 | 34951.2662 | 34951.2662 | 34951.2662 | 34951.2662 | 34951.2662 | 34951.2662 | 34951.2662 | 34951.2662 | 34951.2662 | 34951.2662 | 34951.2662 | 34951.2662 | 34951.2662 | 37091.5219 | 37397.2727 | 38008.7744 | 47181.2989 | 45652.5448 | 34951.2662 | 34951.2662 | 34951.2662 | 34951.2662 | 34951.2662 | 34951.2662 | 34951.2662 | 34951.2662 | 34951.2662 | 34951.2662 | 34951.2662 | 34951.2662 | 34951.2662 | 34951.2662 | 34951.2662 | 39407.8524 | 40044.5076 | 41317.818 | 60417.4732 | 57234.1974 | 34951.2662 | 34951.2662 | 34951.2662 | 34951.2662 | 34951.2662 | 34951.2662 | 34951.2662 | 34951.2662 | 34951.2662 | 34951.2662 | 34951.2662 | 34951.2662 | 34951.2662 | 34951.2662 | 34951.2662 | 0 | 0 | 0 | 0 | 0 | 0 | 0 | 0 | 0 | 0 | 0 | 0 | 0 | 0 | 0 | 0 | 0 | 0 | 0 | 0 | 0 | 0 | 0 | 0
58.1x | Potable water import to Chesterfield | RIV01 | Bulk supply | N | 2025-26 | Capacity | 20 | 174155.6501 | 44641.1004 | 184342.5628 | 0 | 517.3448 | 119.2163 | 229620.2243 | 131.4822 | 131.8477 | 3 | 3 | Gains in WAFU / Savings in demand | Input | Ml/d | 0 | 0 | 0 | 0 | 0 | 20 | 20 | 20 | 20 | 20 | 20 | 20 | 20 | 20 | 20 | 20 | 20 | 20 | 20 | 20 | 20 | 20 | 20 | 20 | 20 | 20 | 20 | 20 | 20 | 20 | 20 | 20 | 20 | 20 | 20 | 20 | 20 | 20 | 20 | 20 | 20 | 20 | 20 | 20 | 20 | 20 | 20 | 20 | 20 | 20 | 20 | 20 | 20 | 20 | 20 | 20 | 20 | 20 | 20 | 20 | 20 | 20 | 20 | 20 | 20 | 20 | 20 | 20 | 20 | 20 | 20 | 20 | 20 | 20 | 20 | 20 | 20 | 20 | 20 | 20 | 0 | 0 | 0 | 0 | 0 | 0 | 0 | 0 | 0 | 0 | 0 | 0 | 0 | 0 | 0 | 0 | 0 | 0 | 0 | 0 | 0 | 0 | 0 | 0
[19 empty] | Fixed capex | Input | £000s | 3213.7 | 3672.8 | 4591 | 18364 | 16068.5 | 0 | 0 | 0 | 0 | 0 | 0 | 0 | 0 | 0 | 0 | 0 | 0 | 0 | 0 | 0 | 227.5 | 260 | 325 | 1300 | 1137.5 | 0 | 0 | 0 | 0 | 0 | 0 | 0 | 0 | 0 | 0 | 0 | 0 | 0 | 0 | 0 | 227.5 | 260 | 325 | 1300 | 1137.5 | 0 | 0 | 0 | 0 | 0 | 0 | 0 | 0 | 0 | 0 | 0 | 0 | 0 | 0 | 0 | 387.8 | 443.2 | 554 | 2216 | 1939 | 0 | 0 | 0 | 0 | 0 | 0 | 0 | 0 | 0 | 0 | 0 | 0 | 0 | 0 | 0 | 0 | 0 | 0 | 0 | 0 | 0 | 0 | 0 | 0 | 0 | 0 | 0 | 0 | 0 | 0 | 0 | 0 | 0 | 0 | 0 | 0 | 0 | 0 | 0
[19 empty] | Variable capex | Input | £000s | 0 | 0 | 0 | 0 | 0 | 0 | 0 | 0 | 0 | 0 | 0 | 0 | 0 | 0 | 0 | 0 | 0 | 0 | 0 | 0 | 0 | 0 | 0 | 0 | 0 | 0 | 0 | 0 | 0 | 0 | 0 | 0 | 0 | 0 | 0 | 0 | 0 | 0 | 0 | 0 | 0 | 0 | 0 | 0 | 0 | 0 | 0 | 0 | 0 | 0 | 0 | 0 | 0 | 0 | 0 | 0 | 0 | 0 | 0 | 0 | 0 | 0 | 0 | 0 | 0 | 0 | 0 | 0 | 0 | 0 | 0 | 0 | 0 | 0 | 0 | 0 | 0 | 0 | 0 | 0 | 0 | 0 | 0 | 0 | 0 | 0 | 0 | 0 | 0 | 0 | 0 | 0 | 0 | 0 | 0 | 0 | 0 | 0 | 0 | 0 | 0 | 0 | 0 | 0
[19 empty] | Financing costs | Input | £000s | 0 | 0 | 0 | 0 | 0 | 0 | 0 | 0 | 0 | 0 | 0 | 0 | 0 | 0 | 0 | 0 | 0 | 0 | 0 | 0 | 0 | 0 | 0 | 0 | 0 | 0 | 0 | 0 | 0 | 0 | 0 | 0 | 0 | 0 | 0 | 0 | 0 | 0 | 0 | 0 | 0 | 0 | 0 | 0 | 0 | 0 | 0 | 0 | 0 | 0 | 0 | 0 | 0 | 0 | 0 | 0 | 0 | 0 | 0 | 0 | 0 | 0 | 0 | 0 | 0 | 0 | 0 | 0 | 0 | 0 | 0 | 0 | 0 | 0 | 0 | 0 | 0 | 0 | 0 | 0
[19 empty] | Fixed opex | Input | £000s | 0 | 0 | 0 | 0 | 0 | 60 | 60 | 60 | 60 | 60 | 60 | 60 | 60 | 60 | 60 | 60 | 60 | 60 | 60 | 60 | 60 | 60 | 60 | 60 | 60 | 60 | 60 | 60 | 60 | 60 | 60 | 60 | 60 | 60 | 60 | 60 | 60 | 60 | 60 | 60 | 60 | 60 | 60 | 60 | 60 | 60 | 60 | 60 | 60 | 60 | 60 | 60 | 60 | 60 | 60 | 60 | 60 | 60 | 60 | 60 | 60 | 60 | 60 | 60 | 60 | 60 | 60 | 60 | 60 | 60 | 60 | 60 | 60 | 60 | 60 | 60 | 60 | 60 | 60 | 60 | 0 | 0 | 0 | 0 | 0 | 0 | 0 | 0 | 0 | 0 | 0 | 0 | 0 | 0 | 0 | 0 | 0 | 0 | 0 | 0 | 0 | 0 | 0 | 0
[19 empty] | Variable opex | Input | £000s | 0 | 0 | 0 | 0 | 0 | 7667 | 7667 | 7667 | 7667 | 7667 | 7667 | 7667 | 7667 | 7667 | 7667 | 7667 | 7667 | 7667 | 7667 | 7667 | 7667 | 7667 | 7667 | 7667 | 7667 | 7667 | 7667 | 7667 | 7667 | 7667 | 7667 | 7667 | 7667 | 7667 | 7667 | 7667 | 7667 | 7667 | 7667 | 7667 | 7667 | 7667 | 7667 | 7667 | 7667 | 7667 | 7667 | 7667 | 7667 | 7667 | 7667 | 7667 | 7667 | 7667 | 7667 | 7667 | 7667 | 7667 | 7667 | 7667 | 7667 | 7667 | 7667 | 7667 | 7667 | 7667 | 7667 | 7667 | 7667 | 7667 | 7667 | 7667 | 7667 | 7667 | 7667 | 7667 | 7667 | 7667 | 7667 | 7667 | 0 | 0 | 0 | 0 | 0 | 0 | 0 | 0 | 0 | 0 | 0 | 0 | 0 | 0 | 0 | 0 | 0 | 0 | 0 | 0 | 0 | 0 | 0 | 0
[19 empty] | Opex savings | Input | £000s | 0 | 0 | 0 | 0 | 0 | 0 | 0 | 0 | 0 | 0 | 0 | 0 | 0 | 0 | 0 | 0 | 0 | 0 | 0 | 0 | 0 | 0 | 0 | 0 | 0 | 0 | 0 | 0 | 0 | 0 | 0 | 0 | 0 | 0 | 0 | 0 | 0 | 0 | 0 | 0 | 0 | 0 | 0 | 0 | 0 | 0 | 0 | 0 | 0 | 0 | 0 | 0 | 0 | 0 | 0 | 0 | 0 | 0 | 0 | 0 | 0 | 0 | 0 | 0 | 0 | 0 | 0 | 0 | 0 | 0 | 0 | 0 | 0 | 0 | 0 | 0 | 0 | 0 | 0 | 0 | 0 | 0 | 0 | 0 | 0 | 0 | 0 | 0 | 0 | 0 | 0 | 0 | 0 | 0 | 0 | 0 | 0 | 0 | 0 | 0 | 0 | 0 | 0 | 0
[19 empty] | Fixed env & social | Input | £000s | 3.6876 | 4.2144 | 5.268 | 21.072 | 18.438 | 0 | 0 | 0 | 0 | 0 | 0 | 0 | 0 | 0 | 0 | 0 | 0 | 0 | 0 | 0 | 0.26105 | 0.29834 | 0.37293 | 1.4917 | 1.3052 | 0 | 0 | 0 | 0 | 0 | 0 | 0 | 0 | 0 | 0 | 0 | 0 | 0 | 0 | 0 | 0.26105 | 0.29834 | 0.37293 | 1.4917 | 1.3052 | 0 | 0 | 0 | 0 | 0 | 0 | 0 | 0 | 0 | 0 | 0 | 0 | 0 | 0 | 0 | 0.44499 | 0.50856 | 0.63569 | 2.5428 | 2.2249 | 0 | 0 | 0 | 0 | 0 | 0 | 0 | 0 | 0 | 0 | 0 | 0 | 0 | 0 | 0 | 0 | 0 | 0 | 0 | 0 | 0 | 0 | 0 | 0 | 0 | 0 | 0 | 0 | 0 | 0 | 0 | 0 | 0 | 0 | 0 | 0 | 0 | 0 | 0
[19 empty] | Variable env & social | Input | £000s | 0 | 0 | 0 | 0 | 0 | 2.85 | 2.85 | 2.85 | 2.85 | 2.85 | 2.85 | 2.85 | 2.85 | 2.85 | 2.85 | 2.85 | 2.85 | 2.85 | 2.85 | 2.85 | 2.85 | 2.85 | 2.85 | 2.85 | 2.85 | 2.85 | 2.85 | 2.85 | 2.85 | 2.85 | 2.85 | 2.85 | 2.85 | 2.85 | 2.85 | 2.85 | 2.85 | 2.85 | 2.85 | 2.85 | 2.85 | 2.85 | 2.85 | 2.85 | 2.85 | 2.85 | 2.85 | 2.85 | 2.85 | 2.85 | 2.85 | 2.85 | 2.85 | 2.85 | 2.85 | 2.85 | 2.85 | 2.85 | 2.85 | 2.85 | 2.85 | 2.85 | 2.85 | 2.85 | 2.85 | 2.85 | 2.85 | 2.85 | 2.85 | 2.85 | 2.85 | 2.85 | 2.85 | 2.85 | 2.85 | 2.85 | 2.85 | 2.85 | 2.85 | 2.85 | 0 | 0 | 0 | 0 | 0 | 0 | 0 | 0 | 0 | 0 | 0 | 0 | 0 | 0 | 0 | 0 | 0 | 0 | 0 | 0 | 0 | 0 | 0 | 0
[19 empty] | Fixed carbon costs | Input | £000s | 8.2258 | 9.4009 | 11.7512 | 47.0046 | 41.1291 | 0 | 0 | 0 | 0 | 0 | 0 | 0 | 0 | 0 | 0 | 0 | 0 | 0 | 0 | 0 | 0.58231 | 0.6655 | 0.83187 | 3.3275 | 2.9116 | 0 | 0 | 0 | 0 | 0 | 0 | 0 | 0 | 0 | 0 | 0 | 0 | 0 | 0 | 0 | 0.58231 | 0.6655 | 0.83187 | 3.3275 | 2.9116 | 0 | 0 | 0 | 0 | 0 | 0 | 0 | 0 | 0 | 0 | 0 | 0 | 0 | 0 | 0 | 0.99262 | 1.1344 | 1.418 | 5.6721 | 4.9631 | 0 | 0 | 0 | 0 | 0 | 0 | 0 | 0 | 0 | 0 | 0 | 0 | 0 | 0 | 0 | 0 | 0 | 0 | 0 | 0 | 0 | 0 | 0 | 0 | 0 | 0 | 0 | 0 | 0 | 0 | 0 | 0 | 0 | 0 | 0 | 0 | 0 | 0 | 0
[19 empty] | Variable carbon costs | Input | £000s | 0 | 0 | 0 | 0 | 0 | 44.7039 | 41.4122 | 39.3606 | 38.6616 | 36.0269 | 34.0091 | 31.9913 | 29.9736 | 27.9558 | 25.938 | 23.9203 | 21.9025 | 19.8847 | 17.867 | 15.8492 | 13.8314 | 11.8137 | 9.7959 | 7.7781 | 5.7604 | 5.7604 | 5.7604 | 5.7604 | 5.7604 | 5.7604 | 5.7604 | 5.7604 | 5.7604 | 5.7604 | 5.7604 | 5.7604 | 5.7604 | 5.7604 | 5.7604 | 5.7604 | 5.7604 | 5.7604 | 5.7604 | 5.7604 | 5.7604 | 5.7604 | 5.7604 | 5.7604 | 5.7604 | 5.7604 | 5.7604 | 5.7604 | 5.7604 | 5.7604 | 5.7604 | 5.7604 | 5.7604 | 5.7604 | 5.7604 | 5.7604 | 5.7604 | 5.7604 | 5.7604 | 5.7604 | 5.7604 | 5.7604 | 5.7604 | 5.7604 | 5.7604 | 5.7604 | 5.7604 | 5.7604 | 5.7604 | 5.7604 | 5.7604 | 5.7604 | 5.7604 | 5.7604 | 5.7604 | 5.7604 | 0 | 0 | 0 | 0 | 0 | 0 | 0 | 0 | 0 | 0 | 0 | 0 | 0 | 0 | 0 | 0 | 0 | 0 | 0 | 0 | 0 | 0 | 0 | 0
[19 empty] | Customer willingness to pay | Input | £000s | 0 | 0 | 0 | 0 | 0 | 0 | 0 | 0 | 0 | 0 | 0 | 0 | 0 | 0 | 0 | 0 | 0 | 0 | 0 | 0 | 0 | 0 | 0 | 0 | 0 | 0 | 0 | 0 | 0 | 0 | 0 | 0 | 0 | 0 | 0 | 0 | 0 | 0 | 0 | 0 | 0 | 0 | 0 | 0 | 0 | 0 | 0 | 0 | 0 | 0 | 0 | 0 | 0 | 0 | 0 | 0 | 0 | 0 | 0 | 0 | 0 | 0 | 0 | 0 | 0 | 0 | 0 | 0 | 0 | 0 | 0 | 0 | 0 | 0 | 0 | 0 | 0 | 0 | 0 | 0 | 0 | 0 | 0 | 0 | 0 | 0 | 0 | 0 | 0 | 0 | 0 | 0 | 0 | 0 | 0 | 0 | 0 | 0 | 0 | 0 | 0 | 0 | 0 | 0
[19 empty] | Total | Sum of above (excl WAFU) | £000s | 3225.6134 | 3686.4153 | 4608.0192 | 18432.0766 | 16128.0671 | 7774.5539 | 7771.2622 | 7769.2106 | 7768.5116 | 7765.8769 | 7763.8591 | 7761.8413 | 7759.8236 | 7757.8058 | 7755.788 | 7753.7703 | 7751.7525 | 7749.7347 | 7747.717 | 7745.6992 | 7972.0248 | 8002.6275 | 8065.8507 | 9042.4473 | 8877.3272 | 7735.6104 | 7735.6104 | 7735.6104 | 7735.6104 | 7735.6104 | 7735.6104 | 7735.6104 | 7735.6104 | 7735.6104 | 7735.6104 | 7735.6104 | 7735.6104 | 7735.6104 | 7735.6104 | 7735.6104 | 7963.9537 | 7996.5742 | 8061.8152 | 9040.4296 | 8877.3272 | 7735.6104 | 7735.6104 | 7735.6104 | 7735.6104 | 7735.6104 | 7735.6104 | 7735.6104 | 7735.6104 | 7735.6104 | 7735.6104 | 7735.6104 | 7735.6104 | 7735.6104 | 7735.6104 | 7735.6104 | 8124.848 | 8180.4533 | 8291.6641 | 9959.8252 | 9681.7984 | 7735.6104 | 7735.6104 | 7735.6104 | 7735.6104 | 7735.6104 | 7735.6104 | 7735.6104 | 7735.6104 | 7735.6104 | 7735.6104 | 7735.6104 | 7735.6104 | 7735.6104 | 7735.6104 | 7735.6104 | 0 | 0 | 0 | 0 | 0 | 0 | 0 | 0 | 0 | 0 | 0 | 0 | 0 | 0 | 0 | 0 | 0 | 0 | 0 | 0 | 0 | 0 | 0 | 0
58.4a | Options to reduce raw water losses and operational use | [20 empty] | 0 | 0 | 0 | 0 | 0 | 0 | 0 | 0 | 0 | 0 | 0 | 0 | 0 | 0 | 0 | 0 | 0 | 0 | 0 | 0 | 0 | 0 | 0 | 0 | 0 | 0 | 0 | 0 | 0 | 0 | 0 | 0 | 0 | 0 | 0 | 0 | 0 | 0 | 0 | 0 | 0 | 0 | 0 | 0 | 0 | 0 | 0 | 0 | 0 | 0 | 0 | 0 | 0 | 0 | 0 | 0 | 0 | 0 | 0 | 0 | 0 | 0 | 0 | 0 | 0 | 0 | 0 | 0 | 0 | 0 | 0 | 0 | 0 | 0 | 0 | 0 | 0 | 0 | 0 | 0 | 0 | 0 | 0 | 0 | 0 | 0 | 0 | 0 | 0 | 0 | 0 | 0 | 0 | 0 | 0 | 0 | 0 | 0 | 0 | 0 | 0 | 0 | 0 | 0
58.5a | Options to reduce raw water exports | [20 empty] | 0 | 0 | 0 | 0 | 0 | 0 | 0 | 0 | 0 | 0 | 0 | 0 | 0 | 0 | 0 | 0 | 0 | 0 | 0 | 0 | 0 | 0 | 0 | 0 | 0 | 0 | 0 | 0 | 0 | 0 | 0 | 0 | 0 | 0 | 0 | 0 | 0 | 0 | 0 | 0 | 0 | 0 | 0 | 0 | 0 | 0 | 0 | 0 | 0 | 0 | 0 | 0 | 0 | 0 | 0 | 0 | 0 | 0 | 0 | 0 | 0 | 0 | 0 | 0 | 0 | 0 | 0 | 0 | 0 | 0 | 0 | 0 | 0 | 0 | 0 | 0 | 0 | 0 | 0 | 0 | 0 | 0 | 0 | 0 | 0 | 0 | 0 | 0 | 0 | 0 | 0 | 0 | 0 | 0 | 0 | 0 | 0 | 0 | 0 | 0 | 0 | 0 | 0 | 0
58.1x | Site R to Baslow pipeline capacity increase | BAM04 | Bulk supply | Y | 2025-26 | Capacity | 20 | 174155.6501 | 4015.4743 | 58688.0684 | 0 | 79.0952 | 0 | 62782.6379 | 36.0043 | 36.0497 | 3 | 3 | Gains in WAFU / Savings in demand | Input | Ml/d | 0 | 0 | 0 | 0 | 0 | 20 | 20 | 20 | 20 | 20 | 20 | 20 | 20 | 20 | 20 | 20 | 20 | 20 | 20 | 20 | 20 | 20 | 20 | 20 | 20 | 20 | 20 | 20 | 20 | 20 | 20 | 20 | 20 | 20 | 20 | 20 | 20 | 20 | 20 | 20 | 20 | 20 | 20 | 20 | 20 | 20 | 20 | 20 | 20 | 20 | 20 | 20 | 20 | 20 | 20 | 20 | 20 | 20 | 20 | 20 | 20 | 20 | 20 | 20 | 20 | 20 | 20 | 20 | 20 | 20 | 20 | 20 | 20 | 20 | 20 | 20 | 20 | 20 | 20 | 20 | 0 | 0 | 0 | 0 | 0 | 0 | 0 | 0 | 0 | 0 | 0 | 0 | 0 | 0 | 0 | 0 | 0 | 0 | 0 | 0 | 0 | 0 | 0 | 0
[19 empty] | Fixed capex | Input | £000s | 310.1 | 354.4 | 443 | 1772 | 1550.5 | 0 | 0 | 0 | 0 | 0 | 0 | 0 | 0 | 0 | 0 | 0 | 0 | 0 | 0 | 0 | 0 | 0 | 0 | 0 | 0 | 0 | 0 | 0 | 0 | 0 | 0 | 0 | 0 | 0 | 0 | 0 | 0 | 0 | 0 | 0 | 0 | 0 | 0 | 0 | 0 | 0 | 0 | 0 | 0 | 0 | 0 | 0 | 0 | 0 | 0 | 0 | 0 | 0 | 0 | 0 | 0 | 0 | 0 | 0 | 0 | 0 | 0 | 0 | 0 | 0 | 0 | 0 | 0 | 0 | 0 | 0 | 0 | 0 | 0 | 0 | 0 | 0 | 0 | 0 | 0 | 0 | 0 | 0 | 0 | 0 | 0 | 0 | 0 | 0 | 0 | 0 | 0 | 0 | 0 | 0 | 0 | 0 | 0 | 0
[19 empty] | Variable capex | Input | £000s | 0 | 0 | 0 | 0 | 0 | 0 | 0 | 0 | 0 | 0 | 0 | 0 | 0 | 0 | 0 | 0 | 0 | 0 | 0 | 0 | 0 | 0 | 0 | 0 | 0 | 0 | 0 | 0 | 0 | 0 | 0 | 0 | 0 | 0 | 0 | 0 | 0 | 0 | 0 | 0 | 0 | 0 | 0 | 0 | 0 | 0 | 0 | 0 | 0 | 0 | 0 | 0 | 0 | 0 | 0 | 0 | 0 | 0 | 0 | 0 | 0 | 0 | 0 | 0 | 0 | 0 | 0 | 0 | 0 | 0 | 0 | 0 | 0 | 0 | 0 | 0 | 0 | 0 | 0 | 0 | 0 | 0 | 0 | 0 | 0 | 0 | 0 | 0 | 0 | 0 | 0 | 0 | 0 | 0 | 0 | 0 | 0 | 0 | 0 | 0 | 0 | 0 | 0 | 0
[19 empty] | Financing costs | Input | £000s | 0 | 0 | 0 | 0 | 0 | 0 | 0 | 0 | 0 | 0 | 0 | 0 | 0 | 0 | 0 | 0 | 0 | 0 | 0 | 0 | 0 | 0 | 0 | 0 | 0 | 0 | 0 | 0 | 0 | 0 | 0 | 0 | 0 | 0 | 0 | 0 | 0 | 0 | 0 | 0 | 0 | 0 | 0 | 0 | 0 | 0 | 0 | 0 | 0 | 0 | 0 | 0 | 0 | 0 | 0 | 0 | 0 | 0 | 0 | 0 | 0 | 0 | 0 | 0 | 0 | 0 | 0 | 0 | 0 | 0 | 0 | 0 | 0 | 0 | 0 | 0 | 0 | 0 | 0 | 0
[19 empty] | Fixed opex | Input | £000s | 0 | 0 | 0 | 0 | 0 | 2209 | 2209 | 2209 | 2209 | 2209 | 2209 | 2209 | 2209 | 2209 | 2209 | 2209 | 2209 | 2209 | 2209 | 2209 | 2209 | 2209 | 2209 | 2209 | 2209 | 2209 | 2209 | 2209 | 2209 | 2209 | 2209 | 2209 | 2209 | 2209 | 2209 | 2209 | 2209 | 2209 | 2209 | 2209 | 2209 | 2209 | 2209 | 2209 | 2209 | 2209 | 2209 | 2209 | 2209 | 2209 | 2209 | 2209 | 2209 | 2209 | 2209 | 2209 | 2209 | 2209 | 2209 | 2209 | 2209 | 2209 | 2209 | 2209 | 2209 | 2209 | 2209 | 2209 | 2209 | 2209 | 2209 | 2209 | 2209 | 2209 | 2209 | 2209 | 2209 | 2209 | 2209 | 2209 | 0 | 0 | 0 | 0 | 0 | 0 | 0 | 0 | 0 | 0 | 0 | 0 | 0 | 0 | 0 | 0 | 0 | 0 | 0 | 0 | 0 | 0 | 0 | 0
[19 empty] | Variable opex | Input | £000s | 0 | 0 | 0 | 0 | 0 | 251 | 251 | 251 | 251 | 251 | 251 | 251 | 251 | 251 | 251 | 251 | 251 | 251 | 251 | 251 | 251 | 251 | 251 | 251 | 251 | 251 | 251 | 251 | 251 | 251 | 251 | 251 | 251 | 251 | 251 | 251 | 251 | 251 | 251 | 251 | 251 | 251 | 251 | 251 | 251 | 251 | 251 | 251 | 251 | 251 | 251 | 251 | 251 | 251 | 251 | 251 | 251 | 251 | 251 | 251 | 251 | 251 | 251 | 251 | 251 | 251 | 251 | 251 | 251 | 251 | 251 | 251 | 251 | 251 | 251 | 251 | 251 | 251 | 251 | 251 | 0 | 0 | 0 | 0 | 0 | 0 | 0 | 0 | 0 | 0 | 0 | 0 | 0 | 0 | 0 | 0 | 0 | 0 | 0 | 0 | 0 | 0 | 0 | 0
[19 empty] | Opex savings | Input | £000s | 0 | 0 | 0 | 0 | 0 | 0 | 0 | 0 | 0 | 0 | 0 | 0 | 0 | 0 | 0 | 0 | 0 | 0 | 0 | 0 | 0 | 0 | 0 | 0 | 0 | 0 | 0 | 0 | 0 | 0 | 0 | 0 | 0 | 0 | 0 | 0 | 0 | 0 | 0 | 0 | 0 | 0 | 0 | 0 | 0 | 0 | 0 | 0 | 0 | 0 | 0 | 0 | 0 | 0 | 0 | 0 | 0 | 0 | 0 | 0 | 0 | 0 | 0 | 0 | 0 | 0 | 0 | 0 | 0 | 0 | 0 | 0 | 0 | 0 | 0 | 0 | 0 | 0 | 0 | 0 | 0 | 0 | 0 | 0 | 0 | 0 | 0 | 0 | 0 | 0 | 0 | 0 | 0 | 0 | 0 | 0 | 0 | 0 | 0 | 0 | 0 | 0 | 0 | 0
[19 empty] | Fixed env & social | Input | £000s | 0 | 0 | 0 | 0 | 0 | 0 | 0 | 0 | 0 | 0 | 0 | 0 | 0 | 0 | 0 | 0 | 0 | 0 | 0 | 0 | 0 | 0 | 0 | 0 | 0 | 0 | 0 | 0 | 0 | 0 | 0 | 0 | 0 | 0 | 0 | 0 | 0 | 0 | 0 | 0 | 0 | 0 | 0 | 0 | 0 | 0 | 0 | 0 | 0 | 0 | 0 | 0 | 0 | 0 | 0 | 0 | 0 | 0 | 0 | 0 | 0 | 0 | 0 | 0 | 0 | 0 | 0 | 0 | 0 | 0 | 0 | 0 | 0 | 0 | 0 | 0 | 0 | 0 | 0 | 0 | 0 | 0 | 0 | 0 | 0 | 0 | 0 | 0 | 0 | 0 | 0 | 0 | 0 | 0 | 0 | 0 | 0 | 0 | 0 | 0 | 0 | 0 | 0 | 0
[19 empty] | Variable env & social | Input | £000s | 0 | 0 | 0 | 0 | 0 | 0 | 0 | 0 | 0 | 0 | 0 | 0 | 0 | 0 | 0 | 0 | 0 | 0 | 0 | 0 | 0 | 0 | 0 | 0 | 0 | 0 | 0 | 0 | 0 | 0 | 0 | 0 | 0 | 0 | 0 | 0 | 0 | 0 | 0 | 0 | 0 | 0 | 0 | 0 | 0 | 0 | 0 | 0 | 0 | 0 | 0 | 0 | 0 | 0 | 0 | 0 | 0 | 0 | 0 | 0 | 0 | 0 | 0 | 0 | 0 | 0 | 0 | 0 | 0 | 0 | 0 | 0 | 0 | 0 | 0 | 0 | 0 | 0 | 0 | 0 | 0 | 0 | 0 | 0 | 0 | 0 | 0 | 0 | 0 | 0 | 0 | 0 | 0 | 0 | 0 | 0 | 0 | 0 | 0 | 0 | 0 | 0 | 0 | 0
[19 empty] | Fixed carbon costs | Input | £000s | 0 | 0 | 0 | 0 | 0 | 0 | 0 | 0 | 0 | 0 | 0 | 0 | 0 | 0 | 0 | 0 | 0 | 0 | 0 | 0 | 0 | 0 | 0 | 0 | 0 | 0 | 0 | 0 | 0 | 0 | 0 | 0 | 0 | 0 | 0 | 0 | 0 | 0 | 0 | 0 | 0 | 0 | 0 | 0 | 0 | 0 | 0 | 0 | 0 | 0 | 0 | 0 | 0 | 0 | 0 | 0 | 0 | 0 | 0 | 0 | 0 | 0 | 0 | 0 | 0 | 0 | 0 | 0 | 0 | 0 | 0 | 0 | 0 | 0 | 0 | 0 | 0 | 0 | 0 | 0 | 0 | 0 | 0 | 0 | 0 | 0 | 0 | 0 | 0 | 0 | 0 | 0 | 0 | 0 | 0 | 0 | 0 | 0 | 0 | 0 | 0 | 0 | 0 | 0
[19 empty] | Variable carbon costs | Input | £000s | 0 | 0 | 0 | 0 | 0 | 8.7721 | 8.1262 | 7.7236 | 7.5864 | 7.0694 | 6.6735 | 6.2775 | 5.8816 | 5.4857 | 5.0897 | 4.6938 | 4.2978 | 3.9019 | 3.506 | 3.11 | 2.7141 | 2.3182 | 1.9222 | 1.5263 | 1.1303 | 1.1303 | 1.1303 | 1.1303 | 1.1303 | 1.1303 | 1.1303 | 1.1303 | 1.1303 | 1.1303 | 1.1303 | 1.1303 | 1.1303 | 1.1303 | 1.1303 | 1.1303 | 1.1303 | 1.1303 | 1.1303 | 1.1303 | 1.1303 | 1.1303 | 1.1303 | 1.1303 | 1.1303 | 1.1303 | 1.1303 | 1.1303 | 1.1303 | 1.1303 | 1.1303 | 1.1303 | 1.1303 | 1.1303 | 1.1303 | 1.1303 | 1.1303 | 1.1303 | 1.1303 | 1.1303 | 1.1303 | 1.1303 | 1.1303 | 1.1303 | 1.1303 | 1.1303 | 1.1303 | 1.1303 | 1.1303 | 1.1303 | 1.1303 | 1.1303 | 1.1303 | 1.1303 | 1.1303 | 1.1303 | 0 | 0 | 0 | 0 | 0 | 0 | 0 | 0 | 0 | 0 | 0 | 0 | 0 | 0 | 0 | 0 | 0 | 0 | 0 | 0 | 0 | 0 | 0 | 0
[19 empty] | Customer willingness to pay | Input | £000s | 0 | 0 | 0 | 0 | 0 | 0 | 0 | 0 | 0 | 0 | 0 | 0 | 0 | 0 | 0 | 0 | 0 | 0 | 0 | 0 | 0 | 0 | 0 | 0 | 0 | 0 | 0 | 0 | 0 | 0 | 0 | 0 | 0 | 0 | 0 | 0 | 0 | 0 | 0 | 0 | 0 | 0 | 0 | 0 | 0 | 0 | 0 | 0 | 0 | 0 | 0 | 0 | 0 | 0 | 0 | 0 | 0 | 0 | 0 | 0 | 0 | 0 | 0 | 0 | 0 | 0 | 0 | 0 | 0 | 0 | 0 | 0 | 0 | 0 | 0 | 0 | 0 | 0 | 0 | 0 | 0 | 0 | 0 | 0 | 0 | 0 | 0 | 0 | 0 | 0 | 0 | 0 | 0 | 0 | 0 | 0 | 0 | 0 | 0 | 0 | 0 | 0 | 0 | 0
[19 empty] | Total | Sum of above (excl WAFU) | £000s | 310.1 | 354.4 | 443 | 1772 | 1550.5 | 2468.7721 | 2468.1262 | 2467.7236 | 2467.5864 | 2467.0694 | 2466.6735 | 2466.2775 | 2465.8816 | 2465.4857 | 2465.0897 | 2464.6938 | 2464.2978 | 2463.9019 | 2463.506 | 2463.11 | 2462.7141 | 2462.3182 | 2461.9222 | 2461.5263 | 2461.1303 | 2461.1303 | 2461.1303 | 2461.1303 | 2461.1303 | 2461.1303 | 2461.1303 | 2461.1303 | 2461.1303 | 2461.1303 | 2461.1303 | 2461.1303 | 2461.1303 | 2461.1303 | 2461.1303 | 2461.1303 | 2461.1303 | 2461.1303 | 2461.1303 | 2461.1303 | 2461.1303 | 2461.1303 | 2461.1303 | 2461.1303 | 2461.1303 | 2461.1303 | 2461.1303 | 2461.1303 | 2461.1303 | 2461.1303 | 2461.1303 | 2461.1303 | 2461.1303 | 2461.1303 | 2461.1303 | 2461.1303 | 2461.1303 | 2461.1303 | 2461.1303 | 2461.1303 | 2461.1303 | 2461.1303 | 2461.1303 | 2461.1303 | 2461.1303 | 2461.1303 | 2461.1303 | 2461.1303 | 2461.1303 | 2461.1303 | 2461.1303 | 2461.1303 | 2461.1303 | 2461.1303 | 2461.1303 | 2461.1303 | 0 | 0 | 0 | 0 | 0 | 0 | 0 | 0 | 0 | 0 | 0 | 0 | 0 | 0 | 0 | 0 | 0 | 0 | 0 | 0 | 0 | 0 | 0 | 0
58.1x | Site R to Ambergate transfer solution | BAM05 | Bulk supply | N | 2030-31 | Capacity | 50 | 363582.542 | 143304.4653 | 111505.287 | 0 | 692.836 | 0 | 255502.5883 | 70.0831 | 70.2736 | 3 | 3 | Gains in WAFU / Savings in demand | Input | Ml/d | 0 | 0 | 0 | 0 | 0 | 0 | 0 | 0 | 0 | 0 | 50 | 50 | 50 | 50 | 50 | 50 | 50 | 50 | 50 | 50 | 50 | 50 | 50 | 50 | 50 | 50 | 50 | 50 | 50 | 50 | 50 | 50 | 50 | 50 | 50 | 50 | 50 | 50 | 50 | 50 | 50 | 50 | 50 | 50 | 50 | 50 | 50 | 50 | 50 | 50 | 50 | 50 | 50 | 50 | 50 | 50 | 50 | 50 | 50 | 50 | 50 | 50 | 50 | 50 | 50 | 50 | 50 | 50 | 50 | 50 | 50 | 50 | 50 | 50 | 50 | 50 | 50 | 50 | 50 | 50 | 0 | 0 | 0 | 0 | 0 | 0 | 0 | 0 | 0 | 0 | 0 | 0 | 0 | 0 | 0 | 0 | 0 | 0 | 0 | 0 | 0 | 0 | 0 | 0
[19 empty] | Fixed capex | Input | £000s | 2822.2 | 4233.3 | 8466.6 | 9877.7 | 12699.9 | 14111 | 18344.3 | 28222 | 28222 | 14111 | 0 | 0 | 0 | 0 | 0 | 0 | 0 | 0 | 0 | 0 | 628.4 | 942.6 | 1885.2 | 2199.4 | 2827.8 | 3142 | 4084.6 | 6284 | 6284 | 3142 | 0 | 0 | 0 | 0 | 0 | 0 | 0 | 0 | 0 | 0 | 628.4 | 942.6 | 1885.2 | 2199.4 | 2827.8 | 3142 | 4084.6 | 6284 | 6284 | 3142 | 0 | 0 | 0 | 0 | 0 | 0 | 0 | 0 | 0 | 0 | 1249.8 | 1874.7 | 3749.4 | 4374.3 | 5624.1 | 6249 | 8123.7 | 12498 | 12498 | 6249 | 0 | 0 | 0 | 0 | 0 | 0 | 0 | 0 | 0 | 0 | 0 | 0 | 0 | 0 | 0 | 0 | 0 | 0 | 0 | 0 | 0 | 0 | 0 | 0 | 0 | 0 | 0 | 0 | 0 | 0 | 0 | 0 | 0 | 0
[19 empty] | Variable capex | Input | £000s | 0 | 0 | 0 | 0 | 0 | 0 | 0 | 0 | 0 | 0 | 0 | 0 | 0 | 0 | 0 | 0 | 0 | 0 | 0 | 0 | 0 | 0 | 0 | 0 | 0 | 0 | 0 | 0 | 0 | 0 | 0 | 0 | 0 | 0 | 0 | 0 | 0 | 0 | 0 | 0 | 0 | 0 | 0 | 0 | 0 | 0 | 0 | 0 | 0 | 0 | 0 | 0 | 0 | 0 | 0 | 0 | 0 | 0 | 0 | 0 | 0 | 0 | 0 | 0 | 0 | 0 | 0 | 0 | 0 | 0 | 0 | 0 | 0 | 0 | 0 | 0 | 0 | 0 | 0 | 0 | 0 | 0 | 0 | 0 | 0 | 0 | 0 | 0 | 0 | 0 | 0 | 0 | 0 | 0 | 0 | 0 | 0 | 0 | 0 | 0 | 0 | 0 | 0 | 0
[19 empty] | Financing costs | Input | £000s | 0 | 0 | 0 | 0 | 0 | 0 | 0 | 0 | 0 | 0 | 0 | 0 | 0 | 0 | 0 | 0 | 0 | 0 | 0 | 0 | 0 | 0 | 0 | 0 | 0 | 0 | 0 | 0 | 0 | 0 | 0 | 0 | 0 | 0 | 0 | 0 | 0 | 0 | 0 | 0 | 0 | 0 | 0 | 0 | 0 | 0 | 0 | 0 | 0 | 0 | 0 | 0 | 0 | 0 | 0 | 0 | 0 | 0 | 0 | 0 | 0 | 0 | 0 | 0 | 0 | 0 | 0 | 0 | 0 | 0 | 0 | 0 | 0 | 0 | 0 | 0 | 0 | 0 | 0 | 0
[19 empty] | Fixed opex | Input | £000s | 0 | 0 | 0 | 0 | 0 | 0 | 0 | 0 | 0 | 0 | 4471 | 4471 | 4471 | 4471 | 4471 | 4471 | 4471 | 4471 | 4471 | 4471 | 4471 | 4471 | 4471 | 4471 | 4471 | 4471 | 4471 | 4471 | 4471 | 4471 | 4471 | 4471 | 4471 | 4471 | 4471 | 4471 | 4471 | 4471 | 4471 | 4471 | 4471 | 4471 | 4471 | 4471 | 4471 | 4471 | 4471 | 4471 | 4471 | 4471 | 4471 | 4471 | 4471 | 4471 | 4471 | 4471 | 4471 | 4471 | 4471 | 4471 | 4471 | 4471 | 4471 | 4471 | 4471 | 4471 | 4471 | 4471 | 4471 | 4471 | 4471 | 4471 | 4471 | 4471 | 4471 | 4471 | 4471 | 4471 | 4471 | 4471 | 0 | 0 | 0 | 0 | 0 | 0 | 0 | 0 | 0 | 0 | 0 | 0 | 0 | 0 | 0 | 0 | 0 | 0 | 0 | 0 | 0 | 0 | 0 | 0
[19 empty] | Variable opex | Input | £000s | 0 | 0 | 0 | 0 | 0 | 0 | 0 | 0 | 0 | 0 | 1126 | 1126 | 1126 | 1126 | 1126 | 1126 | 1126 | 1126 | 1126 | 1126 | 1126 | 1126 | 1126 | 1126 | 1126 | 1126 | 1126 | 1126 | 1126 | 1126 | 1126 | 1126 | 1126 | 1126 | 1126 | 1126 | 1126 | 1126 | 1126 | 1126 | 1126 | 1126 | 1126 | 1126 | 1126 | 1126 | 1126 | 1126 | 1126 | 1126 | 1126 | 1126 | 1126 | 1126 | 1126 | 1126 | 1126 | 1126 | 1126 | 1126 | 1126 | 1126 | 1126 | 1126 | 1126 | 1126 | 1126 | 1126 | 1126 | 1126 | 1126 | 1126 | 1126 | 1126 | 1126 | 1126 | 1126 | 1126 | 1126 | 1126 | 0 | 0 | 0 | 0 | 0 | 0 | 0 | 0 | 0 | 0 | 0 | 0 | 0 | 0 | 0 | 0 | 0 | 0 | 0 | 0 | 0 | 0 | 0 | 0
[19 empty] | Opex savings | Input | £000s | 0 | 0 | 0 | 0 | 0 | 0 | 0 | 0 | 0 | 0 | 0 | 0 | 0 | 0 | 0 | 0 | 0 | 0 | 0 | 0 | 0 | 0 | 0 | 0 | 0 | 0 | 0 | 0 | 0 | 0 | 0 | 0 | 0 | 0 | 0 | 0 | 0 | 0 | 0 | 0 | 0 | 0 | 0 | 0 | 0 | 0 | 0 | 0 | 0 | 0 | 0 | 0 | 0 | 0 | 0 | 0 | 0 | 0 | 0 | 0 | 0 | 0 | 0 | 0 | 0 | 0 | 0 | 0 | 0 | 0 | 0 | 0 | 0 | 0 | 0 | 0 | 0 | 0 | 0 | 0 | 0 | 0 | 0 | 0 | 0 | 0 | 0 | 0 | 0 | 0 | 0 | 0 | 0 | 0 | 0 | 0 | 0 | 0 | 0 | 0 | 0 | 0 | 0 | 0
[19 empty] | Fixed env & social | Input | £000s | 0 | 0 | 0 | 0 | 0 | 0 | 0 | 0 | 0 | 0 | 0 | 0 | 0 | 0 | 0 | 0 | 0 | 0 | 0 | 0 | 0 | 0 | 0 | 0 | 0 | 0 | 0 | 0 | 0 | 0 | 0 | 0 | 0 | 0 | 0 | 0 | 0 | 0 | 0 | 0 | 0 | 0 | 0 | 0 | 0 | 0 | 0 | 0 | 0 | 0 | 0 | 0 | 0 | 0 | 0 | 0 | 0 | 0 | 0 | 0 | 0 | 0 | 0 | 0 | 0 | 0 | 0 | 0 | 0 | 0 | 0 | 0 | 0 | 0 | 0 | 0 | 0 | 0 | 0 | 0 | 0 | 0 | 0 | 0 | 0 | 0 | 0 | 0 | 0 | 0 | 0 | 0 | 0 | 0 | 0 | 0 | 0 | 0 | 0 | 0 | 0 | 0 | 0 | 0
[19 empty] | Variable env & social | Input | £000s | 0 | 0 | 0 | 0 | 0 | 0 | 0 | 0 | 0 | 0 | 0 | 0 | 0 | 0 | 0 | 0 | 0 | 0 | 0 | 0 | 0 | 0 | 0 | 0 | 0 | 0 | 0 | 0 | 0 | 0 | 0 | 0 | 0 | 0 | 0 | 0 | 0 | 0 | 0 | 0 | 0 | 0 | 0 | 0 | 0 | 0 | 0 | 0 | 0 | 0 | 0 | 0 | 0 | 0 | 0 | 0 | 0 | 0 | 0 | 0 | 0 | 0 | 0 | 0 | 0 | 0 | 0 | 0 | 0 | 0 | 0 | 0 | 0 | 0 | 0 | 0 | 0 | 0 | 0 | 0 | 0 | 0 | 0 | 0 | 0 | 0 | 0 | 0 | 0 | 0 | 0 | 0 | 0 | 0 | 0 | 0 | 0 | 0 | 0 | 0 | 0 | 0 | 0 | 0
[19 empty] | Fixed carbon costs | Input | £000s | 4.0666 | 6.0999 | 12.1998 | 14.233 | 18.2996 | 20.3329 | 26.4328 | 40.6658 | 40.6658 | 20.3329 | 0 | 0 | 0 | 0 | 0 | 0 | 0 | 0 | 0 | 0 | 0.90548 | 1.3582 | 2.7164 | 3.1692 | 4.0747 | 4.5274 | 5.8856 | 9.0548 | 9.0548 | 4.5274 | 0 | 0 | 0 | 0 | 0 | 0 | 0 | 0 | 0 | 0 | 0.90548 | 1.3582 | 2.7164 | 3.1692 | 4.0747 | 4.5274 | 5.8856 | 9.0548 | 9.0548 | 4.5274 | 0 | 0 | 0 | 0 | 0 | 0 | 0 | 0 | 0 | 0 | 1.8009 | 2.7013 | 5.4026 | 6.303 | 8.1039 | 9.0044 | 11.7057 | 18.0087 | 18.0087 | 9.0044 | 0 | 0 | 0 | 0 | 0 | 0 | 0 | 0 | 0 | 0 | 0 | 0 | 0 | 0 | 0 | 0 | 0 | 0 | 0 | 0 | 0 | 0 | 0 | 0 | 0 | 0 | 0 | 0 | 0 | 0 | 0 | 0 | 0 | 0
[19 empty] | Variable carbon costs | Input | £000s | 0 | 0 | 0 | 0 | 0 | 0 | 0 | 0 | 0 | 0 | 67.5048 | 63.4998 | 59.4947 | 55.4896 | 51.4845 | 47.4795 | 43.4744 | 39.4693 | 35.4642 | 31.4592 | 27.4541 | 23.449 | 19.4439 | 15.4388 | 11.4338 | 11.4338 | 11.4338 | 11.4338 | 11.4338 | 11.4338 | 11.4338 | 11.4338 | 11.4338 | 11.4338 | 11.4338 | 11.4338 | 11.4338 | 11.4338 | 11.4338 | 11.4338 | 11.4338 | 11.4338 | 11.4338 | 11.4338 | 11.4338 | 11.4338 | 11.4338 | 11.4338 | 11.4338 | 11.4338 | 11.4338 | 11.4338 | 11.4338 | 11.4338 | 11.4338 | 11.4338 | 11.4338 | 11.4338 | 11.4338 | 11.4338 | 11.4338 | 11.4338 | 11.4338 | 11.4338 | 11.4338 | 11.4338 | 11.4338 | 11.4338 | 11.4338 | 11.4338 | 11.4338 | 11.4338 | 11.4338 | 11.4338 | 11.4338 | 11.4338 | 11.4338 | 11.4338 | 11.4338 | 11.4338 | 0 | 0 | 0 | 0 | 0 | 0 | 0 | 0 | 0 | 0 | 0 | 0 | 0 | 0 | 0 | 0 | 0 | 0 | 0 | 0 | 0 | 0 | 0 | 0
[19 empty] | Customer willingness to pay | Input | £000s | 0 | 0 | 0 | 0 | 0 | 0 | 0 | 0 | 0 | 0 | 0 | 0 | 0 | 0 | 0 | 0 | 0 | 0 | 0 | 0 | 0 | 0 | 0 | 0 | 0 | 0 | 0 | 0 | 0 | 0 | 0 | 0 | 0 | 0 | 0 | 0 | 0 | 0 | 0 | 0 | 0 | 0 | 0 | 0 | 0 | 0 | 0 | 0 | 0 | 0 | 0 | 0 | 0 | 0 | 0 | 0 | 0 | 0 | 0 | 0 | 0 | 0 | 0 | 0 | 0 | 0 | 0 | 0 | 0 | 0 | 0 | 0 | 0 | 0 | 0 | 0 | 0 | 0 | 0 | 0 | 0 | 0 | 0 | 0 | 0 | 0 | 0 | 0 | 0 | 0 | 0 | 0 | 0 | 0 | 0 | 0 | 0 | 0 | 0 | 0 | 0 | 0 | 0 | 0
[19 empty] | Total | Sum of above (excl WAFU) | £000s | 2826.2666 | 4239.3999 | 8478.7998 | 9891.933 | 12718.1996 | 14131.3329 | 18370.7328 | 28262.6658 | 28262.6658 | 14131.3329 | 5664.5048 | 5660.4998 | 5656.4947 | 5652.4896 | 5648.4845 | 5644.4795 | 5640.4744 | 5636.4693 | 5632.4642 | 5628.4592 | 6253.7596 | 6564.4072 | 7504.3604 | 7815.008 | 8440.3084 | 8754.9612 | 9698.9194 | 11901.4886 | 11901.4886 | 8754.9612 | 5608.4338 | 5608.4338 | 5608.4338 | 5608.4338 | 5608.4338 | 5608.4338 | 5608.4338 | 5608.4338 | 5608.4338 | 5608.4338 | 6237.7392 | 6552.392 | 7496.3502 | 7811.0029 | 8440.3084 | 8754.9612 | 9698.9194 | 11901.4886 | 11901.4886 | 8754.9612 | 5608.4338 | 5608.4338 | 5608.4338 | 5608.4338 | 5608.4338 | 5608.4338 | 5608.4338 | 5608.4338 | 5608.4338 | 5608.4338 | 6860.0346 | 7485.8351 | 9363.2364 | 9989.0368 | 11240.6377 | 11866.4381 | 13743.8394 | 18124.4425 | 18124.4425 | 11866.4381 | 5608.4338 | 5608.4338 | 5608.4338 | 5608.4338 | 5608.4338 | 5608.4338 | 5608.4338 | 5608.4338 | 5608.4338 | 5608.4338 | 0 | 0 | 0 | 0 | 0 | 0 | 0 | 0 | 0 | 0 | 0 | 0 | 0 | 0 | 0 | 0 | 0 | 0 | 0 | 0 | 0 | 0 | 0 | 0
58.6a | Options to reduce potable water exports | [20 empty] | 0 | 0 | 0 | 0 | 0 | 0 | 0 | 0 | 0 | 0 | 0 | 0 | 0 | 0 | 0 | 0 | 0 | 0 | 0 | 0 | 0 | 0 | 0 | 0 | 0 | 0 | 0 | 0 | 0 | 0 | 0 | 0 | 0 | 0 | 0 | 0 | 0 | 0 | 0 | 0 | 0 | 0 | 0 | 0 | 0 | 0 | 0 | 0 | 0 | 0 | 0 | 0 | 0 | 0 | 0 | 0 | 0 | 0 | 0 | 0 | 0 | 0 | 0 | 0 | 0 | 0 | 0 | 0 | 0 | 0 | 0 | 0 | 0 | 0 | 0 | 0 | 0 | 0 | 0 | 0 | 0 | 0 | 0 | 0 | 0 | 0 | 0 | 0 | 0 | 0 | 0 | 0 | 0 | 0 | 0 | 0 | 0 | 0 | 0 | 0 | 0 | 0 | 0 | 0
58.7a | Other options to increase Deployable Output | [20 empty] | 0 | 0 | 0 | 0 | 0 | 0 | 0 | 0 | 0 | 0 | 0 | 0 | 0 | 0 | 0 | 0 | 0 | 0 | 0 | 0 | 0 | 0 | 0 | 0 | 0 | 0 | 0 | 0 | 0 | 0 | 0 | 0 | 0 | 0 | 0 | 0 | 0 | 0 | 0 | 0 | 0 | 0 | 0 | 0 | 0 | 0 | 0 | 0 | 0 | 0 | 0 | 0 | 0 | 0 | 0 | 0 | 0 | 0 | 0 | 0 | 0 | 0 | 0 | 0 | 0 | 0 | 0 | 0 | 0 | 0 | 0 | 0 | 0 | 0 | 0 | 0 | 0 | 0 | 0 | 0 | 0 | 0 | 0 | 0 | 0 | 0 | 0 | 0 | 0 | 0 | 0 | 0 | 0 | 0 | 0 | 0 | 0 | 0 | 0 | 0 | 0 | 0 | 0 | 0
58.1x | Site R to Ambergate pipeline capacity increase | BAM01 | Bulk supply | N | 2025-26 | Capacity | 7.5 | 65308.3688 | 69997.5992 | 8135.216 | 0 | 429.9278 | 97.311 | 78660.0539 | 119.6368 | 120.4441 | 3 | 3 | Gains in WAFU / Savings in demand | Input | Ml/d | 0 | 0 | 0 | 0 | 0 | 7.5 | 7.5 | 7.5 | 7.5 | 7.5 | 7.5 | 7.5 | 7.5 | 7.5 | 7.5 | 7.5 | 7.5 | 7.5 | 7.5 | 7.5 | 7.5 | 7.5 | 7.5 | 7.5 | 7.5 | 7.5 | 7.5 | 7.5 | 7.5 | 7.5 | 7.5 | 7.5 | 7.5 | 7.5 | 7.5 | 7.5 | 7.5 | 7.5 | 7.5 | 7.5 | 7.5 | 7.5 | 7.5 | 7.5 | 7.5 | 7.5 | 7.5 | 7.5 | 7.5 | 7.5 | 7.5 | 7.5 | 7.5 | 7.5 | 7.5 | 7.5 | 7.5 | 7.5 | 7.5 | 7.5 | 7.5 | 7.5 | 7.5 | 7.5 | 7.5 | 7.5 | 7.5 | 7.5 | 7.5 | 7.5 | 7.5 | 7.5 | 7.5 | 7.5 | 7.5 | 7.5 | 7.5 | 7.5 | 7.5 | 7.5 | 0 | 0 | 0 | 0 | 0 | 0 | 0 | 0 | 0 | 0 | 0 | 0 | 0 | 0 | 0 | 0 | 0 | 0 | 0 | 0 | 0 | 0 | 0 | 0
[19 empty] | Fixed capex | Input | £000s | 5305.3 | 6063.2 | 7579 | 30316 | 26526.5 | 0 | 0 | 0 | 0 | 0 | 0 | 0 | 0 | 0 | 0 | 0 | 0 | 0 | 0 | 0 | 95.2 | 108.8 | 136 | 544 | 476 | 0 | 0 | 0 | 0 | 0 | 0 | 0 | 0 | 0 | 0 | 0 | 0 | 0 | 0 | 0 | 95.2 | 108.8 | 136 | 544 | 476 | 0 | 0 | 0 | 0 | 0 | 0 | 0 | 0 | 0 | 0 | 0 | 0 | 0 | 0 | 0 | 179.2 | 204.8 | 256 | 1024 | 896 | 0 | 0 | 0 | 0 | 0 | 0 | 0 | 0 | 0 | 0 | 0 | 0 | 0 | 0 | 0 | 0 | 0 | 0 | 0 | 0 | 0 | 0 | 0 | 0 | 0 | 0 | 0 | 0 | 0 | 0 | 0 | 0 | 0 | 0 | 0 | 0 | 0 | 0 | 0
[19 empty] | Variable capex | Input | £000s | 0 | 0 | 0 | 0 | 0 | 0 | 0 | 0 | 0 | 0 | 0 | 0 | 0 | 0 | 0 | 0 | 0 | 0 | 0 | 0 | 0 | 0 | 0 | 0 | 0 | 0 | 0 | 0 | 0 | 0 | 0 | 0 | 0 | 0 | 0 | 0 | 0 | 0 | 0 | 0 | 0 | 0 | 0 | 0 | 0 | 0 | 0 | 0 | 0 | 0 | 0 | 0 | 0 | 0 | 0 | 0 | 0 | 0 | 0 | 0 | 0 | 0 | 0 | 0 | 0 | 0 | 0 | 0 | 0 | 0 | 0 | 0 | 0 | 0 | 0 | 0 | 0 | 0 | 0 | 0 | 0 | 0 | 0 | 0 | 0 | 0 | 0 | 0 | 0 | 0 | 0 | 0 | 0 | 0 | 0 | 0 | 0 | 0 | 0 | 0 | 0 | 0 | 0 | 0
[19 empty] | Financing costs | Input | £000s | 0 | 0 | 0 | 0 | 0 | 0 | 0 | 0 | 0 | 0 | 0 | 0 | 0 | 0 | 0 | 0 | 0 | 0 | 0 | 0 | 0 | 0 | 0 | 0 | 0 | 0 | 0 | 0 | 0 | 0 | 0 | 0 | 0 | 0 | 0 | 0 | 0 | 0 | 0 | 0 | 0 | 0 | 0 | 0 | 0 | 0 | 0 | 0 | 0 | 0 | 0 | 0 | 0 | 0 | 0 | 0 | 0 | 0 | 0 | 0 | 0 | 0 | 0 | 0 | 0 | 0 | 0 | 0 | 0 | 0 | 0 | 0 | 0 | 0 | 0 | 0 | 0 | 0 | 0 | 0
[19 empty] | Fixed opex | Input | £000s | 0 | 0 | 0 | 0 | 0 | 62 | 62 | 62 | 62 | 62 | 62 | 62 | 62 | 62 | 62 | 62 | 62 | 62 | 62 | 62 | 62 | 62 | 62 | 62 | 62 | 62 | 62 | 62 | 62 | 62 | 62 | 62 | 62 | 62 | 62 | 62 | 62 | 62 | 62 | 62 | 62 | 62 | 62 | 62 | 62 | 62 | 62 | 62 | 62 | 62 | 62 | 62 | 62 | 62 | 62 | 62 | 62 | 62 | 62 | 62 | 62 | 62 | 62 | 62 | 62 | 62 | 62 | 62 | 62 | 62 | 62 | 62 | 62 | 62 | 62 | 62 | 62 | 62 | 62 | 62 | 0 | 0 | 0 | 0 | 0 | 0 | 0 | 0 | 0 | 0 | 0 | 0 | 0 | 0 | 0 | 0 | 0 | 0 | 0 | 0 | 0 | 0 | 0 | 0
[19 empty] | Variable opex | Input | £000s | 0 | 0 | 0 | 0 | 0 | 279 | 279 | 279 | 279 | 279 | 279 | 279 | 279 | 279 | 279 | 279 | 279 | 279 | 279 | 279 | 279 | 279 | 279 | 279 | 279 | 279 | 279 | 279 | 279 | 279 | 279 | 279 | 279 | 279 | 279 | 279 | 279 | 279 | 279 | 279 | 279 | 279 | 279 | 279 | 279 | 279 | 279 | 279 | 279 | 279 | 279 | 279 | 279 | 279 | 279 | 279 | 279 | 279 | 279 | 279 | 279 | 279 | 279 | 279 | 279 | 279 | 279 | 279 | 279 | 279 | 279 | 279 | 279 | 279 | 279 | 279 | 279 | 279 | 279 | 279 | 0 | 0 | 0 | 0 | 0 | 0 | 0 | 0 | 0 | 0 | 0 | 0 | 0 | 0 | 0 | 0 | 0 | 0 | 0 | 0 | 0 | 0 | 0 | 0
[19 empty] | Opex savings | Input | £000s | 0 | 0 | 0 | 0 | 0 | 0 | 0 | 0 | 0 | 0 | 0 | 0 | 0 | 0 | 0 | 0 | 0 | 0 | 0 | 0 | 0 | 0 | 0 | 0 | 0 | 0 | 0 | 0 | 0 | 0 | 0 | 0 | 0 | 0 | 0 | 0 | 0 | 0 | 0 | 0 | 0 | 0 | 0 | 0 | 0 | 0 | 0 | 0 | 0 | 0 | 0 | 0 | 0 | 0 | 0 | 0 | 0 | 0 | 0 | 0 | 0 | 0 | 0 | 0 | 0 | 0 | 0 | 0 | 0 | 0 | 0 | 0 | 0 | 0 | 0 | 0 | 0 | 0 | 0 | 0 | 0 | 0 | 0 | 0 | 0 | 0 | 0 | 0 | 0 | 0 | 0 | 0 | 0 | 0 | 0 | 0 | 0 | 0 | 0 | 0 | 0 | 0 | 0 | 0
[19 empty] | Fixed env & social | Input | £000s | 4.844 | 5.536 | 6.92 | 27.68 | 24.22 | 0 | 0 | 0 | 0 | 0 | 0 | 0 | 0 | 0 | 0 | 0 | 0 | 0 | 0 | 0 | 0.086922 | 0.09934 | 0.12417 | 0.4967 | 0.43461 | 0 | 0 | 0 | 0 | 0 | 0 | 0 | 0 | 0 | 0 | 0 | 0 | 0 | 0 | 0 | 0.086922 | 0.09934 | 0.12417 | 0.4967 | 0.43461 | 0 | 0 | 0 | 0 | 0 | 0 | 0 | 0 | 0 | 0 | 0 | 0 | 0 | 0 | 0 | 0.16362 | 0.18699 | 0.23374 | 0.93496 | 0.81809 | 0 | 0 | 0 | 0 | 0 | 0 | 0 | 0 | 0 | 0 | 0 | 0 | 0 | 0 | 0 | 0 | 0 | 0 | 0 | 0 | 0 | 0 | 0 | 0 | 0 | 0 | 0 | 0 | 0 | 0 | 0 | 0 | 0 | 0 | 0 | 0 | 0 | 0 | 0
[19 empty] | Variable env & social | Input | £000s | 0 | 0 | 0 | 0 | 0 | 1.4 | 1.4 | 1.4 | 1.4 | 1.4 | 1.4 | 1.4 | 1.4 | 1.4 | 1.4 | 1.4 | 1.4 | 1.4 | 1.4 | 1.4 | 1.4 | 1.4 | 1.4 | 1.4 | 1.4 | 1.4 | 1.4 | 1.4 | 1.4 | 1.4 | 1.4 | 1.4 | 1.4 | 1.4 | 1.4 | 1.4 | 1.4 | 1.4 | 1.4 | 1.4 | 1.4 | 1.4 | 1.4 | 1.4 | 1.4 | 1.4 | 1.4 | 1.4 | 1.4 | 1.4 | 1.4 | 1.4 | 1.4 | 1.4 | 1.4 | 1.4 | 1.4 | 1.4 | 1.4 | 1.4 | 1.4 | 1.4 | 1.4 | 1.4 | 1.4 | 1.4 | 1.4 | 1.4 | 1.4 | 1.4 | 1.4 | 1.4 | 1.4 | 1.4 | 1.4 | 1.4 | 1.4 | 1.4 | 1.4 | 1.4 | 0 | 0 | 0 | 0 | 0 | 0 | 0 | 0 | 0 | 0 | 0 | 0 | 0 | 0 | 0 | 0 | 0 | 0 | 0 | 0 | 0 | 0 | 0 | 0
[19 empty] | Fixed carbon costs | Input | £000s | 13.448 | 15.3692 | 19.2114 | 76.8458 | 67.24 | 0 | 0 | 0 | 0 | 0 | 0 | 0 | 0 | 0 | 0 | 0 | 0 | 0 | 0 | 0 | 0.24132 | 0.27579 | 0.34474 | 1.3789 | 1.2066 | 0 | 0 | 0 | 0 | 0 | 0 | 0 | 0 | 0 | 0 | 0 | 0 | 0 | 0 | 0 | 0.24132 | 0.27579 | 0.34474 | 1.3789 | 1.2066 | 0 | 0 | 0 | 0 | 0 | 0 | 0 | 0 | 0 | 0 | 0 | 0 | 0 | 0 | 0 | 0.45424 | 0.51913 | 0.64892 | 2.5957 | 2.2712 | 0 | 0 | 0 | 0 | 0 | 0 | 0 | 0 | 0 | 0 | 0 | 0 | 0 | 0 | 0 | 0 | 0 | 0 | 0 | 0 | 0 | 0 | 0 | 0 | 0 | 0 | 0 | 0 | 0 | 0 | 0 | 0 | 0 | 0 | 0 | 0 | 0 | 0 | 0
[19 empty] | Variable carbon costs | Input | £000s | 0 | 0 | 0 | 0 | 0 | 28.0032 | 25.9412 | 24.6561 | 24.2182 | 22.5678 | 21.3038 | 20.0399 | 18.7759 | 17.5119 | 16.248 | 14.984 | 13.7201 | 12.4561 | 11.1921 | 9.9282 | 8.6642 | 7.4003 | 6.1363 | 4.8723 | 3.6084 | 3.6084 | 3.6084 | 3.6084 | 3.6084 | 3.6084 | 3.6084 | 3.6084 | 3.6084 | 3.6084 | 3.6084 | 3.6084 | 3.6084 | 3.6084 | 3.6084 | 3.6084 | 3.6084 | 3.6084 | 3.6084 | 3.6084 | 3.6084 | 3.6084 | 3.6084 | 3.6084 | 3.6084 | 3.6084 | 3.6084 | 3.6084 | 3.6084 | 3.6084 | 3.6084 | 3.6084 | 3.6084 | 3.6084 | 3.6084 | 3.6084 | 3.6084 | 3.6084 | 3.6084 | 3.6084 | 3.6084 | 3.6084 | 3.6084 | 3.6084 | 3.6084 | 3.6084 | 3.6084 | 3.6084 | 3.6084 | 3.6084 | 3.6084 | 3.6084 | 3.6084 | 3.6084 | 3.6084 | 3.6084 | 0 | 0 | 0 | 0 | 0 | 0 | 0 | 0 | 0 | 0 | 0 | 0 | 0 | 0 | 0 | 0 | 0 | 0 | 0 | 0 | 0 | 0 | 0 | 0
[19 empty] | Customer willingness to pay | Input | £000s | 0 | 0 | 0 | 0 | 0 | 0 | 0 | 0 | 0 | 0 | 0 | 0 | 0 | 0 | 0 | 0 | 0 | 0 | 0 | 0 | 0 | 0 | 0 | 0 | 0 | 0 | 0 | 0 | 0 | 0 | 0 | 0 | 0 | 0 | 0 | 0 | 0 | 0 | 0 | 0 | 0 | 0 | 0 | 0 | 0 | 0 | 0 | 0 | 0 | 0 | 0 | 0 | 0 | 0 | 0 | 0 | 0 | 0 | 0 | 0 | 0 | 0 | 0 | 0 | 0 | 0 | 0 | 0 | 0 | 0 | 0 | 0 | 0 | 0 | 0 | 0 | 0 | 0 | 0 | 0 | 0 | 0 | 0 | 0 | 0 | 0 | 0 | 0 | 0 | 0 | 0 | 0 | 0 | 0 | 0 | 0 | 0 | 0 | 0 | 0 | 0 | 0 | 0 | 0
[19 empty] | Total | Sum of above (excl WAFU) | £000s | 5323.592 | 6084.1052 | 7605.1314 | 30420.5258 | 26617.96 | 370.4032 | 368.3412 | 367.0561 | 366.6182 | 364.9678 | 363.7038 | 362.4399 | 361.1759 | 359.9119 | 358.648 | 357.384 | 356.1201 | 354.8561 | 353.5921 | 352.3282 | 446.5925 | 458.9754 | 485.0052 | 893.148 | 823.6496 | 346.0084 | 346.0084 | 346.0084 | 346.0084 | 346.0084 | 346.0084 | 346.0084 | 346.0084 | 346.0084 | 346.0084 | 346.0084 | 346.0084 | 346.0084 | 346.0084 | 346.0084 | 441.5366 | 455.1835 | 482.4773 | 891.884 | 823.6496 | 346.0084 | 346.0084 | 346.0084 | 346.0084 | 346.0084 | 346.0084 | 346.0084 | 346.0084 | 346.0084 | 346.0084 | 346.0084 | 346.0084 | 346.0084 | 346.0084 | 346.0084 | 525.8262 | 551.5145 | 602.891 | 1373.539 | 1245.0977 | 346.0084 | 346.0084 | 346.0084 | 346.0084 | 346.0084 | 346.0084 | 346.0084 | 346.0084 | 346.0084 | 346.0084 | 346.0084 | 346.0084 | 346.0084 | 346.0084 | 346.0084 | 0 | 0 | 0 | 0 | 0 | 0 | 0 | 0 | 0 | 0 | 0 | 0 | 0 | 0 | 0 | 0 | 0 | 0 | 0 | 0 | 0 | 0 | 0 | 0
58.1x | Site R to Grindleford pipeline capacity increase | BAM03 | Bulk supply | N | 2025-26 | Capacity | 7.5 | 65308.3688 | 1858.1766 | 4079.5365 | 0 | 30.4212 | 0 | 5968.1343 | 9.0918 | 9.1384 | 3 | 3 | Gains in WAFU / Savings in demand | Input | Ml/d | 0 | 0 | 0 | 0 | 0 | 7.5 | 7.5 | 7.5 | 7.5 | 7.5 | 7.5 | 7.5 | 7.5 | 7.5 | 7.5 | 7.5 | 7.5 | 7.5 | 7.5 | 7.5 | 7.5 | 7.5 | 7.5 | 7.5 | 7.5 | 7.5 | 7.5 | 7.5 | 7.5 | 7.5 | 7.5 | 7.5 | 7.5 | 7.5 | 7.5 | 7.5 | 7.5 | 7.5 | 7.5 | 7.5 | 7.5 | 7.5 | 7.5 | 7.5 | 7.5 | 7.5 | 7.5 | 7.5 | 7.5 | 7.5 | 7.5 | 7.5 | 7.5 | 7.5 | 7.5 | 7.5 | 7.5 | 7.5 | 7.5 | 7.5 | 7.5 | 7.5 | 7.5 | 7.5 | 7.5 | 7.5 | 7.5 | 7.5 | 7.5 | 7.5 | 7.5 | 7.5 | 7.5 | 7.5 | 7.5 | 7.5 | 7.5 | 7.5 | 7.5 | 7.5 | 0 | 0 | 0 | 0 | 0 | 0 | 0 | 0 | 0 | 0 | 0 | 0 | 0 | 0 | 0 | 0 | 0 | 0 | 0 | 0 | 0 | 0 | 0 | 0
[19 empty] | Fixed capex | Input | £000s | 143.5 | 164 | 205 | 820 | 717.5 | 0 | 0 | 0 | 0 | 0 | 0 | 0 | 0 | 0 | 0 | 0 | 0 | 0 | 0 | 0 | 0 | 0 | 0 | 0 | 0 | 0 | 0 | 0 | 0 | 0 | 0 | 0 | 0 | 0 | 0 | 0 | 0 | 0 | 0 | 0 | 0 | 0 | 0 | 0 | 0 | 0 | 0 | 0 | 0 | 0 | 0 | 0 | 0 | 0 | 0 | 0 | 0 | 0 | 0 | 0 | 0 | 0 | 0 | 0 | 0 | 0 | 0 | 0 | 0 | 0 | 0 | 0 | 0 | 0 | 0 | 0 | 0 | 0 | 0 | 0 | 0 | 0 | 0 | 0 | 0 | 0 | 0 | 0 | 0 | 0 | 0 | 0 | 0 | 0 | 0 | 0 | 0 | 0 | 0 | 0 | 0 | 0 | 0 | 0
[19 empty] | Variable capex | Input | £000s | 0 | 0 | 0 | 0 | 0 | 0 | 0 | 0 | 0 | 0 | 0 | 0 | 0 | 0 | 0 | 0 | 0 | 0 | 0 | 0 | 0 | 0 | 0 | 0 | 0 | 0 | 0 | 0 | 0 | 0 | 0 | 0 | 0 | 0 | 0 | 0 | 0 | 0 | 0 | 0 | 0 | 0 | 0 | 0 | 0 | 0 | 0 | 0 | 0 | 0 | 0 | 0 | 0 | 0 | 0 | 0 | 0 | 0 | 0 | 0 | 0 | 0 | 0 | 0 | 0 | 0 | 0 | 0 | 0 | 0 | 0 | 0 | 0 | 0 | 0 | 0 | 0 | 0 | 0 | 0 | 0 | 0 | 0 | 0 | 0 | 0 | 0 | 0 | 0 | 0 | 0 | 0 | 0 | 0 | 0 | 0 | 0 | 0 | 0 | 0 | 0 | 0 | 0 | 0
[19 empty] | Financing costs | Input | £000s | 0 | 0 | 0 | 0 | 0 | 0 | 0 | 0 | 0 | 0 | 0 | 0 | 0 | 0 | 0 | 0 | 0 | 0 | 0 | 0 | 0 | 0 | 0 | 0 | 0 | 0 | 0 | 0 | 0 | 0 | 0 | 0 | 0 | 0 | 0 | 0 | 0 | 0 | 0 | 0 | 0 | 0 | 0 | 0 | 0 | 0 | 0 | 0 | 0 | 0 | 0 | 0 | 0 | 0 | 0 | 0 | 0 | 0 | 0 | 0 | 0 | 0 | 0 | 0 | 0 | 0 | 0 | 0 | 0 | 0 | 0 | 0 | 0 | 0 | 0 | 0 | 0 | 0 | 0 | 0
[19 empty] | Fixed opex | Input | £000s | 0 | 0 | 0 | 0 | 0 | 78 | 78 | 78 | 78 | 78 | 78 | 78 | 78 | 78 | 78 | 78 | 78 | 78 | 78 | 78 | 78 | 78 | 78 | 78 | 78 | 78 | 78 | 78 | 78 | 78 | 78 | 78 | 78 | 78 | 78 | 78 | 78 | 78 | 78 | 78 | 78 | 78 | 78 | 78 | 78 | 78 | 78 | 78 | 78 | 78 | 78 | 78 | 78 | 78 | 78 | 78 | 78 | 78 | 78 | 78 | 78 | 78 | 78 | 78 | 78 | 78 | 78 | 78 | 78 | 78 | 78 | 78 | 78 | 78 | 78 | 78 | 78 | 78 | 78 | 78 | 0 | 0 | 0 | 0 | 0 | 0 | 0 | 0 | 0 | 0 | 0 | 0 | 0 | 0 | 0 | 0 | 0 | 0 | 0 | 0 | 0 | 0 | 0 | 0
[19 empty] | Variable opex | Input | £000s | 0 | 0 | 0 | 0 | 0 | 93 | 93 | 93 | 93 | 93 | 93 | 93 | 93 | 93 | 93 | 93 | 93 | 93 | 93 | 93 | 93 | 93 | 93 | 93 | 93 | 93 | 93 | 93 | 93 | 93 | 93 | 93 | 93 | 93 | 93 | 93 | 93 | 93 | 93 | 93 | 93 | 93 | 93 | 93 | 93 | 93 | 93 | 93 | 93 | 93 | 93 | 93 | 93 | 93 | 93 | 93 | 93 | 93 | 93 | 93 | 93 | 93 | 93 | 93 | 93 | 93 | 93 | 93 | 93 | 93 | 93 | 93 | 93 | 93 | 93 | 93 | 93 | 93 | 93 | 93 | 0 | 0 | 0 | 0 | 0 | 0 | 0 | 0 | 0 | 0 | 0 | 0 | 0 | 0 | 0 | 0 | 0 | 0 | 0 | 0 | 0 | 0 | 0 | 0
[19 empty] | Opex savings | Input | £000s | 0 | 0 | 0 | 0 | 0 | 0 | 0 | 0 | 0 | 0 | 0 | 0 | 0 | 0 | 0 | 0 | 0 | 0 | 0 | 0 | 0 | 0 | 0 | 0 | 0 | 0 | 0 | 0 | 0 | 0 | 0 | 0 | 0 | 0 | 0 | 0 | 0 | 0 | 0 | 0 | 0 | 0 | 0 | 0 | 0 | 0 | 0 | 0 | 0 | 0 | 0 | 0 | 0 | 0 | 0 | 0 | 0 | 0 | 0 | 0 | 0 | 0 | 0 | 0 | 0 | 0 | 0 | 0 | 0 | 0 | 0 | 0 | 0 | 0 | 0 | 0 | 0 | 0 | 0 | 0 | 0 | 0 | 0 | 0 | 0 | 0 | 0 | 0 | 0 | 0 | 0 | 0 | 0 | 0 | 0 | 0 | 0 | 0 | 0 | 0 | 0 | 0 | 0 | 0
[19 empty] | Fixed env & social | Input | £000s | 0 | 0 | 0 | 0 | 0 | 0 | 0 | 0 | 0 | 0 | 0 | 0 | 0 | 0 | 0 | 0 | 0 | 0 | 0 | 0 | 0 | 0 | 0 | 0 | 0 | 0 | 0 | 0 | 0 | 0 | 0 | 0 | 0 | 0 | 0 | 0 | 0 | 0 | 0 | 0 | 0 | 0 | 0 | 0 | 0 | 0 | 0 | 0 | 0 | 0 | 0 | 0 | 0 | 0 | 0 | 0 | 0 | 0 | 0 | 0 | 0 | 0 | 0 | 0 | 0 | 0 | 0 | 0 | 0 | 0 | 0 | 0 | 0 | 0 | 0 | 0 | 0 | 0 | 0 | 0 | 0 | 0 | 0 | 0 | 0 | 0 | 0 | 0 | 0 | 0 | 0 | 0 | 0 | 0 | 0 | 0 | 0 | 0 | 0 | 0 | 0 | 0 | 0 | 0
[19 empty] | Variable env & social | Input | £000s | 0 | 0 | 0 | 0 | 0 | 0 | 0 | 0 | 0 | 0 | 0 | 0 | 0 | 0 | 0 | 0 | 0 | 0 | 0 | 0 | 0 | 0 | 0 | 0 | 0 | 0 | 0 | 0 | 0 | 0 | 0 | 0 | 0 | 0 | 0 | 0 | 0 | 0 | 0 | 0 | 0 | 0 | 0 | 0 | 0 | 0 | 0 | 0 | 0 | 0 | 0 | 0 | 0 | 0 | 0 | 0 | 0 | 0 | 0 | 0 | 0 | 0 | 0 | 0 | 0 | 0 | 0 | 0 | 0 | 0 | 0 | 0 | 0 | 0 | 0 | 0 | 0 | 0 | 0 | 0 | 0 | 0 | 0 | 0 | 0 | 0 | 0 | 0 | 0 | 0 | 0 | 0 | 0 | 0 | 0 | 0 | 0 | 0 | 0 | 0 | 0 | 0 | 0 | 0
[19 empty] | Fixed carbon costs | Input | £000s | 0 | 0 | 0 | 0 | 0 | 0 | 0 | 0 | 0 | 0 | 0 | 0 | 0 | 0 | 0 | 0 | 0 | 0 | 0 | 0 | 0 | 0 | 0 | 0 | 0 | 0 | 0 | 0 | 0 | 0 | 0 | 0 | 0 | 0 | 0 | 0 | 0 | 0 | 0 | 0 | 0 | 0 | 0 | 0 | 0 | 0 | 0 | 0 | 0 | 0 | 0 | 0 | 0 | 0 | 0 | 0 | 0 | 0 | 0 | 0 | 0 | 0 | 0 | 0 | 0 | 0 | 0 | 0 | 0 | 0 | 0 | 0 | 0 | 0 | 0 | 0 | 0 | 0 | 0 | 0 | 0 | 0 | 0 | 0 | 0 | 0 | 0 | 0 | 0 | 0 | 0 | 0 | 0 | 0 | 0 | 0 | 0 | 0 | 0 | 0 | 0 | 0 | 0 | 0
[19 empty] | Variable carbon costs | Input | £000s | 0 | 0 | 0 | 0 | 0 | 3.3739 | 3.1254 | 2.9706 | 2.9179 | 2.719 | 2.5667 | 2.4144 | 2.2622 | 2.1099 | 1.9576 | 1.8053 | 1.653 | 1.5007 | 1.3484 | 1.1962 | 1.0439 | 0.8916 | 0.73931 | 0.58703 | 0.43474 | 0.43474 | 0.43474 | 0.43474 | 0.43474 | 0.43474 | 0.43474 | 0.43474 | 0.43474 | 0.43474 | 0.43474 | 0.43474 | 0.43474 | 0.43474 | 0.43474 | 0.43474 | 0.43474 | 0.43474 | 0.43474 | 0.43474 | 0.43474 | 0.43474 | 0.43474 | 0.43474 | 0.43474 | 0.43474 | 0.43474 | 0.43474 | 0.43474 | 0.43474 | 0.43474 | 0.43474 | 0.43474 | 0.43474 | 0.43474 | 0.43474 | 0.43474 | 0.43474 | 0.43474 | 0.43474 | 0.43474 | 0.43474 | 0.43474 | 0.43474 | 0.43474 | 0.43474 | 0.43474 | 0.43474 | 0.43474 | 0.43474 | 0.43474 | 0.43474 | 0.43474 | 0.43474 | 0.43474 | 0.43474 | 0 | 0 | 0 | 0 | 0 | 0 | 0 | 0 | 0 | 0 | 0 | 0 | 0 | 0 | 0 | 0 | 0 | 0 | 0 | 0 | 0 | 0 | 0 | 0
[19 empty] | Customer willingness to pay | Input | £000s | 0 | 0 | 0 | 0 | 0 | 0 | 0 | 0 | 0 | 0 | 0 | 0 | 0 | 0 | 0 | 0 | 0 | 0 | 0 | 0 | 0 | 0 | 0 | 0 | 0 | 0 | 0 | 0 | 0 | 0 | 0 | 0 | 0 | 0 | 0 | 0 | 0 | 0 | 0 | 0 | 0 | 0 | 0 | 0 | 0 | 0 | 0 | 0 | 0 | 0 | 0 | 0 | 0 | 0 | 0 | 0 | 0 | 0 | 0 | 0 | 0 | 0 | 0 | 0 | 0 | 0 | 0 | 0 | 0 | 0 | 0 | 0 | 0 | 0 | 0 | 0 | 0 | 0 | 0 | 0 | 0 | 0 | 0 | 0 | 0 | 0 | 0 | 0 | 0 | 0 | 0 | 0 | 0 | 0 | 0 | 0 | 0 | 0 | 0 | 0 | 0 | 0 | 0 | 0
[19 empty] | Total | Sum of above (excl WAFU) | £000s | 143.5 | 164 | 205 | 820 | 717.5 | 174.3739 | 174.1254 | 173.9706 | 173.9179 | 173.719 | 173.5667 | 173.4144 | 173.2622 | 173.1099 | 172.9576 | 172.8053 | 172.653 | 172.5007 | 172.3484 | 172.1962 | 172.0439 | 171.8916 | 171.7393 | 171.587 | 171.4347 | 171.4347 | 171.4347 | 171.4347 | 171.4347 | 171.4347 | 171.4347 | 171.4347 | 171.4347 | 171.4347 | 171.4347 | 171.4347 | 171.4347 | 171.4347 | 171.4347 | 171.4347 | 171.4347 | 171.4347 | 171.4347 | 171.4347 | 171.4347 | 171.4347 | 171.4347 | 171.4347 | 171.4347 | 171.4347 | 171.4347 | 171.4347 | 171.4347 | 171.4347 | 171.4347 | 171.4347 | 171.4347 | 171.4347 | 171.4347 | 171.4347 | 171.4347 | 171.4347 | 171.4347 | 171.4347 | 171.4347 | 171.4347 | 171.4347 | 171.4347 | 171.4347 | 171.4347 | 171.4347 | 171.4347 | 171.4347 | 171.4347 | 171.4347 | 171.4347 | 171.4347 | 171.4347 | 171.4347 | 171.4347 | 0 | 0 | 0 | 0 | 0 | 0 | 0 | 0 | 0 | 0 | 0 | 0 | 0 | 0 | 0 | 0 | 0 | 0 | 0 | 0 | 0 | 0 | 0 | 0
58.1x | Carsington to Site L, Site J and Site F | CARSC01 | Reservoir enlargement | N | 2035-36 | Capacity | 100 | 606246.6515 | 531607.5597 | 54014.0852 | 0 | 1883.8166 | 210.4744 | 587715.936 | 96.5979 | 96.9434 | 1 | 3 | Gains in WAFU / Savings in demand | Input | Ml/d | 0 | 0 | 0 | 0 | 0 | 0 | 0 | 0 | 0 | 0 | 0 | 0 | 0 | 0 | 0 | 100 | 100 | 100 | 100 | 100 | 100 | 100 | 100 | 100 | 100 | 100 | 100 | 100 | 100 | 100 | 100 | 100 | 100 | 100 | 100 | 100 | 100 | 100 | 100 | 100 | 100 | 100 | 100 | 100 | 100 | 100 | 100 | 100 | 100 | 100 | 100 | 100 | 100 | 100 | 100 | 100 | 100 | 100 | 100 | 100 | 100 | 100 | 100 | 100 | 100 | 100 | 100 | 100 | 100 | 100 | 100 | 100 | 100 | 100 | 100 | 100 | 100 | 100 | 100 | 100 | 0 | 0 | 0 | 0 | 0 | 0 | 0 | 0 | 0 | 0 | 0 | 0 | 0 | 0 | 0 | 0 | 0 | 0 | 0 | 0 | 0 | 0 | 0 | 0
[19 empty] | Fixed capex | Input | £000s | 6165.1 | 12330.2 | 12330.2 | 18495.3 | 18495.3 | 30825.5 | 36990.6 | 61651 | 61651 | 61651 | 61651 | 61651 | 61651 | 61651 | 49320.8 | 0 | 0 | 0 | 0 | 0 | 353 | 706 | 706 | 1059 | 1059 | 1765 | 2118 | 3530 | 3530 | 3530 | 3530 | 3530 | 3530 | 3530 | 2824 | 0 | 0 | 0 | 0 | 0 | 353 | 706 | 706 | 1059 | 1059 | 1765 | 2118 | 3530 | 3530 | 3530 | 3530 | 3530 | 3530 | 3530 | 2824 | 0 | 0 | 0 | 0 | 0 | 4893.6 | 9787.2 | 9787.2 | 14680.8 | 14680.8 | 24468 | 29361.6 | 48936 | 48936 | 48936 | 48936 | 48936 | 48936 | 48936 | 39148.8 | 0 | 0 | 0 | 0 | 0 | 0 | 0 | 0 | 0 | 0 | 0 | 0 | 0 | 0 | 0 | 0 | 0 | 0 | 0 | 0 | 0 | 0 | 0 | 0 | 0 | 0 | 0 | 0 | 0
[19 empty] | Variable capex | Input | £000s | 0 | 0 | 0 | 0 | 0 | 0 | 0 | 0 | 0 | 0 | 0 | 0 | 0 | 0 | 0 | 0 | 0 | 0 | 0 | 0 | 0 | 0 | 0 | 0 | 0 | 0 | 0 | 0 | 0 | 0 | 0 | 0 | 0 | 0 | 0 | 0 | 0 | 0 | 0 | 0 | 0 | 0 | 0 | 0 | 0 | 0 | 0 | 0 | 0 | 0 | 0 | 0 | 0 | 0 | 0 | 0 | 0 | 0 | 0 | 0 | 0 | 0 | 0 | 0 | 0 | 0 | 0 | 0 | 0 | 0 | 0 | 0 | 0 | 0 | 0 | 0 | 0 | 0 | 0 | 0 | 0 | 0 | 0 | 0 | 0 | 0 | 0 | 0 | 0 | 0 | 0 | 0 | 0 | 0 | 0 | 0 | 0 | 0 | 0 | 0 | 0 | 0 | 0 | 0
[19 empty] | Financing costs | Input | £000s | 0 | 0 | 0 | 0 | 0 | 0 | 0 | 0 | 0 | 0 | 0 | 0 | 0 | 0 | 0 | 0 | 0 | 0 | 0 | 0 | 0 | 0 | 0 | 0 | 0 | 0 | 0 | 0 | 0 | 0 | 0 | 0 | 0 | 0 | 0 | 0 | 0 | 0 | 0 | 0 | 0 | 0 | 0 | 0 | 0 | 0 | 0 | 0 | 0 | 0 | 0 | 0 | 0 | 0 | 0 | 0 | 0 | 0 | 0 | 0 | 0 | 0 | 0 | 0 | 0 | 0 | 0 | 0 | 0 | 0 | 0 | 0 | 0 | 0 | 0 | 0 | 0 | 0 | 0 | 0
[19 empty] | Fixed opex | Input | £000s | 0 | 0 | 0 | 0 | 0 | 0 | 0 | 0 | 0 | 0 | 0 | 0 | 0 | 0 | 0 | 620 | 620 | 620 | 620 | 620 | 620 | 620 | 620 | 620 | 620 | 620 | 620 | 620 | 620 | 620 | 620 | 620 | 620 | 620 | 620 | 620 | 620 | 620 | 620 | 620 | 620 | 620 | 620 | 620 | 620 | 620 | 620 | 620 | 620 | 620 | 620 | 620 | 620 | 620 | 620 | 620 | 620 | 620 | 620 | 620 | 620 | 620 | 620 | 620 | 620 | 620 | 620 | 620 | 620 | 620 | 620 | 620 | 620 | 620 | 620 | 620 | 620 | 620 | 620 | 620 | 0 | 0 | 0 | 0 | 0 | 0 | 0 | 0 | 0 | 0 | 0 | 0 | 0 | 0 | 0 | 0 | 0 | 0 | 0 | 0 | 0 | 0 | 0 | 0
[19 empty] | Variable opex | Input | £000s | 0 | 0 | 0 | 0 | 0 | 0 | 0 | 0 | 0 | 0 | 0 | 0 | 0 | 0 | 0 | 2632 | 2632 | 2632 | 2632 | 2632 | 2632 | 2632 | 2632 | 2632 | 2632 | 2632 | 2632 | 2632 | 2632 | 2632 | 2632 | 2632 | 2632 | 2632 | 2632 | 2632 | 2632 | 2632 | 2632 | 2632 | 2632 | 2632 | 2632 | 2632 | 2632 | 2632 | 2632 | 2632 | 2632 | 2632 | 2632 | 2632 | 2632 | 2632 | 2632 | 2632 | 2632 | 2632 | 2632 | 2632 | 2632 | 2632 | 2632 | 2632 | 2632 | 2632 | 2632 | 2632 | 2632 | 2632 | 2632 | 2632 | 2632 | 2632 | 2632 | 2632 | 2632 | 2632 | 2632 | 2632 | 0 | 0 | 0 | 0 | 0 | 0 | 0 | 0 | 0 | 0 | 0 | 0 | 0 | 0 | 0 | 0 | 0 | 0 | 0 | 0 | 0 | 0 | 0 | 0
[19 empty] | Opex savings | Input | £000s | 0 | 0 | 0 | 0 | 0 | 0 | 0 | 0 | 0 | 0 | 0 | 0 | 0 | 0 | 0 | 0 | 0 | 0 | 0 | 0 | 0 | 0 | 0 | 0 | 0 | 0 | 0 | 0 | 0 | 0 | 0 | 0 | 0 | 0 | 0 | 0 | 0 | 0 | 0 | 0 | 0 | 0 | 0 | 0 | 0 | 0 | 0 | 0 | 0 | 0 | 0 | 0 | 0 | 0 | 0 | 0 | 0 | 0 | 0 | 0 | 0 | 0 | 0 | 0 | 0 | 0 | 0 | 0 | 0 | 0 | 0 | 0 | 0 | 0 | 0 | 0 | 0 | 0 | 0 | 0 | 0 | 0 | 0 | 0 | 0 | 0 | 0 | 0 | 0 | 0 | 0 | 0 | 0 | 0 | 0 | 0 | 0 | 0 | 0 | 0 | 0 | 0 | 0 | 0
[19 empty] | Fixed env & social | Input | £000s | 0.5975 | 1.195 | 1.195 | 1.7925 | 1.7925 | 2.9875 | 3.585 | 5.975 | 5.975 | 5.975 | 5.975 | 5.975 | 5.975 | 5.975 | 4.78 | 0 | 0 | 0 | 0 | 0 | 0.034212 | 0.068423 | 0.068423 | 0.10263 | 0.10263 | 0.17106 | 0.20527 | 0.34212 | 0.34212 | 0.34212 | 0.34212 | 0.34212 | 0.34212 | 0.34212 | 0.27369 | 0 | 0 | 0 | 0 | 0 | 0.034212 | 0.068423 | 0.068423 | 0.10263 | 0.10263 | 0.17106 | 0.20527 | 0.34212 | 0.34212 | 0.34212 | 0.34212 | 0.34212 | 0.34212 | 0.34212 | 0.27369 | 0 | 0 | 0 | 0 | 0 | 0.47427 | 0.94854 | 0.94854 | 1.4228 | 1.4228 | 2.3714 | 2.8456 | 4.7427 | 4.7427 | 4.7427 | 4.7427 | 4.7427 | 4.7427 | 4.7427 | 3.7942 | 0 | 0 | 0 | 0 | 0 | 0 | 0 | 0 | 0 | 0 | 0 | 0 | 0 | 0 | 0 | 0 | 0 | 0 | 0 | 0 | 0 | 0 | 0 | 0 | 0 | 0 | 0 | 0 | 0
[19 empty] | Variable env & social | Input | £000s | 0 | 0 | 0 | 0 | 0 | 0 | 0 | 0 | 0 | 0 | 0 | 0 | 0 | 0 | 0 | 9.57 | 9.57 | 9.57 | 9.57 | 9.57 | 9.57 | 9.57 | 9.57 | 9.57 | 9.57 | 9.57 | 9.57 | 9.57 | 9.57 | 9.57 | 9.57 | 9.57 | 9.57 | 9.57 | 9.57 | 9.57 | 9.57 | 9.57 | 9.57 | 9.57 | 9.57 | 9.57 | 9.57 | 9.57 | 9.57 | 9.57 | 9.57 | 9.57 | 9.57 | 9.57 | 9.57 | 9.57 | 9.57 | 9.57 | 9.57 | 9.57 | 9.57 | 9.57 | 9.57 | 9.57 | 9.57 | 9.57 | 9.57 | 9.57 | 9.57 | 9.57 | 9.57 | 9.57 | 9.57 | 9.57 | 9.57 | 9.57 | 9.57 | 9.57 | 9.57 | 9.57 | 9.57 | 9.57 | 9.57 | 9.57 | 0 | 0 | 0 | 0 | 0 | 0 | 0 | 0 | 0 | 0 | 0 | 0 | 0 | 0 | 0 | 0 | 0 | 0 | 0 | 0 | 0 | 0 | 0 | 0
[19 empty] | Fixed carbon costs | Input | £000s | 10.9125 | 21.825 | 21.825 | 32.7375 | 32.7375 | 54.5624 | 65.4749 | 109.1249 | 109.1249 | 109.1249 | 109.1249 | 109.1249 | 109.1249 | 109.1249 | 87.2999 | 0 | 0 | 0 | 0 | 0 | 0.62482 | 1.2496 | 1.2496 | 1.8745 | 1.8745 | 3.1241 | 3.7489 | 6.2482 | 6.2482 | 6.2482 | 6.2482 | 6.2482 | 6.2482 | 6.2482 | 4.9986 | 0 | 0 | 0 | 0 | 0 | 0.62482 | 1.2496 | 1.2496 | 1.8745 | 1.8745 | 3.1241 | 3.7489 | 6.2482 | 6.2482 | 6.2482 | 6.2482 | 6.2482 | 6.2482 | 6.2482 | 4.9986 | 0 | 0 | 0 | 0 | 0 | 8.6619 | 17.3238 | 17.3238 | 25.9856 | 25.9856 | 43.3094 | 51.9713 | 86.6188 | 86.6188 | 86.6188 | 86.6188 | 86.6188 | 86.6188 | 86.6188 | 69.295 | 0 | 0 | 0 | 0 | 0 | 0 | 0 | 0 | 0 | 0 | 0 | 0 | 0 | 0 | 0 | 0 | 0 | 0 | 0 | 0 | 0 | 0 | 0 | 0 | 0 | 0 | 0 | 0 | 0
[19 empty] | Variable carbon costs | Input | £000s | 0 | 0 | 0 | 0 | 0 | 0 | 0 | 0 | 0 | 0 | 0 | 0 | 0 | 0 | 0 | 155.256 | 142.1596 | 129.0631 | 115.9667 | 102.8702 | 89.7738 | 76.6773 | 63.5809 | 50.4844 | 37.388 | 37.388 | 37.388 | 37.388 | 37.388 | 37.388 | 37.388 | 37.388 | 37.388 | 37.388 | 37.388 | 37.388 | 37.388 | 37.388 | 37.388 | 37.388 | 37.388 | 37.388 | 37.388 | 37.388 | 37.388 | 37.388 | 37.388 | 37.388 | 37.388 | 37.388 | 37.388 | 37.388 | 37.388 | 37.388 | 37.388 | 37.388 | 37.388 | 37.388 | 37.388 | 37.388 | 37.388 | 37.388 | 37.388 | 37.388 | 37.388 | 37.388 | 37.388 | 37.388 | 37.388 | 37.388 | 37.388 | 37.388 | 37.388 | 37.388 | 37.388 | 37.388 | 37.388 | 37.388 | 37.388 | 37.388 | 0 | 0 | 0 | 0 | 0 | 0 | 0 | 0 | 0 | 0 | 0 | 0 | 0 | 0 | 0 | 0 | 0 | 0 | 0 | 0 | 0 | 0 | 0 | 0
[19 empty] | Customer willingness to pay | Input | £000s | 0 | 0 | 0 | 0 | 0 | 0 | 0 | 0 | 0 | 0 | 0 | 0 | 0 | 0 | 0 | 0 | 0 | 0 | 0 | 0 | 0 | 0 | 0 | 0 | 0 | 0 | 0 | 0 | 0 | 0 | 0 | 0 | 0 | 0 | 0 | 0 | 0 | 0 | 0 | 0 | 0 | 0 | 0 | 0 | 0 | 0 | 0 | 0 | 0 | 0 | 0 | 0 | 0 | 0 | 0 | 0 | 0 | 0 | 0 | 0 | 0 | 0 | 0 | 0 | 0 | 0 | 0 | 0 | 0 | 0 | 0 | 0 | 0 | 0 | 0 | 0 | 0 | 0 | 0 | 0 | 0 | 0 | 0 | 0 | 0 | 0 | 0 | 0 | 0 | 0 | 0 | 0 | 0 | 0 | 0 | 0 | 0 | 0 | 0 | 0 | 0 | 0 | 0 | 0
[19 empty] | Total | Sum of above (excl WAFU) | £000s | 6176.61 | 12353.22 | 12353.22 | 18529.83 | 18529.83 | 30883.0499 | 37059.6599 | 61766.0999 | 61766.0999 | 61766.0999 | 61766.0999 | 61766.0999 | 61766.0999 | 61766.0999 | 49412.8799 | 3416.826 | 3403.7296 | 3390.6331 | 3377.5367 | 3364.4402 | 3705.0028 | 4045.5654 | 4032.469 | 4373.0315 | 4359.9351 | 5067.2532 | 5420.9122 | 6835.5484 | 6835.5484 | 6835.5484 | 6835.5484 | 6835.5484 | 6835.5484 | 6835.5484 | 6128.2303 | 3298.958 | 3298.958 | 3298.958 | 3298.958 | 3298.958 | 3652.617 | 4006.2761 | 4006.2761 | 4359.9351 | 4359.9351 | 5067.2532 | 5420.9122 | 6835.5484 | 6835.5484 | 6835.5484 | 6835.5484 | 6835.5484 | 6835.5484 | 6835.5484 | 6128.2303 | 3298.958 | 3298.958 | 3298.958 | 3298.958 | 3298.958 | 8201.6941 | 13104.4303 | 13104.4303 | 18007.1664 | 18007.1664 | 27812.6387 | 32715.3749 | 52326.3195 | 52326.3195 | 52326.3195 | 52326.3195 | 52326.3195 | 52326.3195 | 52326.3195 | 42520.8472 | 3298.958 | 3298.958 | 3298.958 | 3298.958 | 3298.958 | 0 | 0 | 0 | 0 | 0 | 0 | 0 | 0 | 0 | 0 | 0 | 0 | 0 | 0 | 0 | 0 | 0 | 0 | 0 | 0 | 0 | 0 | 0 | 0
58.1x | Carsington to Site L, Site F and Site E | CARSC02 | Reservoir enlargement | N | 2035-36 | Capacity | 100 | 606246.6515 | 552313.4429 | 74825.7853 | 0 | 2561.8683 | 381.7146 | 630082.8111 | 103.4462 | 103.9318 | 1 | 3 | Gains in WAFU / Savings in demand | Input | Ml/d | 0 | 0 | 0 | 0 | 0 | 0 | 0 | 0 | 0 | 0 | 0 | 0 | 0 | 0 | 0 | 100 | 100 | 100 | 100 | 100 | 100 | 100 | 100 | 100 | 100 | 100 | 100 | 100 | 100 | 100 | 100 | 100 | 100 | 100 | 100 | 100 | 100 | 100 | 100 | 100 | 100 | 100 | 100 | 100 | 100 | 100 | 100 | 100 | 100 | 100 | 100 | 100 | 100 | 100 | 100 | 100 | 100 | 100 | 100 | 100 | 100 | 100 | 100 | 100 | 100 | 100 | 100 | 100 | 100 | 100 | 100 | 100 | 100 | 100 | 100 | 100 | 100 | 100 | 100 | 100 | 0 | 0 | 0 | 0 | 0 | 0 | 0 | 0 | 0 | 0 | 0 | 0 | 0 | 0 | 0 | 0 | 0 | 0 | 0 | 0 | 0 | 0 | 0 | 0
[19 empty] | Fixed capex | Input | £000s | 6329.2 | 12658.4 | 12658.4 | 18987.6 | 18987.6 | 31646 | 37975.2 | 63292 | 63292 | 63292 | 63292 | 63292 | 63292 | 63292 | 50633.6 | 0 | 0 | 0 | 0 | 0 | 480.2 | 960.4 | 960.4 | 1440.6 | 1440.6 | 2401 | 2881.2 | 4802 | 4802 | 4802 | 4802 | 4802 | 4802 | 4802 | 3841.6 | 0 | 0 | 0 | 0 | 0 | 480.2 | 960.4 | 960.4 | 1440.6 | 1440.6 | 2401 | 2881.2 | 4802 | 4802 | 4802 | 4802 | 4802 | 4802 | 4802 | 3841.6 | 0 | 0 | 0 | 0 | 0 | 5000.7 | 10001.4 | 10001.4 | 15002.1 | 15002.1 | 25003.5 | 30004.2 | 50007 | 50007 | 50007 | 50007 | 50007 | 50007 | 50007 | 40005.6 | 0 | 0 | 0 | 0 | 0 | 0 | 0 | 0 | 0 | 0 | 0 | 0 | 0 | 0 | 0 | 0 | 0 | 0 | 0 | 0 | 0 | 0 | 0 | 0 | 0 | 0 | 0 | 0 | 0
[19 empty] | Variable capex | Input | £000s | 0 | 0 | 0 | 0 | 0 | 0 | 0 | 0 | 0 | 0 | 0 | 0 | 0 | 0 | 0 | 0 | 0 | 0 | 0 | 0 | 0 | 0 | 0 | 0 | 0 | 0 | 0 | 0 | 0 | 0 | 0 | 0 | 0 | 0 | 0 | 0 | 0 | 0 | 0 | 0 | 0 | 0 | 0 | 0 | 0 | 0 | 0 | 0 | 0 | 0 | 0 | 0 | 0 | 0 | 0 | 0 | 0 | 0 | 0 | 0 | 0 | 0 | 0 | 0 | 0 | 0 | 0 | 0 | 0 | 0 | 0 | 0 | 0 | 0 | 0 | 0 | 0 | 0 | 0 | 0 | 0 | 0 | 0 | 0 | 0 | 0 | 0 | 0 | 0 | 0 | 0 | 0 | 0 | 0 | 0 | 0 | 0 | 0 | 0 | 0 | 0 | 0 | 0 | 0
[19 empty] | Financing costs | Input | £000s | 0 | 0 | 0 | 0 | 0 | 0 | 0 | 0 | 0 | 0 | 0 | 0 | 0 | 0 | 0 | 0 | 0 | 0 | 0 | 0 | 0 | 0 | 0 | 0 | 0 | 0 | 0 | 0 | 0 | 0 | 0 | 0 | 0 | 0 | 0 | 0 | 0 | 0 | 0 | 0 | 0 | 0 | 0 | 0 | 0 | 0 | 0 | 0 | 0 | 0 | 0 | 0 | 0 | 0 | 0 | 0 | 0 | 0 | 0 | 0 | 0 | 0 | 0 | 0 | 0 | 0 | 0 | 0 | 0 | 0 | 0 | 0 | 0 | 0 | 0 | 0 | 0 | 0 | 0 | 0
[19 empty] | Fixed opex | Input | £000s | 0 | 0 | 0 | 0 | 0 | 0 | 0 | 0 | 0 | 0 | 0 | 0 | 0 | 0 | 0 | 624 | 624 | 624 | 624 | 624 | 624 | 624 | 624 | 624 | 624 | 624 | 624 | 624 | 624 | 624 | 624 | 624 | 624 | 624 | 624 | 624 | 624 | 624 | 624 | 624 | 624 | 624 | 624 | 624 | 624 | 624 | 624 | 624 | 624 | 624 | 624 | 624 | 624 | 624 | 624 | 624 | 624 | 624 | 624 | 624 | 624 | 624 | 624 | 624 | 624 | 624 | 624 | 624 | 624 | 624 | 624 | 624 | 624 | 624 | 624 | 624 | 624 | 624 | 624 | 624 | 0 | 0 | 0 | 0 | 0 | 0 | 0 | 0 | 0 | 0 | 0 | 0 | 0 | 0 | 0 | 0 | 0 | 0 | 0 | 0 | 0 | 0 | 0 | 0
[19 empty] | Variable opex | Input | £000s | 0 | 0 | 0 | 0 | 0 | 0 | 0 | 0 | 0 | 0 | 0 | 0 | 0 | 0 | 0 | 3881 | 3881 | 3881 | 3881 | 3881 | 3881 | 3881 | 3881 | 3881 | 3881 | 3881 | 3881 | 3881 | 3881 | 3881 | 3881 | 3881 | 3881 | 3881 | 3881 | 3881 | 3881 | 3881 | 3881 | 3881 | 3881 | 3881 | 3881 | 3881 | 3881 | 3881 | 3881 | 3881 | 3881 | 3881 | 3881 | 3881 | 3881 | 3881 | 3881 | 3881 | 3881 | 3881 | 3881 | 3881 | 3881 | 3881 | 3881 | 3881 | 3881 | 3881 | 3881 | 3881 | 3881 | 3881 | 3881 | 3881 | 3881 | 3881 | 3881 | 3881 | 3881 | 3881 | 3881 | 3881 | 0 | 0 | 0 | 0 | 0 | 0 | 0 | 0 | 0 | 0 | 0 | 0 | 0 | 0 | 0 | 0 | 0 | 0 | 0 | 0 | 0 | 0 | 0 | 0
[19 empty] | Opex savings | Input | £000s | 0 | 0 | 0 | 0 | 0 | 0 | 0 | 0 | 0 | 0 | 0 | 0 | 0 | 0 | 0 | 0 | 0 | 0 | 0 | 0 | 0 | 0 | 0 | 0 | 0 | 0 | 0 | 0 | 0 | 0 | 0 | 0 | 0 | 0 | 0 | 0 | 0 | 0 | 0 | 0 | 0 | 0 | 0 | 0 | 0 | 0 | 0 | 0 | 0 | 0 | 0 | 0 | 0 | 0 | 0 | 0 | 0 | 0 | 0 | 0 | 0 | 0 | 0 | 0 | 0 | 0 | 0 | 0 | 0 | 0 | 0 | 0 | 0 | 0 | 0 | 0 | 0 | 0 | 0 | 0 | 0 | 0 | 0 | 0 | 0 | 0 | 0 | 0 | 0 | 0 | 0 | 0 | 0 | 0 | 0 | 0 | 0 | 0 | 0 | 0 | 0 | 0 | 0 | 0
[19 empty] | Fixed env & social | Input | £000s | 0.7236 | 1.4472 | 1.4472 | 2.1708 | 2.1708 | 3.618 | 4.3416 | 7.236 | 7.236 | 7.236 | 7.236 | 7.236 | 7.236 | 7.236 | 5.7888 | 0 | 0 | 0 | 0 | 0 | 0.0549 | 0.1098 | 0.1098 | 0.1647 | 0.1647 | 0.2745 | 0.3294 | 0.549 | 0.549 | 0.549 | 0.549 | 0.549 | 0.549 | 0.549 | 0.4392 | 0 | 0 | 0 | 0 | 0 | 0.0549 | 0.1098 | 0.1098 | 0.1647 | 0.1647 | 0.2745 | 0.3294 | 0.549 | 0.549 | 0.549 | 0.549 | 0.549 | 0.549 | 0.549 | 0.4392 | 0 | 0 | 0 | 0 | 0 | 0.57172 | 1.1434 | 1.1434 | 1.7151 | 1.7151 | 2.8586 | 3.4303 | 5.7172 | 5.7172 | 5.7172 | 5.7172 | 5.7172 | 5.7172 | 5.7172 | 4.5737 | 0 | 0 | 0 | 0 | 0 | 0 | 0 | 0 | 0 | 0 | 0 | 0 | 0 | 0 | 0 | 0 | 0 | 0 | 0 | 0 | 0 | 0 | 0 | 0 | 0 | 0 | 0 | 0 | 0
[19 empty] | Variable env & social | Input | £000s | 0 | 0 | 0 | 0 | 0 | 0 | 0 | 0 | 0 | 0 | 0 | 0 | 0 | 0 | 0 | 19.18 | 19.18 | 19.18 | 19.18 | 19.18 | 19.18 | 19.18 | 19.18 | 19.18 | 19.18 | 19.18 | 19.18 | 19.18 | 19.18 | 19.18 | 19.18 | 19.18 | 19.18 | 19.18 | 19.18 | 19.18 | 19.18 | 19.18 | 19.18 | 19.18 | 19.18 | 19.18 | 19.18 | 19.18 | 19.18 | 19.18 | 19.18 | 19.18 | 19.18 | 19.18 | 19.18 | 19.18 | 19.18 | 19.18 | 19.18 | 19.18 | 19.18 | 19.18 | 19.18 | 19.18 | 19.18 | 19.18 | 19.18 | 19.18 | 19.18 | 19.18 | 19.18 | 19.18 | 19.18 | 19.18 | 19.18 | 19.18 | 19.18 | 19.18 | 19.18 | 19.18 | 19.18 | 19.18 | 19.18 | 19.18 | 0 | 0 | 0 | 0 | 0 | 0 | 0 | 0 | 0 | 0 | 0 | 0 | 0 | 0 | 0 | 0 | 0 | 0 | 0 | 0 | 0 | 0 | 0 | 0
[19 empty] | Fixed carbon costs | Input | £000s | 10.6004 | 21.2008 | 21.2008 | 31.8013 | 31.8013 | 53.0021 | 63.6025 | 106.0042 | 106.0042 | 106.0042 | 106.0042 | 106.0042 | 106.0042 | 106.0042 | 84.8034 | 0 | 0 | 0 | 0 | 0 | 0.80426 | 1.6085 | 1.6085 | 2.4128 | 2.4128 | 4.0213 | 4.8256 | 8.0426 | 8.0426 | 8.0426 | 8.0426 | 8.0426 | 8.0426 | 8.0426 | 6.4341 | 0 | 0 | 0 | 0 | 0 | 0.80426 | 1.6085 | 1.6085 | 2.4128 | 2.4128 | 4.0213 | 4.8256 | 8.0426 | 8.0426 | 8.0426 | 8.0426 | 8.0426 | 8.0426 | 8.0426 | 6.4341 | 0 | 0 | 0 | 0 | 0 | 8.3754 | 16.7508 | 16.7508 | 25.1262 | 25.1262 | 41.877 | 50.2524 | 83.7539 | 83.7539 | 83.7539 | 83.7539 | 83.7539 | 83.7539 | 83.7539 | 67.0031 | 0 | 0 | 0 | 0 | 0 | 0 | 0 | 0 | 0 | 0 | 0 | 0 | 0 | 0 | 0 | 0 | 0 | 0 | 0 | 0 | 0 | 0 | 0 | 0 | 0 | 0 | 0 | 0 | 0
[19 empty] | Variable carbon costs | Input | £000s | 0 | 0 | 0 | 0 | 0 | 0 | 0 | 0 | 0 | 0 | 0 | 0 | 0 | 0 | 0 | 269.5317 | 246.7956 | 224.0596 | 201.3236 | 178.5875 | 155.8515 | 133.1154 | 110.3794 | 87.6433 | 64.9073 | 64.9073 | 64.9073 | 64.9073 | 64.9073 | 64.9073 | 64.9073 | 64.9073 | 64.9073 | 64.9073 | 64.9073 | 64.9073 | 64.9073 | 64.9073 | 64.9073 | 64.9073 | 64.9073 | 64.9073 | 64.9073 | 64.9073 | 64.9073 | 64.9073 | 64.9073 | 64.9073 | 64.9073 | 64.9073 | 64.9073 | 64.9073 | 64.9073 | 64.9073 | 64.9073 | 64.9073 | 64.9073 | 64.9073 | 64.9073 | 64.9073 | 64.9073 | 64.9073 | 64.9073 | 64.9073 | 64.9073 | 64.9073 | 64.9073 | 64.9073 | 64.9073 | 64.9073 | 64.9073 | 64.9073 | 64.9073 | 64.9073 | 64.9073 | 64.9073 | 64.9073 | 64.9073 | 64.9073 | 64.9073 | 0 | 0 | 0 | 0 | 0 | 0 | 0 | 0 | 0 | 0 | 0 | 0 | 0 | 0 | 0 | 0 | 0 | 0 | 0 | 0 | 0 | 0 | 0 | 0
[19 empty] | Customer willingness to pay | Input | £000s | 0 | 0 | 0 | 0 | 0 | 0 | 0 | 0 | 0 | 0 | 0 | 0 | 0 | 0 | 0 | 0 | 0 | 0 | 0 | 0 | 0 | 0 | 0 | 0 | 0 | 0 | 0 | 0 | 0 | 0 | 0 | 0 | 0 | 0 | 0 | 0 | 0 | 0 | 0 | 0 | 0 | 0 | 0 | 0 | 0 | 0 | 0 | 0 | 0 | 0 | 0 | 0 | 0 | 0 | 0 | 0 | 0 | 0 | 0 | 0 | 0 | 0 | 0 | 0 | 0 | 0 | 0 | 0 | 0 | 0 | 0 | 0 | 0 | 0 | 0 | 0 | 0 | 0 | 0 | 0 | 0 | 0 | 0 | 0 | 0 | 0 | 0 | 0 | 0 | 0 | 0 | 0 | 0 | 0 | 0 | 0 | 0 | 0 | 0 | 0 | 0 | 0 | 0 | 0
[19 empty] | Total | Sum of above (excl WAFU) | £000s | 6340.524 | 12681.048 | 12681.048 | 19021.5721 | 19021.5721 | 31702.6201 | 38043.1441 | 63405.2402 | 63405.2402 | 63405.2402 | 63405.2402 | 63405.2402 | 63405.2402 | 63405.2402 | 50724.1922 | 4793.7117 | 4770.9756 | 4748.2396 | 4725.5036 | 4702.7675 | 5161.0906 | 5619.4137 | 5596.6777 | 6055.0008 | 6032.2648 | 6994.3831 | 7475.4422 | 9399.6789 | 9399.6789 | 9399.6789 | 9399.6789 | 9399.6789 | 9399.6789 | 9399.6789 | 8437.5606 | 4589.0873 | 4589.0873 | 4589.0873 | 4589.0873 | 4589.0873 | 5070.1464 | 5551.2056 | 5551.2056 | 6032.2648 | 6032.2648 | 6994.3831 | 7475.4422 | 9399.6789 | 9399.6789 | 9399.6789 | 9399.6789 | 9399.6789 | 9399.6789 | 9399.6789 | 8437.5606 | 4589.0873 | 4589.0873 | 4589.0873 | 4589.0873 | 4589.0873 | 9598.7344 | 14608.3815 | 14608.3815 | 19618.0286 | 19618.0286 | 29637.3228 | 34646.9699 | 54685.5584 | 54685.5584 | 54685.5584 | 54685.5584 | 54685.5584 | 54685.5584 | 54685.5584 | 44666.2642 | 4589.0873 | 4589.0873 | 4589.0873 | 4589.0873 | 4589.0873 | 0 | 0 | 0 | 0 | 0 | 0 | 0 | 0 | 0 | 0 | 0 | 0 | 0 | 0 | 0 | 0 | 0 | 0 | 0 | 0 | 0 | 0 | 0 | 0
58.1x | Carsington to Site L, Site J, Site F, and Site E | CARSC03 | Reservoir enlargement | N | 2035-36 | Capacity | 100 | 606246.6515 | 593326.0128 | 83794.9139 | 0 | 2907.6847 | 356.8285 | 680385.4399 | 111.6907 | 112.2291 | 1 | 3 | Gains in WAFU / Savings in demand | Input | Ml/d | 0 | 0 | 0 | 0 | 0 | 0 | 0 | 0 | 0 | 0 | 0 | 0 | 0 | 0 | 0 | 100 | 100 | 100 | 100 | 100 | 100 | 100 | 100 | 100 | 100 | 100 | 100 | 100 | 100 | 100 | 100 | 100 | 100 | 100 | 100 | 100 | 100 | 100 | 100 | 100 | 100 | 100 | 100 | 100 | 100 | 100 | 100 | 100 | 100 | 100 | 100 | 100 | 100 | 100 | 100 | 100 | 100 | 100 | 100 | 100 | 100 | 100 | 100 | 100 | 100 | 100 | 100 | 100 | 100 | 100 | 100 | 100 | 100 | 100 | 100 | 100 | 100 | 100 | 100 | 100 | 0 | 0 | 0 | 0 | 0 | 0 | 0 | 0 | 0 | 0 | 0 | 0 | 0 | 0 | 0 | 0 | 0 | 0 | 0 | 0 | 0 | 0 | 0 | 0
[19 empty] | Fixed capex | Input | £000s | 6646.2 | 13292.4 | 13292.4 | 19938.6 | 19938.6 | 33231 | 39877.2 | 66462 | 66462 | 66462 | 66462 | 66462 | 66462 | 66462 | 53169.6 | 0 | 0 | 0 | 0 | 0 | 704.8 | 1409.6 | 1409.6 | 2114.4 | 2114.4 | 3524 | 4228.8 | 7048 | 7048 | 7048 | 7048 | 7048 | 7048 | 7048 | 5638.4 | 0 | 0 | 0 | 0 | 0 | 704.8 | 1409.6 | 1409.6 | 2114.4 | 2114.4 | 3524 | 4228.8 | 7048 | 7048 | 7048 | 7048 | 7048 | 7048 | 7048 | 5638.4 | 0 | 0 | 0 | 0 | 0 | 5404.4 | 10808.8 | 10808.8 | 16213.2 | 16213.2 | 27022 | 32426.4 | 54044 | 54044 | 54044 | 54044 | 54044 | 54044 | 54044 | 43235.2 | 0 | 0 | 0 | 0 | 0 | 0 | 0 | 0 | 0 | 0 | 0 | 0 | 0 | 0 | 0 | 0 | 0 | 0 | 0 | 0 | 0 | 0 | 0 | 0 | 0 | 0 | 0 | 0 | 0
[19 empty] | Variable capex | Input | £000s | 0 | 0 | 0 | 0 | 0 | 0 | 0 | 0 | 0 | 0 | 0 | 0 | 0 | 0 | 0 | 0 | 0 | 0 | 0 | 0 | 0 | 0 | 0 | 0 | 0 | 0 | 0 | 0 | 0 | 0 | 0 | 0 | 0 | 0 | 0 | 0 | 0 | 0 | 0 | 0 | 0 | 0 | 0 | 0 | 0 | 0 | 0 | 0 | 0 | 0 | 0 | 0 | 0 | 0 | 0 | 0 | 0 | 0 | 0 | 0 | 0 | 0 | 0 | 0 | 0 | 0 | 0 | 0 | 0 | 0 | 0 | 0 | 0 | 0 | 0 | 0 | 0 | 0 | 0 | 0 | 0 | 0 | 0 | 0 | 0 | 0 | 0 | 0 | 0 | 0 | 0 | 0 | 0 | 0 | 0 | 0 | 0 | 0 | 0 | 0 | 0 | 0 | 0 | 0
[19 empty] | Financing costs | Input | £000s | 0 | 0 | 0 | 0 | 0 | 0 | 0 | 0 | 0 | 0 | 0 | 0 | 0 | 0 | 0 | 0 | 0 | 0 | 0 | 0 | 0 | 0 | 0 | 0 | 0 | 0 | 0 | 0 | 0 | 0 | 0 | 0 | 0 | 0 | 0 | 0 | 0 | 0 | 0 | 0 | 0 | 0 | 0 | 0 | 0 | 0 | 0 | 0 | 0 | 0 | 0 | 0 | 0 | 0 | 0 | 0 | 0 | 0 | 0 | 0 | 0 | 0 | 0 | 0 | 0 | 0 | 0 | 0 | 0 | 0 | 0 | 0 | 0 | 0 | 0 | 0 | 0 | 0 | 0 | 0
[19 empty] | Fixed opex | Input | £000s | 0 | 0 | 0 | 0 | 0 | 0 | 0 | 0 | 0 | 0 | 0 | 0 | 0 | 0 | 0 | 1068 | 1068 | 1068 | 1068 | 1068 | 1068 | 1068 | 1068 | 1068 | 1068 | 1068 | 1068 | 1068 | 1068 | 1068 | 1068 | 1068 | 1068 | 1068 | 1068 | 1068 | 1068 | 1068 | 1068 | 1068 | 1068 | 1068 | 1068 | 1068 | 1068 | 1068 | 1068 | 1068 | 1068 | 1068 | 1068 | 1068 | 1068 | 1068 | 1068 | 1068 | 1068 | 1068 | 1068 | 1068 | 1068 | 1068 | 1068 | 1068 | 1068 | 1068 | 1068 | 1068 | 1068 | 1068 | 1068 | 1068 | 1068 | 1068 | 1068 | 1068 | 1068 | 1068 | 1068 | 1068 | 0 | 0 | 0 | 0 | 0 | 0 | 0 | 0 | 0 | 0 | 0 | 0 | 0 | 0 | 0 | 0 | 0 | 0 | 0 | 0 | 0 | 0 | 0 | 0
[19 empty] | Variable opex | Input | £000s | 0 | 0 | 0 | 0 | 0 | 0 | 0 | 0 | 0 | 0 | 0 | 0 | 0 | 0 | 0 | 3977 | 3977 | 3977 | 3977 | 3977 | 3977 | 3977 | 3977 | 3977 | 3977 | 3977 | 3977 | 3977 | 3977 | 3977 | 3977 | 3977 | 3977 | 3977 | 3977 | 3977 | 3977 | 3977 | 3977 | 3977 | 3977 | 3977 | 3977 | 3977 | 3977 | 3977 | 3977 | 3977 | 3977 | 3977 | 3977 | 3977 | 3977 | 3977 | 3977 | 3977 | 3977 | 3977 | 3977 | 3977 | 3977 | 3977 | 3977 | 3977 | 3977 | 3977 | 3977 | 3977 | 3977 | 3977 | 3977 | 3977 | 3977 | 3977 | 3977 | 3977 | 3977 | 3977 | 3977 | 3977 | 0 | 0 | 0 | 0 | 0 | 0 | 0 | 0 | 0 | 0 | 0 | 0 | 0 | 0 | 0 | 0 | 0 | 0 | 0 | 0 | 0 | 0 | 0 | 0
[19 empty] | Opex savings | Input | £000s | 0 | 0 | 0 | 0 | 0 | 0 | 0 | 0 | 0 | 0 | 0 | 0 | 0 | 0 | 0 | 0 | 0 | 0 | 0 | 0 | 0 | 0 | 0 | 0 | 0 | 0 | 0 | 0 | 0 | 0 | 0 | 0 | 0 | 0 | 0 | 0 | 0 | 0 | 0 | 0 | 0 | 0 | 0 | 0 | 0 | 0 | 0 | 0 | 0 | 0 | 0 | 0 | 0 | 0 | 0 | 0 | 0 | 0 | 0 | 0 | 0 | 0 | 0 | 0 | 0 | 0 | 0 | 0 | 0 | 0 | 0 | 0 | 0 | 0 | 0 | 0 | 0 | 0 | 0 | 0 | 0 | 0 | 0 | 0 | 0 | 0 | 0 | 0 | 0 | 0 | 0 | 0 | 0 | 0 | 0 | 0 | 0 | 0 | 0 | 0 | 0 | 0 | 0 | 0
[19 empty] | Fixed env & social | Input | £000s | 0.5867 | 1.1734 | 1.1734 | 1.7601 | 1.7601 | 2.9335 | 3.5202 | 5.867 | 5.867 | 5.867 | 5.867 | 5.867 | 5.867 | 5.867 | 4.6936 | 0 | 0 | 0 | 0 | 0 | 0.062217 | 0.12443 | 0.12443 | 0.18665 | 0.18665 | 0.31108 | 0.3733 | 0.62217 | 0.62217 | 0.62217 | 0.62217 | 0.62217 | 0.62217 | 0.62217 | 0.49774 | 0 | 0 | 0 | 0 | 0 | 0.062217 | 0.12443 | 0.12443 | 0.18665 | 0.18665 | 0.31108 | 0.3733 | 0.62217 | 0.62217 | 0.62217 | 0.62217 | 0.62217 | 0.62217 | 0.62217 | 0.49774 | 0 | 0 | 0 | 0 | 0 | 0.47708 | 0.95416 | 0.95416 | 1.4312 | 1.4312 | 2.3854 | 2.8625 | 4.7708 | 4.7708 | 4.7708 | 4.7708 | 4.7708 | 4.7708 | 4.7708 | 3.8166 | 0 | 0 | 0 | 0 | 0 | 0 | 0 | 0 | 0 | 0 | 0 | 0 | 0 | 0 | 0 | 0 | 0 | 0 | 0 | 0 | 0 | 0 | 0 | 0 | 0 | 0 | 0 | 0 | 0
[19 empty] | Variable env & social | Input | £000s | 0 | 0 | 0 | 0 | 0 | 0 | 0 | 0 | 0 | 0 | 0 | 0 | 0 | 0 | 0 | 18.33 | 18.33 | 18.33 | 18.33 | 18.33 | 18.33 | 18.33 | 18.33 | 18.33 | 18.33 | 18.33 | 18.33 | 18.33 | 18.33 | 18.33 | 18.33 | 18.33 | 18.33 | 18.33 | 18.33 | 18.33 | 18.33 | 18.33 | 18.33 | 18.33 | 18.33 | 18.33 | 18.33 | 18.33 | 18.33 | 18.33 | 18.33 | 18.33 | 18.33 | 18.33 | 18.33 | 18.33 | 18.33 | 18.33 | 18.33 | 18.33 | 18.33 | 18.33 | 18.33 | 18.33 | 18.33 | 18.33 | 18.33 | 18.33 | 18.33 | 18.33 | 18.33 | 18.33 | 18.33 | 18.33 | 18.33 | 18.33 | 18.33 | 18.33 | 18.33 | 18.33 | 18.33 | 18.33 | 18.33 | 18.33 | 0 | 0 | 0 | 0 | 0 | 0 | 0 | 0 | 0 | 0 | 0 | 0 | 0 | 0 | 0 | 0 | 0 | 0 | 0 | 0 | 0 | 0 | 0 | 0
[19 empty] | Fixed carbon costs | Input | £000s | 13.0628 | 26.1256 | 26.1256 | 39.1884 | 39.1884 | 65.314 | 78.3768 | 130.628 | 130.628 | 130.628 | 130.628 | 130.628 | 130.628 | 130.628 | 104.5024 | 0 | 0 | 0 | 0 | 0 | 1.3853 | 2.7705 | 2.7705 | 4.1558 | 4.1558 | 6.9263 | 8.3115 | 13.8525 | 13.8525 | 13.8525 | 13.8525 | 13.8525 | 13.8525 | 13.8525 | 11.082 | 0 | 0 | 0 | 0 | 0 | 1.3853 | 2.7705 | 2.7705 | 4.1558 | 4.1558 | 6.9263 | 8.3115 | 13.8525 | 13.8525 | 13.8525 | 13.8525 | 13.8525 | 13.8525 | 13.8525 | 11.082 | 0 | 0 | 0 | 0 | 0 | 10.6221 | 21.2442 | 21.2442 | 31.8663 | 31.8663 | 53.1105 | 63.7326 | 106.221 | 106.221 | 106.221 | 106.221 | 106.221 | 106.221 | 106.221 | 84.9768 | 0 | 0 | 0 | 0 | 0 | 0 | 0 | 0 | 0 | 0 | 0 | 0 | 0 | 0 | 0 | 0 | 0 | 0 | 0 | 0 | 0 | 0 | 0 | 0 | 0 | 0 | 0 | 0 | 0
[19 empty] | Variable carbon costs | Input | £000s | 0 | 0 | 0 | 0 | 0 | 0 | 0 | 0 | 0 | 0 | 0 | 0 | 0 | 0 | 0 | 286.7723 | 262.582 | 238.3916 | 214.2013 | 190.0109 | 165.8205 | 141.6302 | 117.4398 | 93.2495 | 69.0591 | 69.0591 | 69.0591 | 69.0591 | 69.0591 | 69.0591 | 69.0591 | 69.0591 | 69.0591 | 69.0591 | 69.0591 | 69.0591 | 69.0591 | 69.0591 | 69.0591 | 69.0591 | 69.0591 | 69.0591 | 69.0591 | 69.0591 | 69.0591 | 69.0591 | 69.0591 | 69.0591 | 69.0591 | 69.0591 | 69.0591 | 69.0591 | 69.0591 | 69.0591 | 69.0591 | 69.0591 | 69.0591 | 69.0591 | 69.0591 | 69.0591 | 69.0591 | 69.0591 | 69.0591 | 69.0591 | 69.0591 | 69.0591 | 69.0591 | 69.0591 | 69.0591 | 69.0591 | 69.0591 | 69.0591 | 69.0591 | 69.0591 | 69.0591 | 69.0591 | 69.0591 | 69.0591 | 69.0591 | 69.0591 | 0 | 0 | 0 | 0 | 0 | 0 | 0 | 0 | 0 | 0 | 0 | 0 | 0 | 0 | 0 | 0 | 0 | 0 | 0 | 0 | 0 | 0 | 0 | 0
[19 empty] | Customer willingness to pay | Input | £000s | 0 | 0 | 0 | 0 | 0 | 0 | 0 | 0 | 0 | 0 | 0 | 0 | 0 | 0 | 0 | 0 | 0 | 0 | 0 | 0 | 0 | 0 | 0 | 0 | 0 | 0 | 0 | 0 | 0 | 0 | 0 | 0 | 0 | 0 | 0 | 0 | 0 | 0 | 0 | 0 | 0 | 0 | 0 | 0 | 0 | 0 | 0 | 0 | 0 | 0 | 0 | 0 | 0 | 0 | 0 | 0 | 0 | 0 | 0 | 0 | 0 | 0 | 0 | 0 | 0 | 0 | 0 | 0 | 0 | 0 | 0 | 0 | 0 | 0 | 0 | 0 | 0 | 0 | 0 | 0 | 0 | 0 | 0 | 0 | 0 | 0 | 0 | 0 | 0 | 0 | 0 | 0 | 0 | 0 | 0 | 0 | 0 | 0 | 0 | 0 | 0 | 0 | 0 | 0
[19 empty] | Total | Sum of above (excl WAFU) | £000s | 6659.8495 | 13319.699 | 13319.699 | 19979.5485 | 19979.5485 | 33299.2475 | 39959.097 | 66598.495 | 66598.495 | 66598.495 | 66598.495 | 66598.495 | 66598.495 | 66598.495 | 53278.796 | 5350.1023 | 5325.912 | 5301.7216 | 5277.5313 | 5253.3409 | 5935.398 | 6617.4551 | 6593.2648 | 7275.3219 | 7251.1315 | 8663.6264 | 9369.8739 | 12194.8638 | 12194.8638 | 12194.8638 | 12194.8638 | 12194.8638 | 12194.8638 | 12194.8638 | 10782.3688 | 5132.3891 | 5132.3891 | 5132.3891 | 5132.3891 | 5132.3891 | 5838.6366 | 6544.884 | 6544.884 | 7251.1315 | 7251.1315 | 8663.6264 | 9369.8739 | 12194.8638 | 12194.8638 | 12194.8638 | 12194.8638 | 12194.8638 | 12194.8638 | 12194.8638 | 10782.3688 | 5132.3891 | 5132.3891 | 5132.3891 | 5132.3891 | 5132.3891 | 10547.8883 | 15963.3875 | 15963.3875 | 21378.8866 | 21378.8866 | 32209.885 | 37625.3842 | 59287.3809 | 59287.3809 | 59287.3809 | 59287.3809 | 59287.3809 | 59287.3809 | 59287.3809 | 48456.3825 | 5132.3891 | 5132.3891 | 5132.3891 | 5132.3891 | 5132.3891 | 0 | 0 | 0 | 0 | 0 | 0 | 0 | 0 | 0 | 0 | 0 | 0 | 0 | 0 | 0 | 0 | 0 | 0 | 0 | 0 | 0 | 0 | 0 | 0
58.1x | Site U and Site P upgrades supported by River Severn raw water storage capacity increase | CLYWB01 | Reservoir enlargement | N | 2035-36 | Capacity | 90 | 545621.9863 | 193689.4866 | 158736.9657 | 0 | 5860.6698 | 1178.2952 | 359465.4174 | 64.5917 | 65.8818 | 3 | 3 | Gains in WAFU / Savings in demand | Input | Ml/d | 0 | 0 | 0 | 0 | 0 | 0 | 0 | 0 | 0 | 0 | 0 | 0 | 0 | 0 | 0 | 90 | 90 | 90 | 90 | 90 | 90 | 90 | 90 | 90 | 90 | 90 | 90 | 90 | 90 | 90 | 90 | 90 | 90 | 90 | 90 | 90 | 90 | 90 | 90 | 90 | 90 | 90 | 90 | 90 | 90 | 90 | 90 | 90 | 90 | 90 | 90 | 90 | 90 | 90 | 90 | 90 | 90 | 90 | 90 | 90 | 90 | 90 | 90 | 90 | 90 | 90 | 90 | 90 | 90 | 90 | 90 | 90 | 90 | 90 | 90 | 90 | 90 | 90 | 90 | 90 | 0 | 0 | 0 | 0 | 0 | 0 | 0 | 0 | 0 | 0 | 0 | 0 | 0 | 0 | 0 | 0 | 0 | 0 | 0 | 0 | 0 | 0 | 0 | 0
[19 empty] | Fixed capex | Input | £000s | 2127 | 4254 | 4254 | 6381 | 6381 | 10635 | 12762 | 21270 | 21270 | 21270 | 21270 | 21270 | 21270 | 21270 | 17016 | 0 | 0 | 0 | 0 | 0 | 232 | 464 | 464 | 696 | 696 | 1160 | 1392 | 2320 | 2320 | 2320 | 2320 | 2320 | 2320 | 2320 | 1856 | 0 | 0 | 0 | 0 | 0 | 232 | 464 | 464 | 696 | 696 | 1160 | 1392 | 2320 | 2320 | 2320 | 2320 | 2320 | 2320 | 2320 | 1856 | 0 | 0 | 0 | 0 | 0 | 2031.7 | 4063.4 | 4063.4 | 6095.1 | 6095.1 | 10158.5 | 12190.2 | 20317 | 20317 | 20317 | 20317 | 20317 | 20317 | 20317 | 16253.6 | 0 | 0 | 0 | 0 | 0 | 0 | 0 | 0 | 0 | 0 | 0 | 0 | 0 | 0 | 0 | 0 | 0 | 0 | 0 | 0 | 0 | 0 | 0 | 0 | 0 | 0 | 0 | 0 | 0
[19 empty] | Variable capex | Input | £000s | 0 | 0 | 0 | 0 | 0 | 0 | 0 | 0 | 0 | 0 | 0 | 0 | 0 | 0 | 0 | 0 | 0 | 0 | 0 | 0 | 0 | 0 | 0 | 0 | 0 | 0 | 0 | 0 | 0 | 0 | 0 | 0 | 0 | 0 | 0 | 0 | 0 | 0 | 0 | 0 | 0 | 0 | 0 | 0 | 0 | 0 | 0 | 0 | 0 | 0 | 0 | 0 | 0 | 0 | 0 | 0 | 0 | 0 | 0 | 0 | 0 | 0 | 0 | 0 | 0 | 0 | 0 | 0 | 0 | 0 | 0 | 0 | 0 | 0 | 0 | 0 | 0 | 0 | 0 | 0 | 0 | 0 | 0 | 0 | 0 | 0 | 0 | 0 | 0 | 0 | 0 | 0 | 0 | 0 | 0 | 0 | 0 | 0 | 0 | 0 | 0 | 0 | 0 | 0
[19 empty] | Financing costs | Input | £000s | 0 | 0 | 0 | 0 | 0 | 0 | 0 | 0 | 0 | 0 | 0 | 0 | 0 | 0 | 0 | 0 | 0 | 0 | 0 | 0 | 0 | 0 | 0 | 0 | 0 | 0 | 0 | 0 | 0 | 0 | 0 | 0 | 0 | 0 | 0 | 0 | 0 | 0 | 0 | 0 | 0 | 0 | 0 | 0 | 0 | 0 | 0 | 0 | 0 | 0 | 0 | 0 | 0 | 0 | 0 | 0 | 0 | 0 | 0 | 0 | 0 | 0 | 0 | 0 | 0 | 0 | 0 | 0 | 0 | 0 | 0 | 0 | 0 | 0 | 0 | 0 | 0 | 0 | 0 | 0
[19 empty] | Fixed opex | Input | £000s | 0 | 0 | 0 | 0 | 0 | 0 | 0 | 0 | 0 | 0 | 0 | 0 | 0 | 0 | 0 | 1709 | 1709 | 1709 | 1709 | 1709 | 1709 | 1709 | 1709 | 1709 | 1709 | 1709 | 1709 | 1709 | 1709 | 1709 | 1709 | 1709 | 1709 | 1709 | 1709 | 1709 | 1709 | 1709 | 1709 | 1709 | 1709 | 1709 | 1709 | 1709 | 1709 | 1709 | 1709 | 1709 | 1709 | 1709 | 1709 | 1709 | 1709 | 1709 | 1709 | 1709 | 1709 | 1709 | 1709 | 1709 | 1709 | 1709 | 1709 | 1709 | 1709 | 1709 | 1709 | 1709 | 1709 | 1709 | 1709 | 1709 | 1709 | 1709 | 1709 | 1709 | 1709 | 1709 | 1709 | 1709 | 0 | 0 | 0 | 0 | 0 | 0 | 0 | 0 | 0 | 0 | 0 | 0 | 0 | 0 | 0 | 0 | 0 | 0 | 0 | 0 | 0 | 0 | 0 | 0
[19 empty] | Variable opex | Input | £000s | 0 | 0 | 0 | 0 | 0 | 0 | 0 | 0 | 0 | 0 | 0 | 0 | 0 | 0 | 0 | 7848 | 7848 | 7848 | 7848 | 7848 | 7848 | 7848 | 7848 | 7848 | 7848 | 7848 | 7848 | 7848 | 7848 | 7848 | 7848 | 7848 | 7848 | 7848 | 7848 | 7848 | 7848 | 7848 | 7848 | 7848 | 7848 | 7848 | 7848 | 7848 | 7848 | 7848 | 7848 | 7848 | 7848 | 7848 | 7848 | 7848 | 7848 | 7848 | 7848 | 7848 | 7848 | 7848 | 7848 | 7848 | 7848 | 7848 | 7848 | 7848 | 7848 | 7848 | 7848 | 7848 | 7848 | 7848 | 7848 | 7848 | 7848 | 7848 | 7848 | 7848 | 7848 | 7848 | 7848 | 7848 | 0 | 0 | 0 | 0 | 0 | 0 | 0 | 0 | 0 | 0 | 0 | 0 | 0 | 0 | 0 | 0 | 0 | 0 | 0 | 0 | 0 | 0 | 0 | 0
[19 empty] | Opex savings | Input | £000s | 0 | 0 | 0 | 0 | 0 | 0 | 0 | 0 | 0 | 0 | 0 | 0 | 0 | 0 | 0 | 0 | 0 | 0 | 0 | 0 | 0 | 0 | 0 | 0 | 0 | 0 | 0 | 0 | 0 | 0 | 0 | 0 | 0 | 0 | 0 | 0 | 0 | 0 | 0 | 0 | 0 | 0 | 0 | 0 | 0 | 0 | 0 | 0 | 0 | 0 | 0 | 0 | 0 | 0 | 0 | 0 | 0 | 0 | 0 | 0 | 0 | 0 | 0 | 0 | 0 | 0 | 0 | 0 | 0 | 0 | 0 | 0 | 0 | 0 | 0 | 0 | 0 | 0 | 0 | 0 | 0 | 0 | 0 | 0 | 0 | 0 | 0 | 0 | 0 | 0 | 0 | 0 | 0 | 0 | 0 | 0 | 0 | 0 | 0 | 0 | 0 | 0 | 0 | 0
[19 empty] | Fixed env & social | Input | £000s | 2.7781 | 5.5562 | 5.5562 | 8.3343 | 8.3343 | 13.8905 | 16.6686 | 27.781 | 27.781 | 27.781 | 27.781 | 27.781 | 27.781 | 27.781 | 22.2248 | 0 | 0 | 0 | 0 | 0 | 0.30302 | 0.60604 | 0.60604 | 0.90905 | 0.90905 | 1.5151 | 1.8181 | 3.0302 | 3.0302 | 3.0302 | 3.0302 | 3.0302 | 3.0302 | 3.0302 | 2.4241 | 0 | 0 | 0 | 0 | 0 | 0.30302 | 0.60604 | 0.60604 | 0.90905 | 0.90905 | 1.5151 | 1.8181 | 3.0302 | 3.0302 | 3.0302 | 3.0302 | 3.0302 | 3.0302 | 3.0302 | 2.4241 | 0 | 0 | 0 | 0 | 0 | 2.6536 | 5.3073 | 5.3073 | 7.9609 | 7.9609 | 13.2681 | 15.9218 | 26.5363 | 26.5363 | 26.5363 | 26.5363 | 26.5363 | 26.5363 | 26.5363 | 21.229 | 0 | 0 | 0 | 0 | 0 | 0 | 0 | 0 | 0 | 0 | 0 | 0 | 0 | 0 | 0 | 0 | 0 | 0 | 0 | 0 | 0 | 0 | 0 | 0 | 0 | 0 | 0 | 0 | 0
[19 empty] | Variable env & social | Input | £000s | 0 | 0 | 0 | 0 | 0 | 0 | 0 | 0 | 0 | 0 | 0 | 0 | 0 | 0 | 0 | 55.71 | 55.71 | 55.71 | 55.71 | 55.71 | 55.71 | 55.71 | 55.71 | 55.71 | 55.71 | 55.71 | 55.71 | 55.71 | 55.71 | 55.71 | 55.71 | 55.71 | 55.71 | 55.71 | 55.71 | 55.71 | 55.71 | 55.71 | 55.71 | 55.71 | 55.71 | 55.71 | 55.71 | 55.71 | 55.71 | 55.71 | 55.71 | 55.71 | 55.71 | 55.71 | 55.71 | 55.71 | 55.71 | 55.71 | 55.71 | 55.71 | 55.71 | 55.71 | 55.71 | 55.71 | 55.71 | 55.71 | 55.71 | 55.71 | 55.71 | 55.71 | 55.71 | 55.71 | 55.71 | 55.71 | 55.71 | 55.71 | 55.71 | 55.71 | 55.71 | 55.71 | 55.71 | 55.71 | 55.71 | 55.71 | 0 | 0 | 0 | 0 | 0 | 0 | 0 | 0 | 0 | 0 | 0 | 0 | 0 | 0 | 0 | 0 | 0 | 0 | 0 | 0 | 0 | 0 | 0 | 0
[19 empty] | Fixed carbon costs | Input | £000s | 34.0979 | 68.1957 | 68.1957 | 102.2936 | 102.2936 | 170.4893 | 204.5872 | 340.9787 | 340.9787 | 340.9787 | 340.9787 | 340.9787 | 340.9787 | 340.9787 | 272.7829 | 0 | 0 | 0 | 0 | 0 | 3.7192 | 7.4384 | 7.4384 | 11.1576 | 11.1576 | 18.5959 | 22.3151 | 37.1918 | 37.1918 | 37.1918 | 37.1918 | 37.1918 | 37.1918 | 37.1918 | 29.7535 | 0 | 0 | 0 | 0 | 0 | 3.7192 | 7.4384 | 7.4384 | 11.1576 | 11.1576 | 18.5959 | 22.3151 | 37.1918 | 37.1918 | 37.1918 | 37.1918 | 37.1918 | 37.1918 | 37.1918 | 29.7535 | 0 | 0 | 0 | 0 | 0 | 32.5701 | 65.1402 | 65.1402 | 97.7104 | 97.7104 | 162.8506 | 195.4207 | 325.7012 | 325.7012 | 325.7012 | 325.7012 | 325.7012 | 325.7012 | 325.7012 | 260.5609 | 0 | 0 | 0 | 0 | 0 | 0 | 0 | 0 | 0 | 0 | 0 | 0 | 0 | 0 | 0 | 0 | 0 | 0 | 0 | 0 | 0 | 0 | 0 | 0 | 0 | 0 | 0 | 0 | 0
[19 empty] | Variable carbon costs | Input | £000s | 0 | 0 | 0 | 0 | 0 | 0 | 0 | 0 | 0 | 0 | 0 | 0 | 0 | 0 | 0 | 453.7628 | 415.4862 | 377.2095 | 338.9329 | 300.6562 | 262.3795 | 224.1029 | 185.8262 | 147.5496 | 109.2729 | 109.2729 | 109.2729 | 109.2729 | 109.2729 | 109.2729 | 109.2729 | 109.2729 | 109.2729 | 109.2729 | 109.2729 | 109.2729 | 109.2729 | 109.2729 | 109.2729 | 109.2729 | 109.2729 | 109.2729 | 109.2729 | 109.2729 | 109.2729 | 109.2729 | 109.2729 | 109.2729 | 109.2729 | 109.2729 | 109.2729 | 109.2729 | 109.2729 | 109.2729 | 109.2729 | 109.2729 | 109.2729 | 109.2729 | 109.2729 | 109.2729 | 109.2729 | 109.2729 | 109.2729 | 109.2729 | 109.2729 | 109.2729 | 109.2729 | 109.2729 | 109.2729 | 109.2729 | 109.2729 | 109.2729 | 109.2729 | 109.2729 | 109.2729 | 109.2729 | 109.2729 | 109.2729 | 109.2729 | 109.2729 | 0 | 0 | 0 | 0 | 0 | 0 | 0 | 0 | 0 | 0 | 0 | 0 | 0 | 0 | 0 | 0 | 0 | 0 | 0 | 0 | 0 | 0 | 0 | 0
[19 empty] | Customer willingness to pay | Input | £000s | 0 | 0 | 0 | 0 | 0 | 0 | 0 | 0 | 0 | 0 | 0 | 0 | 0 | 0 | 0 | 0 | 0 | 0 | 0 | 0 | 0 | 0 | 0 | 0 | 0 | 0 | 0 | 0 | 0 | 0 | 0 | 0 | 0 | 0 | 0 | 0 | 0 | 0 | 0 | 0 | 0 | 0 | 0 | 0 | 0 | 0 | 0 | 0 | 0 | 0 | 0 | 0 | 0 | 0 | 0 | 0 | 0 | 0 | 0 | 0 | 0 | 0 | 0 | 0 | 0 | 0 | 0 | 0 | 0 | 0 | 0 | 0 | 0 | 0 | 0 | 0 | 0 | 0 | 0 | 0 | 0 | 0 | 0 | 0 | 0 | 0 | 0 | 0 | 0 | 0 | 0 | 0 | 0 | 0 | 0 | 0 | 0 | 0 | 0 | 0 | 0 | 0 | 0 | 0
[19 empty] | Total | Sum of above (excl WAFU) | £000s | 2163.876 | 4327.7519 | 4327.7519 | 6491.6279 | 6491.6279 | 10819.3798 | 12983.2558 | 21638.7597 | 21638.7597 | 21638.7597 | 21638.7597 | 21638.7597 | 21638.7597 | 21638.7597 | 17311.0077 | 10066.4728 | 10028.1962 | 9989.9195 | 9951.6429 | 9913.3662 | 10111.1117 | 10308.8573 | 10270.5806 | 10468.3262 | 10430.0495 | 10902.0939 | 11138.1161 | 12082.2049 | 12082.2049 | 12082.2049 | 12082.2049 | 12082.2049 | 12082.2049 | 12082.2049 | 11610.1605 | 9721.9829 | 9721.9829 | 9721.9829 | 9721.9829 | 9721.9829 | 9958.0051 | 10194.0273 | 10194.0273 | 10430.0495 | 10430.0495 | 10902.0939 | 11138.1161 | 12082.2049 | 12082.2049 | 12082.2049 | 12082.2049 | 12082.2049 | 12082.2049 | 12082.2049 | 11610.1605 | 9721.9829 | 9721.9829 | 9721.9829 | 9721.9829 | 9721.9829 | 11788.9067 | 13855.8304 | 13855.8304 | 15922.7542 | 15922.7542 | 20056.6016 | 22123.5254 | 30391.2204 | 30391.2204 | 30391.2204 | 30391.2204 | 30391.2204 | 30391.2204 | 30391.2204 | 26257.3729 | 9721.9829 | 9721.9829 | 9721.9829 | 9721.9829 | 9721.9829 | 0 | 0 | 0 | 0 | 0 | 0 | 0 | 0 | 0 | 0 | 0 | 0 | 0 | 0 | 0 | 0 | 0 | 0 | 0 | 0 | 0 | 0 | 0 | 0
58.1x | Site J expansion | OGS01 | SW enhancement | N | 2025-26 | Capacity | 15 | 130616.7376 | 80007.492 | 9924.4864 | 0 | 626.4345 | 87.2576 | 90645.6705 | 68.8518 | 69.3982 | 3 | 3 | Gains in WAFU / Savings in demand | Input | Ml/d | 0 | 0 | 0 | 0 | 0 | 15 | 15 | 15 | 15 | 15 | 15 | 15 | 15 | 15 | 15 | 15 | 15 | 15 | 15 | 15 | 15 | 15 | 15 | 15 | 15 | 15 | 15 | 15 | 15 | 15 | 15 | 15 | 15 | 15 | 15 | 15 | 15 | 15 | 15 | 15 | 15 | 15 | 15 | 15 | 15 | 15 | 15 | 15 | 15 | 15 | 15 | 15 | 15 | 15 | 15 | 15 | 15 | 15 | 15 | 15 | 15 | 15 | 15 | 15 | 15 | 15 | 15 | 15 | 15 | 15 | 15 | 15 | 15 | 15 | 15 | 15 | 15 | 15 | 15 | 15 | 0 | 0 | 0 | 0 | 0 | 0 | 0 | 0 | 0 | 0 | 0 | 0 | 0 | 0 | 0 | 0 | 0 | 0 | 0 | 0 | 0 | 0 | 0 | 0
[19 empty] | Fixed capex | Input | £000s | 4426.1 | 5058.4 | 6323 | 25292 | 22130.5 | 0 | 0 | 0 | 0 | 0 | 0 | 0 | 0 | 0 | 0 | 0 | 0 | 0 | 0 | 0 | 1677.9 | 1917.6 | 2397 | 9588 | 8389.5 | 0 | 0 | 0 | 0 | 0 | 0 | 0 | 0 | 0 | 0 | 0 | 0 | 0 | 0 | 0 | 1677.9 | 1917.6 | 2397 | 9588 | 8389.5 | 0 | 0 | 0 | 0 | 0 | 0 | 0 | 0 | 0 | 0 | 0 | 0 | 0 | 0 | 0 | 3050.6 | 3486.4 | 4358 | 17432 | 15253 | 0 | 0 | 0 | 0 | 0 | 0 | 0 | 0 | 0 | 0 | 0 | 0 | 0 | 0 | 0 | 0 | 0 | 0 | 0 | 0 | 0 | 0 | 0 | 0 | 0 | 0 | 0 | 0 | 0 | 0 | 0 | 0 | 0 | 0 | 0 | 0 | 0 | 0 | 0
[19 empty] | Variable capex | Input | £000s | 0 | 0 | 0 | 0 | 0 | 0 | 0 | 0 | 0 | 0 | 0 | 0 | 0 | 0 | 0 | 0 | 0 | 0 | 0 | 0 | 0 | 0 | 0 | 0 | 0 | 0 | 0 | 0 | 0 | 0 | 0 | 0 | 0 | 0 | 0 | 0 | 0 | 0 | 0 | 0 | 0 | 0 | 0 | 0 | 0 | 0 | 0 | 0 | 0 | 0 | 0 | 0 | 0 | 0 | 0 | 0 | 0 | 0 | 0 | 0 | 0 | 0 | 0 | 0 | 0 | 0 | 0 | 0 | 0 | 0 | 0 | 0 | 0 | 0 | 0 | 0 | 0 | 0 | 0 | 0 | 0 | 0 | 0 | 0 | 0 | 0 | 0 | 0 | 0 | 0 | 0 | 0 | 0 | 0 | 0 | 0 | 0 | 0 | 0 | 0 | 0 | 0 | 0 | 0
[19 empty] | Financing costs | Input | £000s | 0 | 0 | 0 | 0 | 0 | 0 | 0 | 0 | 0 | 0 | 0 | 0 | 0 | 0 | 0 | 0 | 0 | 0 | 0 | 0 | 0 | 0 | 0 | 0 | 0 | 0 | 0 | 0 | 0 | 0 | 0 | 0 | 0 | 0 | 0 | 0 | 0 | 0 | 0 | 0 | 0 | 0 | 0 | 0 | 0 | 0 | 0 | 0 | 0 | 0 | 0 | 0 | 0 | 0 | 0 | 0 | 0 | 0 | 0 | 0 | 0 | 0 | 0 | 0 | 0 | 0 | 0 | 0 | 0 | 0 | 0 | 0 | 0 | 0 | 0 | 0 | 0 | 0 | 0 | 0
[19 empty] | Fixed opex | Input | £000s | 0 | 0 | 0 | 0 | 0 | 102 | 102 | 102 | 102 | 102 | 102 | 102 | 102 | 102 | 102 | 102 | 102 | 102 | 102 | 102 | 102 | 102 | 102 | 102 | 102 | 102 | 102 | 102 | 102 | 102 | 102 | 102 | 102 | 102 | 102 | 102 | 102 | 102 | 102 | 102 | 102 | 102 | 102 | 102 | 102 | 102 | 102 | 102 | 102 | 102 | 102 | 102 | 102 | 102 | 102 | 102 | 102 | 102 | 102 | 102 | 102 | 102 | 102 | 102 | 102 | 102 | 102 | 102 | 102 | 102 | 102 | 102 | 102 | 102 | 102 | 102 | 102 | 102 | 102 | 102 | 0 | 0 | 0 | 0 | 0 | 0 | 0 | 0 | 0 | 0 | 0 | 0 | 0 | 0 | 0 | 0 | 0 | 0 | 0 | 0 | 0 | 0 | 0 | 0
[19 empty] | Variable opex | Input | £000s | 0 | 0 | 0 | 0 | 0 | 314 | 314 | 314 | 314 | 314 | 314 | 314 | 314 | 314 | 314 | 314 | 314 | 314 | 314 | 314 | 314 | 314 | 314 | 314 | 314 | 314 | 314 | 314 | 314 | 314 | 314 | 314 | 314 | 314 | 314 | 314 | 314 | 314 | 314 | 314 | 314 | 314 | 314 | 314 | 314 | 314 | 314 | 314 | 314 | 314 | 314 | 314 | 314 | 314 | 314 | 314 | 314 | 314 | 314 | 314 | 314 | 314 | 314 | 314 | 314 | 314 | 314 | 314 | 314 | 314 | 314 | 314 | 314 | 314 | 314 | 314 | 314 | 314 | 314 | 314 | 0 | 0 | 0 | 0 | 0 | 0 | 0 | 0 | 0 | 0 | 0 | 0 | 0 | 0 | 0 | 0 | 0 | 0 | 0 | 0 | 0 | 0 | 0 | 0
[19 empty] | Opex savings | Input | £000s | 0 | 0 | 0 | 0 | 0 | 0 | 0 | 0 | 0 | 0 | 0 | 0 | 0 | 0 | 0 | 0 | 0 | 0 | 0 | 0 | 0 | 0 | 0 | 0 | 0 | 0 | 0 | 0 | 0 | 0 | 0 | 0 | 0 | 0 | 0 | 0 | 0 | 0 | 0 | 0 | 0 | 0 | 0 | 0 | 0 | 0 | 0 | 0 | 0 | 0 | 0 | 0 | 0 | 0 | 0 | 0 | 0 | 0 | 0 | 0 | 0 | 0 | 0 | 0 | 0 | 0 | 0 | 0 | 0 | 0 | 0 | 0 | 0 | 0 | 0 | 0 | 0 | 0 | 0 | 0 | 0 | 0 | 0 | 0 | 0 | 0 | 0 | 0 | 0 | 0 | 0 | 0 | 0 | 0 | 0 | 0 | 0 | 0 | 0 | 0 | 0 | 0 | 0 | 0
[19 empty] | Fixed env & social | Input | £000s | 0.3003 | 0.3432 | 0.429 | 1.716 | 1.5015 | 0 | 0 | 0 | 0 | 0 | 0 | 0 | 0 | 0 | 0 | 0 | 0 | 0 | 0 | 0 | 0.11384 | 0.1301 | 0.16263 | 0.65052 | 0.56921 | 0 | 0 | 0 | 0 | 0 | 0 | 0 | 0 | 0 | 0 | 0 | 0 | 0 | 0 | 0 | 0.11384 | 0.1301 | 0.16263 | 0.65052 | 0.56921 | 0 | 0 | 0 | 0 | 0 | 0 | 0 | 0 | 0 | 0 | 0 | 0 | 0 | 0 | 0 | 0.20698 | 0.23654 | 0.29568 | 1.1827 | 1.0349 | 0 | 0 | 0 | 0 | 0 | 0 | 0 | 0 | 0 | 0 | 0 | 0 | 0 | 0 | 0 | 0 | 0 | 0 | 0 | 0 | 0 | 0 | 0 | 0 | 0 | 0 | 0 | 0 | 0 | 0 | 0 | 0 | 0 | 0 | 0 | 0 | 0 | 0 | 0
[19 empty] | Variable env & social | Input | £000s | 0 | 0 | 0 | 0 | 0 | 3.43 | 3.43 | 3.43 | 3.43 | 3.43 | 3.43 | 3.43 | 3.43 | 3.43 | 3.43 | 3.43 | 3.43 | 3.43 | 3.43 | 3.43 | 3.43 | 3.43 | 3.43 | 3.43 | 3.43 | 3.43 | 3.43 | 3.43 | 3.43 | 3.43 | 3.43 | 3.43 | 3.43 | 3.43 | 3.43 | 3.43 | 3.43 | 3.43 | 3.43 | 3.43 | 3.43 | 3.43 | 3.43 | 3.43 | 3.43 | 3.43 | 3.43 | 3.43 | 3.43 | 3.43 | 3.43 | 3.43 | 3.43 | 3.43 | 3.43 | 3.43 | 3.43 | 3.43 | 3.43 | 3.43 | 3.43 | 3.43 | 3.43 | 3.43 | 3.43 | 3.43 | 3.43 | 3.43 | 3.43 | 3.43 | 3.43 | 3.43 | 3.43 | 3.43 | 3.43 | 3.43 | 3.43 | 3.43 | 3.43 | 3.43 | 0 | 0 | 0 | 0 | 0 | 0 | 0 | 0 | 0 | 0 | 0 | 0 | 0 | 0 | 0 | 0 | 0 | 0 | 0 | 0 | 0 | 0 | 0 | 0
[19 empty] | Fixed carbon costs | Input | £000s | 17.2367 | 19.699 | 24.6238 | 98.4952 | 86.1833 | 0 | 0 | 0 | 0 | 0 | 0 | 0 | 0 | 0 | 0 | 0 | 0 | 0 | 0 | 0 | 6.5343 | 7.4678 | 9.3347 | 37.3388 | 32.6714 | 0 | 0 | 0 | 0 | 0 | 0 | 0 | 0 | 0 | 0 | 0 | 0 | 0 | 0 | 0 | 6.5343 | 7.4678 | 9.3347 | 37.3388 | 32.6714 | 0 | 0 | 0 | 0 | 0 | 0 | 0 | 0 | 0 | 0 | 0 | 0 | 0 | 0 | 0 | 11.88 | 13.5772 | 16.9715 | 67.8858 | 59.4001 | 0 | 0 | 0 | 0 | 0 | 0 | 0 | 0 | 0 | 0 | 0 | 0 | 0 | 0 | 0 | 0 | 0 | 0 | 0 | 0 | 0 | 0 | 0 | 0 | 0 | 0 | 0 | 0 | 0 | 0 | 0 | 0 | 0 | 0 | 0 | 0 | 0 | 0 | 0
[19 empty] | Variable carbon costs | Input | £000s | 0 | 0 | 0 | 0 | 0 | 34.9196 | 32.3484 | 30.7459 | 30.1998 | 28.1417 | 26.5656 | 24.9895 | 23.4133 | 21.8372 | 20.261 | 18.6849 | 17.1087 | 15.5326 | 13.9565 | 12.3803 | 10.8042 | 9.228 | 7.6519 | 6.0757 | 4.4996 | 4.4996 | 4.4996 | 4.4996 | 4.4996 | 4.4996 | 4.4996 | 4.4996 | 4.4996 | 4.4996 | 4.4996 | 4.4996 | 4.4996 | 4.4996 | 4.4996 | 4.4996 | 4.4996 | 4.4996 | 4.4996 | 4.4996 | 4.4996 | 4.4996 | 4.4996 | 4.4996 | 4.4996 | 4.4996 | 4.4996 | 4.4996 | 4.4996 | 4.4996 | 4.4996 | 4.4996 | 4.4996 | 4.4996 | 4.4996 | 4.4996 | 4.4996 | 4.4996 | 4.4996 | 4.4996 | 4.4996 | 4.4996 | 4.4996 | 4.4996 | 4.4996 | 4.4996 | 4.4996 | 4.4996 | 4.4996 | 4.4996 | 4.4996 | 4.4996 | 4.4996 | 4.4996 | 4.4996 | 4.4996 | 0 | 0 | 0 | 0 | 0 | 0 | 0 | 0 | 0 | 0 | 0 | 0 | 0 | 0 | 0 | 0 | 0 | 0 | 0 | 0 | 0 | 0 | 0 | 0
[19 empty] | Customer willingness to pay | Input | £000s | 0 | 0 | 0 | 0 | 0 | 0 | 0 | 0 | 0 | 0 | 0 | 0 | 0 | 0 | 0 | 0 | 0 | 0 | 0 | 0 | 0 | 0 | 0 | 0 | 0 | 0 | 0 | 0 | 0 | 0 | 0 | 0 | 0 | 0 | 0 | 0 | 0 | 0 | 0 | 0 | 0 | 0 | 0 | 0 | 0 | 0 | 0 | 0 | 0 | 0 | 0 | 0 | 0 | 0 | 0 | 0 | 0 | 0 | 0 | 0 | 0 | 0 | 0 | 0 | 0 | 0 | 0 | 0 | 0 | 0 | 0 | 0 | 0 | 0 | 0 | 0 | 0 | 0 | 0 | 0 | 0 | 0 | 0 | 0 | 0 | 0 | 0 | 0 | 0 | 0 | 0 | 0 | 0 | 0 | 0 | 0 | 0 | 0 | 0 | 0 | 0 | 0 | 0 | 0
[19 empty] | Total | Sum of above (excl WAFU) | £000s | 4443.637 | 5078.4422 | 6348.0528 | 25392.2112 | 22218.1848 | 454.3496 | 451.7784 | 450.1759 | 449.6298 | 447.5717 | 445.9956 | 444.4195 | 442.8433 | 441.2672 | 439.691 | 438.1149 | 436.5387 | 434.9626 | 433.3865 | 431.8103 | 2114.7823 | 2353.8559 | 2833.5792 | 10051.495 | 8846.6702 | 423.9296 | 423.9296 | 423.9296 | 423.9296 | 423.9296 | 423.9296 | 423.9296 | 423.9296 | 423.9296 | 423.9296 | 423.9296 | 423.9296 | 423.9296 | 423.9296 | 423.9296 | 2108.4777 | 2349.1275 | 2830.4269 | 10049.9189 | 8846.6702 | 423.9296 | 423.9296 | 423.9296 | 423.9296 | 423.9296 | 423.9296 | 423.9296 | 423.9296 | 423.9296 | 423.9296 | 423.9296 | 423.9296 | 423.9296 | 423.9296 | 423.9296 | 3486.6166 | 3924.1433 | 4799.1967 | 17924.9981 | 15737.3646 | 423.9296 | 423.9296 | 423.9296 | 423.9296 | 423.9296 | 423.9296 | 423.9296 | 423.9296 | 423.9296 | 423.9296 | 423.9296 | 423.9296 | 423.9296 | 423.9296 | 423.9296 | 0 | 0 | 0 | 0 | 0 | 0 | 0 | 0 | 0 | 0 | 0 | 0 | 0 | 0 | 0 | 0 | 0 | 0 | 0 | 0 | 0 | 0 | 0 | 0
58.1x | Site F expansion | LIT01 | SW enhancement | Y | 2025-26 | Capacity | 10 | 87077.825 | 12060.3678 | 6417.5164 | 0 | 412.0771 | 92.6154 | 18982.5767 | 21.22 | 21.7996 | 3 | 3 | Gains in WAFU / Savings in demand | Input | Ml/d | 0 | 0 | 0 | 0 | 0 | 10 | 10 | 10 | 10 | 10 | 10 | 10 | 10 | 10 | 10 | 10 | 10 | 10 | 10 | 10 | 10 | 10 | 10 | 10 | 10 | 10 | 10 | 10 | 10 | 10 | 10 | 10 | 10 | 10 | 10 | 10 | 10 | 10 | 10 | 10 | 10 | 10 | 10 | 10 | 10 | 10 | 10 | 10 | 10 | 10 | 10 | 10 | 10 | 10 | 10 | 10 | 10 | 10 | 10 | 10 | 10 | 10 | 10 | 10 | 10 | 10 | 10 | 10 | 10 | 10 | 10 | 10 | 10 | 10 | 10 | 10 | 10 | 10 | 10 | 10 | 0 | 0 | 0 | 0 | 0 | 0 | 0 | 0 | 0 | 0 | 0 | 0 | 0 | 0 | 0 | 0 | 0 | 0 | 0 | 0 | 0 | 0 | 0 | 0
[19 empty] | Fixed capex | Input | £000s | 655.9 | 749.6 | 937 | 3748 | 3279.5 | 0 | 0 | 0 | 0 | 0 | 0 | 0 | 0 | 0 | 0 | 0 | 0 | 0 | 0 | 0 | 229.6 | 262.4 | 328 | 1312 | 1148 | 0 | 0 | 0 | 0 | 0 | 0 | 0 | 0 | 0 | 0 | 0 | 0 | 0 | 0 | 0 | 229.6 | 262.4 | 328 | 1312 | 1148 | 0 | 0 | 0 | 0 | 0 | 0 | 0 | 0 | 0 | 0 | 0 | 0 | 0 | 0 | 0 | 655.9 | 749.6 | 937 | 3748 | 3279.5 | 0 | 0 | 0 | 0 | 0 | 0 | 0 | 0 | 0 | 0 | 0 | 0 | 0 | 0 | 0 | 0 | 0 | 0 | 0 | 0 | 0 | 0 | 0 | 0 | 0 | 0 | 0 | 0 | 0 | 0 | 0 | 0 | 0 | 0 | 0 | 0 | 0 | 0 | 0
[19 empty] | Variable capex | Input | £000s | 0 | 0 | 0 | 0 | 0 | 0 | 0 | 0 | 0 | 0 | 0 | 0 | 0 | 0 | 0 | 0 | 0 | 0 | 0 | 0 | 0 | 0 | 0 | 0 | 0 | 0 | 0 | 0 | 0 | 0 | 0 | 0 | 0 | 0 | 0 | 0 | 0 | 0 | 0 | 0 | 0 | 0 | 0 | 0 | 0 | 0 | 0 | 0 | 0 | 0 | 0 | 0 | 0 | 0 | 0 | 0 | 0 | 0 | 0 | 0 | 0 | 0 | 0 | 0 | 0 | 0 | 0 | 0 | 0 | 0 | 0 | 0 | 0 | 0 | 0 | 0 | 0 | 0 | 0 | 0 | 0 | 0 | 0 | 0 | 0 | 0 | 0 | 0 | 0 | 0 | 0 | 0 | 0 | 0 | 0 | 0 | 0 | 0 | 0 | 0 | 0 | 0 | 0 | 0
[19 empty] | Financing costs | Input | £000s | 0 | 0 | 0 | 0 | 0 | 0 | 0 | 0 | 0 | 0 | 0 | 0 | 0 | 0 | 0 | 0 | 0 | 0 | 0 | 0 | 0 | 0 | 0 | 0 | 0 | 0 | 0 | 0 | 0 | 0 | 0 | 0 | 0 | 0 | 0 | 0 | 0 | 0 | 0 | 0 | 0 | 0 | 0 | 0 | 0 | 0 | 0 | 0 | 0 | 0 | 0 | 0 | 0 | 0 | 0 | 0 | 0 | 0 | 0 | 0 | 0 | 0 | 0 | 0 | 0 | 0 | 0 | 0 | 0 | 0 | 0 | 0 | 0 | 0 | 0 | 0 | 0 | 0 | 0 | 0
[19 empty] | Fixed opex | Input | £000s | 0 | 0 | 0 | 0 | 0 | 43 | 43 | 43 | 43 | 43 | 43 | 43 | 43 | 43 | 43 | 43 | 43 | 43 | 43 | 43 | 43 | 43 | 43 | 43 | 43 | 43 | 43 | 43 | 43 | 43 | 43 | 43 | 43 | 43 | 43 | 43 | 43 | 43 | 43 | 43 | 43 | 43 | 43 | 43 | 43 | 43 | 43 | 43 | 43 | 43 | 43 | 43 | 43 | 43 | 43 | 43 | 43 | 43 | 43 | 43 | 43 | 43 | 43 | 43 | 43 | 43 | 43 | 43 | 43 | 43 | 43 | 43 | 43 | 43 | 43 | 43 | 43 | 43 | 43 | 43 | 0 | 0 | 0 | 0 | 0 | 0 | 0 | 0 | 0 | 0 | 0 | 0 | 0 | 0 | 0 | 0 | 0 | 0 | 0 | 0 | 0 | 0 | 0 | 0
[19 empty] | Variable opex | Input | £000s | 0 | 0 | 0 | 0 | 0 | 226 | 226 | 226 | 226 | 226 | 226 | 226 | 226 | 226 | 226 | 226 | 226 | 226 | 226 | 226 | 226 | 226 | 226 | 226 | 226 | 226 | 226 | 226 | 226 | 226 | 226 | 226 | 226 | 226 | 226 | 226 | 226 | 226 | 226 | 226 | 226 | 226 | 226 | 226 | 226 | 226 | 226 | 226 | 226 | 226 | 226 | 226 | 226 | 226 | 226 | 226 | 226 | 226 | 226 | 226 | 226 | 226 | 226 | 226 | 226 | 226 | 226 | 226 | 226 | 226 | 226 | 226 | 226 | 226 | 226 | 226 | 226 | 226 | 226 | 226 | 0 | 0 | 0 | 0 | 0 | 0 | 0 | 0 | 0 | 0 | 0 | 0 | 0 | 0 | 0 | 0 | 0 | 0 | 0 | 0 | 0 | 0 | 0 | 0
[19 empty] | Opex savings | Input | £000s | 0 | 0 | 0 | 0 | 0 | 0 | 0 | 0 | 0 | 0 | 0 | 0 | 0 | 0 | 0 | 0 | 0 | 0 | 0 | 0 | 0 | 0 | 0 | 0 | 0 | 0 | 0 | 0 | 0 | 0 | 0 | 0 | 0 | 0 | 0 | 0 | 0 | 0 | 0 | 0 | 0 | 0 | 0 | 0 | 0 | 0 | 0 | 0 | 0 | 0 | 0 | 0 | 0 | 0 | 0 | 0 | 0 | 0 | 0 | 0 | 0 | 0 | 0 | 0 | 0 | 0 | 0 | 0 | 0 | 0 | 0 | 0 | 0 | 0 | 0 | 0 | 0 | 0 | 0 | 0 | 0 | 0 | 0 | 0 | 0 | 0 | 0 | 0 | 0 | 0 | 0 | 0 | 0 | 0 | 0 | 0 | 0 | 0 | 0 | 0 | 0 | 0 | 0 | 0
[19 empty] | Fixed env & social | Input | £000s | 2.6236 | 2.9984 | 3.748 | 14.992 | 13.118 | 0 | 0 | 0 | 0 | 0 | 0 | 0 | 0 | 0 | 0 | 0 | 0 | 0 | 0 | 0 | 0.9184 | 1.0496 | 1.312 | 5.248 | 4.592 | 0 | 0 | 0 | 0 | 0 | 0 | 0 | 0 | 0 | 0 | 0 | 0 | 0 | 0 | 0 | 0.9184 | 1.0496 | 1.312 | 5.248 | 4.592 | 0 | 0 | 0 | 0 | 0 | 0 | 0 | 0 | 0 | 0 | 0 | 0 | 0 | 0 | 0 | 2.6236 | 2.9984 | 3.748 | 14.992 | 13.118 | 0 | 0 | 0 | 0 | 0 | 0 | 0 | 0 | 0 | 0 | 0 | 0 | 0 | 0 | 0 | 0 | 0 | 0 | 0 | 0 | 0 | 0 | 0 | 0 | 0 | 0 | 0 | 0 | 0 | 0 | 0 | 0 | 0 | 0 | 0 | 0 | 0 | 0 | 0
[19 empty] | Variable env & social | Input | £000s | 0 | 0 | 0 | 0 | 0 | 1.86 | 1.86 | 1.86 | 1.86 | 1.86 | 1.86 | 1.86 | 1.86 | 1.86 | 1.86 | 1.86 | 1.86 | 1.86 | 1.86 | 1.86 | 1.86 | 1.86 | 1.86 | 1.86 | 1.86 | 1.86 | 1.86 | 1.86 | 1.86 | 1.86 | 1.86 | 1.86 | 1.86 | 1.86 | 1.86 | 1.86 | 1.86 | 1.86 | 1.86 | 1.86 | 1.86 | 1.86 | 1.86 | 1.86 | 1.86 | 1.86 | 1.86 | 1.86 | 1.86 | 1.86 | 1.86 | 1.86 | 1.86 | 1.86 | 1.86 | 1.86 | 1.86 | 1.86 | 1.86 | 1.86 | 1.86 | 1.86 | 1.86 | 1.86 | 1.86 | 1.86 | 1.86 | 1.86 | 1.86 | 1.86 | 1.86 | 1.86 | 1.86 | 1.86 | 1.86 | 1.86 | 1.86 | 1.86 | 1.86 | 1.86 | 0 | 0 | 0 | 0 | 0 | 0 | 0 | 0 | 0 | 0 | 0 | 0 | 0 | 0 | 0 | 0 | 0 | 0 | 0 | 0 | 0 | 0 | 0 | 0
[19 empty] | Fixed carbon costs | Input | £000s | 8.4306 | 9.635 | 12.0437 | 48.1749 | 42.153 | 0 | 0 | 0 | 0 | 0 | 0 | 0 | 0 | 0 | 0 | 0 | 0 | 0 | 0 | 0 | 2.9512 | 3.3728 | 4.2159 | 16.8638 | 14.7558 | 0 | 0 | 0 | 0 | 0 | 0 | 0 | 0 | 0 | 0 | 0 | 0 | 0 | 0 | 0 | 2.9512 | 3.3728 | 4.2159 | 16.8638 | 14.7558 | 0 | 0 | 0 | 0 | 0 | 0 | 0 | 0 | 0 | 0 | 0 | 0 | 0 | 0 | 0 | 8.4306 | 9.635 | 12.0437 | 48.1749 | 42.153 | 0 | 0 | 0 | 0 | 0 | 0 | 0 | 0 | 0 | 0 | 0 | 0 | 0 | 0 | 0 | 0 | 0 | 0 | 0 | 0 | 0 | 0 | 0 | 0 | 0 | 0 | 0 | 0 | 0 | 0 | 0 | 0 | 0 | 0 | 0 | 0 | 0 | 0 | 0
[19 empty] | Variable carbon costs | Input | £000s | 0 | 0 | 0 | 0 | 0 | 28.5093 | 26.41 | 25.1017 | 24.6559 | 22.9756 | 21.6888 | 20.402 | 19.1152 | 17.8284 | 16.5416 | 15.2548 | 13.968 | 12.6812 | 11.3944 | 10.1076 | 8.8208 | 7.534 | 6.2472 | 4.9604 | 3.6736 | 3.6736 | 3.6736 | 3.6736 | 3.6736 | 3.6736 | 3.6736 | 3.6736 | 3.6736 | 3.6736 | 3.6736 | 3.6736 | 3.6736 | 3.6736 | 3.6736 | 3.6736 | 3.6736 | 3.6736 | 3.6736 | 3.6736 | 3.6736 | 3.6736 | 3.6736 | 3.6736 | 3.6736 | 3.6736 | 3.6736 | 3.6736 | 3.6736 | 3.6736 | 3.6736 | 3.6736 | 3.6736 | 3.6736 | 3.6736 | 3.6736 | 3.6736 | 3.6736 | 3.6736 | 3.6736 | 3.6736 | 3.6736 | 3.6736 | 3.6736 | 3.6736 | 3.6736 | 3.6736 | 3.6736 | 3.6736 | 3.6736 | 3.6736 | 3.6736 | 3.6736 | 3.6736 | 3.6736 | 3.6736 | 0 | 0 | 0 | 0 | 0 | 0 | 0 | 0 | 0 | 0 | 0 | 0 | 0 | 0 | 0 | 0 | 0 | 0 | 0 | 0 | 0 | 0 | 0 | 0
[19 empty] | Customer willingness to pay | Input | £000s | 0 | 0 | 0 | 0 | 0 | 0 | 0 | 0 | 0 | 0 | 0 | 0 | 0 | 0 | 0 | 0 | 0 | 0 | 0 | 0 | 0 | 0 | 0 | 0 | 0 | 0 | 0 | 0 | 0 | 0 | 0 | 0 | 0 | 0 | 0 | 0 | 0 | 0 | 0 | 0 | 0 | 0 | 0 | 0 | 0 | 0 | 0 | 0 | 0 | 0 | 0 | 0 | 0 | 0 | 0 | 0 | 0 | 0 | 0 | 0 | 0 | 0 | 0 | 0 | 0 | 0 | 0 | 0 | 0 | 0 | 0 | 0 | 0 | 0 | 0 | 0 | 0 | 0 | 0 | 0 | 0 | 0 | 0 | 0 | 0 | 0 | 0 | 0 | 0 | 0 | 0 | 0 | 0 | 0 | 0 | 0 | 0 | 0 | 0 | 0 | 0 | 0 | 0 | 0
[19 empty] | Total | Sum of above (excl WAFU) | £000s | 666.9542 | 762.2334 | 952.7917 | 3811.1669 | 3334.771 | 299.3693 | 297.27 | 295.9617 | 295.5159 | 293.8356 | 292.5488 | 291.262 | 289.9752 | 288.6884 | 287.4016 | 286.1148 | 284.828 | 283.5412 | 282.2544 | 280.9676 | 513.1504 | 545.2163 | 610.6351 | 1609.9322 | 1441.8814 | 274.5336 | 274.5336 | 274.5336 | 274.5336 | 274.5336 | 274.5336 | 274.5336 | 274.5336 | 274.5336 | 274.5336 | 274.5336 | 274.5336 | 274.5336 | 274.5336 | 274.5336 | 508.0031 | 541.3559 | 608.0615 | 1608.6454 | 1441.8814 | 274.5336 | 274.5336 | 274.5336 | 274.5336 | 274.5336 | 274.5336 | 274.5336 | 274.5336 | 274.5336 | 274.5336 | 274.5336 | 274.5336 | 274.5336 | 274.5336 | 274.5336 | 941.4878 | 1036.767 | 1227.3253 | 4085.7005 | 3609.3046 | 274.5336 | 274.5336 | 274.5336 | 274.5336 | 274.5336 | 274.5336 | 274.5336 | 274.5336 | 274.5336 | 274.5336 | 274.5336 | 274.5336 | 274.5336 | 274.5336 | 274.5336 | 0 | 0 | 0 | 0 | 0 | 0 | 0 | 0 | 0 | 0 | 0 | 0 | 0 | 0 | 0 | 0 | 0 | 0 | 0 | 0 | 0 | 0 | 0 | 0
58.1x | Site E expansion and transfer main | WIL02 | SW enhancement | N | 2025-26 | Capacity | 21 | 182863.4326 | 105241.9623 | 44254.6207 | 0 | 2732.1891 | 333.4273 | 152562.1994 | 81.7531 | 83.4296 | 3 | 3 | Gains in WAFU / Savings in demand | Input | Ml/d | 0 | 0 | 0 | 0 | 0 | 21 | 21 | 21 | 21 | 21 | 21 | 21 | 21 | 21 | 21 | 21 | 21 | 21 | 21 | 21 | 21 | 21 | 21 | 21 | 21 | 21 | 21 | 21 | 21 | 21 | 21 | 21 | 21 | 21 | 21 | 21 | 21 | 21 | 21 | 21 | 21 | 21 | 21 | 21 | 21 | 21 | 21 | 21 | 21 | 21 | 21 | 21 | 21 | 21 | 21 | 21 | 21 | 21 | 21 | 21 | 21 | 21 | 21 | 21 | 21 | 21 | 21 | 21 | 21 | 21 | 21 | 21 | 21 | 21 | 21 | 21 | 21 | 21 | 21 | 21 | 0 | 0 | 0 | 0 | 0 | 0 | 0 | 0 | 0 | 0 | 0 | 0 | 0 | 0 | 0 | 0 | 0 | 0 | 0 | 0 | 0 | 0 | 0 | 0
[19 empty] | Fixed capex | Input | £000s | 5574.8 | 6371.2 | 7964 | 31856 | 27874 | 0 | 0 | 0 | 0 | 0 | 0 | 0 | 0 | 0 | 0 | 0 | 0 | 0 | 0 | 0 | 2568.3 | 2935.2 | 3669 | 14676 | 12841.5 | 0 | 0 | 0 | 0 | 0 | 0 | 0 | 0 | 0 | 0 | 0 | 0 | 0 | 0 | 0 | 2568.3 | 2935.2 | 3669 | 14676 | 12841.5 | 0 | 0 | 0 | 0 | 0 | 0 | 0 | 0 | 0 | 0 | 0 | 0 | 0 | 0 | 0 | 3800.3 | 4343.2 | 5429 | 21716 | 19001.5 | 0 | 0 | 0 | 0 | 0 | 0 | 0 | 0 | 0 | 0 | 0 | 0 | 0 | 0 | 0 | 0 | 0 | 0 | 0 | 0 | 0 | 0 | 0 | 0 | 0 | 0 | 0 | 0 | 0 | 0 | 0 | 0 | 0 | 0 | 0 | 0 | 0 | 0 | 0
[19 empty] | Variable capex | Input | £000s | 0 | 0 | 0 | 0 | 0 | 0 | 0 | 0 | 0 | 0 | 0 | 0 | 0 | 0 | 0 | 0 | 0 | 0 | 0 | 0 | 0 | 0 | 0 | 0 | 0 | 0 | 0 | 0 | 0 | 0 | 0 | 0 | 0 | 0 | 0 | 0 | 0 | 0 | 0 | 0 | 0 | 0 | 0 | 0 | 0 | 0 | 0 | 0 | 0 | 0 | 0 | 0 | 0 | 0 | 0 | 0 | 0 | 0 | 0 | 0 | 0 | 0 | 0 | 0 | 0 | 0 | 0 | 0 | 0 | 0 | 0 | 0 | 0 | 0 | 0 | 0 | 0 | 0 | 0 | 0 | 0 | 0 | 0 | 0 | 0 | 0 | 0 | 0 | 0 | 0 | 0 | 0 | 0 | 0 | 0 | 0 | 0 | 0 | 0 | 0 | 0 | 0 | 0 | 0
[19 empty] | Financing costs | Input | £000s | 0 | 0 | 0 | 0 | 0 | 0 | 0 | 0 | 0 | 0 | 0 | 0 | 0 | 0 | 0 | 0 | 0 | 0 | 0 | 0 | 0 | 0 | 0 | 0 | 0 | 0 | 0 | 0 | 0 | 0 | 0 | 0 | 0 | 0 | 0 | 0 | 0 | 0 | 0 | 0 | 0 | 0 | 0 | 0 | 0 | 0 | 0 | 0 | 0 | 0 | 0 | 0 | 0 | 0 | 0 | 0 | 0 | 0 | 0 | 0 | 0 | 0 | 0 | 0 | 0 | 0 | 0 | 0 | 0 | 0 | 0 | 0 | 0 | 0 | 0 | 0 | 0 | 0 | 0 | 0
[19 empty] | Fixed opex | Input | £000s | 0 | 0 | 0 | 0 | 0 | 187 | 187 | 187 | 187 | 187 | 187 | 187 | 187 | 187 | 187 | 187 | 187 | 187 | 187 | 187 | 187 | 187 | 187 | 187 | 187 | 187 | 187 | 187 | 187 | 187 | 187 | 187 | 187 | 187 | 187 | 187 | 187 | 187 | 187 | 187 | 187 | 187 | 187 | 187 | 187 | 187 | 187 | 187 | 187 | 187 | 187 | 187 | 187 | 187 | 187 | 187 | 187 | 187 | 187 | 187 | 187 | 187 | 187 | 187 | 187 | 187 | 187 | 187 | 187 | 187 | 187 | 187 | 187 | 187 | 187 | 187 | 187 | 187 | 187 | 187 | 0 | 0 | 0 | 0 | 0 | 0 | 0 | 0 | 0 | 0 | 0 | 0 | 0 | 0 | 0 | 0 | 0 | 0 | 0 | 0 | 0 | 0 | 0 | 0
[19 empty] | Variable opex | Input | £000s | 0 | 0 | 0 | 0 | 0 | 1668 | 1668 | 1668 | 1668 | 1668 | 1668 | 1668 | 1668 | 1668 | 1668 | 1668 | 1668 | 1668 | 1668 | 1668 | 1668 | 1668 | 1668 | 1668 | 1668 | 1668 | 1668 | 1668 | 1668 | 1668 | 1668 | 1668 | 1668 | 1668 | 1668 | 1668 | 1668 | 1668 | 1668 | 1668 | 1668 | 1668 | 1668 | 1668 | 1668 | 1668 | 1668 | 1668 | 1668 | 1668 | 1668 | 1668 | 1668 | 1668 | 1668 | 1668 | 1668 | 1668 | 1668 | 1668 | 1668 | 1668 | 1668 | 1668 | 1668 | 1668 | 1668 | 1668 | 1668 | 1668 | 1668 | 1668 | 1668 | 1668 | 1668 | 1668 | 1668 | 1668 | 1668 | 1668 | 0 | 0 | 0 | 0 | 0 | 0 | 0 | 0 | 0 | 0 | 0 | 0 | 0 | 0 | 0 | 0 | 0 | 0 | 0 | 0 | 0 | 0 | 0 | 0
[19 empty] | Opex savings | Input | £000s | 0 | 0 | 0 | 0 | 0 | 0 | 0 | 0 | 0 | 0 | 0 | 0 | 0 | 0 | 0 | 0 | 0 | 0 | 0 | 0 | 0 | 0 | 0 | 0 | 0 | 0 | 0 | 0 | 0 | 0 | 0 | 0 | 0 | 0 | 0 | 0 | 0 | 0 | 0 | 0 | 0 | 0 | 0 | 0 | 0 | 0 | 0 | 0 | 0 | 0 | 0 | 0 | 0 | 0 | 0 | 0 | 0 | 0 | 0 | 0 | 0 | 0 | 0 | 0 | 0 | 0 | 0 | 0 | 0 | 0 | 0 | 0 | 0 | 0 | 0 | 0 | 0 | 0 | 0 | 0 | 0 | 0 | 0 | 0 | 0 | 0 | 0 | 0 | 0 | 0 | 0 | 0 | 0 | 0 | 0 | 0 | 0 | 0 | 0 | 0 | 0 | 0 | 0 | 0
[19 empty] | Fixed env & social | Input | £000s | 1.183 | 1.352 | 1.69 | 6.76 | 5.915 | 0 | 0 | 0 | 0 | 0 | 0 | 0 | 0 | 0 | 0 | 0 | 0 | 0 | 0 | 0 | 0.54501 | 0.62286 | 0.77858 | 3.1143 | 2.725 | 0 | 0 | 0 | 0 | 0 | 0 | 0 | 0 | 0 | 0 | 0 | 0 | 0 | 0 | 0 | 0.54501 | 0.62286 | 0.77858 | 3.1143 | 2.725 | 0 | 0 | 0 | 0 | 0 | 0 | 0 | 0 | 0 | 0 | 0 | 0 | 0 | 0 | 0 | 0.80644 | 0.92165 | 1.1521 | 4.6082 | 4.0322 | 0 | 0 | 0 | 0 | 0 | 0 | 0 | 0 | 0 | 0 | 0 | 0 | 0 | 0 | 0 | 0 | 0 | 0 | 0 | 0 | 0 | 0 | 0 | 0 | 0 | 0 | 0 | 0 | 0 | 0 | 0 | 0 | 0 | 0 | 0 | 0 | 0 | 0 | 0
[19 empty] | Variable env & social | Input | £000s | 0 | 0 | 0 | 0 | 0 | 13.04 | 13.04 | 13.04 | 13.04 | 13.04 | 13.04 | 13.04 | 13.04 | 13.04 | 13.04 | 13.04 | 13.04 | 13.04 | 13.04 | 13.04 | 13.04 | 13.04 | 13.04 | 13.04 | 13.04 | 13.04 | 13.04 | 13.04 | 13.04 | 13.04 | 13.04 | 13.04 | 13.04 | 13.04 | 13.04 | 13.04 | 13.04 | 13.04 | 13.04 | 13.04 | 13.04 | 13.04 | 13.04 | 13.04 | 13.04 | 13.04 | 13.04 | 13.04 | 13.04 | 13.04 | 13.04 | 13.04 | 13.04 | 13.04 | 13.04 | 13.04 | 13.04 | 13.04 | 13.04 | 13.04 | 13.04 | 13.04 | 13.04 | 13.04 | 13.04 | 13.04 | 13.04 | 13.04 | 13.04 | 13.04 | 13.04 | 13.04 | 13.04 | 13.04 | 13.04 | 13.04 | 13.04 | 13.04 | 13.04 | 13.04 | 0 | 0 | 0 | 0 | 0 | 0 | 0 | 0 | 0 | 0 | 0 | 0 | 0 | 0 | 0 | 0 | 0 | 0 | 0 | 0 | 0 | 0 | 0 | 0
[19 empty] | Fixed carbon costs | Input | £000s | 15.0863 | 17.2415 | 21.5519 | 86.2077 | 75.4317 | 0 | 0 | 0 | 0 | 0 | 0 | 0 | 0 | 0 | 0 | 0 | 0 | 0 | 0 | 0 | 6.9503 | 7.9431 | 9.9289 | 39.7157 | 34.7513 | 0 | 0 | 0 | 0 | 0 | 0 | 0 | 0 | 0 | 0 | 0 | 0 | 0 | 0 | 0 | 6.9503 | 7.9431 | 9.9289 | 39.7157 | 34.7513 | 0 | 0 | 0 | 0 | 0 | 0 | 0 | 0 | 0 | 0 | 0 | 0 | 0 | 0 | 0 | 10.2842 | 11.7534 | 14.6918 | 58.7671 | 51.4212 | 0 | 0 | 0 | 0 | 0 | 0 | 0 | 0 | 0 | 0 | 0 | 0 | 0 | 0 | 0 | 0 | 0 | 0 | 0 | 0 | 0 | 0 | 0 | 0 | 0 | 0 | 0 | 0 | 0 | 0 | 0 | 0 | 0 | 0 | 0 | 0 | 0 | 0 | 0
[19 empty] | Variable carbon costs | Input | £000s | 0 | 0 | 0 | 0 | 0 | 271.4283 | 251.4424 | 238.9859 | 234.7415 | 218.7442 | 206.493 | 194.2417 | 181.9904 | 169.7391 | 157.4879 | 145.2366 | 132.9853 | 120.7341 | 108.4828 | 96.2315 | 83.9802 | 71.729 | 59.4777 | 47.2264 | 34.9752 | 34.9752 | 34.9752 | 34.9752 | 34.9752 | 34.9752 | 34.9752 | 34.9752 | 34.9752 | 34.9752 | 34.9752 | 34.9752 | 34.9752 | 34.9752 | 34.9752 | 34.9752 | 34.9752 | 34.9752 | 34.9752 | 34.9752 | 34.9752 | 34.9752 | 34.9752 | 34.9752 | 34.9752 | 34.9752 | 34.9752 | 34.9752 | 34.9752 | 34.9752 | 34.9752 | 34.9752 | 34.9752 | 34.9752 | 34.9752 | 34.9752 | 34.9752 | 34.9752 | 34.9752 | 34.9752 | 34.9752 | 34.9752 | 34.9752 | 34.9752 | 34.9752 | 34.9752 | 34.9752 | 34.9752 | 34.9752 | 34.9752 | 34.9752 | 34.9752 | 34.9752 | 34.9752 | 34.9752 | 34.9752 | 0 | 0 | 0 | 0 | 0 | 0 | 0 | 0 | 0 | 0 | 0 | 0 | 0 | 0 | 0 | 0 | 0 | 0 | 0 | 0 | 0 | 0 | 0 | 0
[19 empty] | Customer willingness to pay | Input | £000s | 0 | 0 | 0 | 0 | 0 | 0 | 0 | 0 | 0 | 0 | 0 | 0 | 0 | 0 | 0 | 0 | 0 | 0 | 0 | 0 | 0 | 0 | 0 | 0 | 0 | 0 | 0 | 0 | 0 | 0 | 0 | 0 | 0 | 0 | 0 | 0 | 0 | 0 | 0 | 0 | 0 | 0 | 0 | 0 | 0 | 0 | 0 | 0 | 0 | 0 | 0 | 0 | 0 | 0 | 0 | 0 | 0 | 0 | 0 | 0 | 0 | 0 | 0 | 0 | 0 | 0 | 0 | 0 | 0 | 0 | 0 | 0 | 0 | 0 | 0 | 0 | 0 | 0 | 0 | 0 | 0 | 0 | 0 | 0 | 0 | 0 | 0 | 0 | 0 | 0 | 0 | 0 | 0 | 0 | 0 | 0 | 0 | 0 | 0 | 0 | 0 | 0 | 0 | 0
[19 empty] | Total | Sum of above (excl WAFU) | £000s | 5591.0693 | 6389.7935 | 7987.2419 | 31948.9677 | 27955.3467 | 2139.4683 | 2119.4824 | 2107.0259 | 2102.7815 | 2086.7842 | 2074.533 | 2062.2817 | 2050.0304 | 2037.7791 | 2025.5279 | 2013.2766 | 2001.0253 | 1988.7741 | 1976.5228 | 1964.2715 | 4527.8155 | 4883.535 | 5607.2252 | 16634.0965 | 14781.9914 | 1903.0152 | 1903.0152 | 1903.0152 | 1903.0152 | 1903.0152 | 1903.0152 | 1903.0152 | 1903.0152 | 1903.0152 | 1903.0152 | 1903.0152 | 1903.0152 | 1903.0152 | 1903.0152 | 1903.0152 | 4478.8104 | 4846.7812 | 5582.7227 | 16621.8452 | 14781.9914 | 1903.0152 | 1903.0152 | 1903.0152 | 1903.0152 | 1903.0152 | 1903.0152 | 1903.0152 | 1903.0152 | 1903.0152 | 1903.0152 | 1903.0152 | 1903.0152 | 1903.0152 | 1903.0152 | 1903.0152 | 5714.4059 | 6258.8902 | 7347.859 | 23682.3905 | 20959.9686 | 1903.0152 | 1903.0152 | 1903.0152 | 1903.0152 | 1903.0152 | 1903.0152 | 1903.0152 | 1903.0152 | 1903.0152 | 1903.0152 | 1903.0152 | 1903.0152 | 1903.0152 | 1903.0152 | 1903.0152 | 0 | 0 | 0 | 0 | 0 | 0 | 0 | 0 | 0 | 0 | 0 | 0 | 0 | 0 | 0 | 0 | 0 | 0 | 0 | 0 | 0 | 0 | 0 | 0
58.1x | River Trent to Site Q transfer with Site Q enhancements | MEL23 | SW enhancement | N | 2025-26 | Capacity | 15 | 130616.7376 | 26036.8276 | 45733.7509 | 0 | 2232.3454 | 291.3876 | 74294.3115 | 54.9475 | 56.8796 | 3 | 3 | Gains in WAFU / Savings in demand | Input | Ml/d | 0 | 0 | 0 | 0 | 0 | 15 | 15 | 15 | 15 | 15 | 15 | 15 | 15 | 15 | 15 | 15 | 15 | 15 | 15 | 15 | 15 | 15 | 15 | 15 | 15 | 15 | 15 | 15 | 15 | 15 | 15 | 15 | 15 | 15 | 15 | 15 | 15 | 15 | 15 | 15 | 15 | 15 | 15 | 15 | 15 | 15 | 15 | 15 | 15 | 15 | 15 | 15 | 15 | 15 | 15 | 15 | 15 | 15 | 15 | 15 | 15 | 15 | 15 | 15 | 15 | 15 | 15 | 15 | 15 | 15 | 15 | 15 | 15 | 15 | 15 | 15 | 15 | 15 | 15 | 15 | 0 | 0 | 0 | 0 | 0 | 0 | 0 | 0 | 0 | 0 | 0 | 0 | 0 | 0 | 0 | 0 | 0 | 0 | 0 | 0 | 0 | 0 | 0 | 0
[19 empty] | Fixed capex | Input | £000s | 1735.3 | 1983.2 | 2479 | 9916 | 8676.5 | 0 | 0 | 0 | 0 | 0 | 0 | 0 | 0 | 0 | 0 | 0 | 0 | 0 | 0 | 0 | 265.3 | 303.2 | 379 | 1516 | 1326.5 | 0 | 0 | 0 | 0 | 0 | 0 | 0 | 0 | 0 | 0 | 0 | 0 | 0 | 0 | 0 | 265.3 | 303.2 | 379 | 1516 | 1326.5 | 0 | 0 | 0 | 0 | 0 | 0 | 0 | 0 | 0 | 0 | 0 | 0 | 0 | 0 | 0 | 471.1 | 538.4 | 673 | 2692 | 2355.5 | 0 | 0 | 0 | 0 | 0 | 0 | 0 | 0 | 0 | 0 | 0 | 0 | 0 | 0 | 0 | 0 | 0 | 0 | 0 | 0 | 0 | 0 | 0 | 0 | 0 | 0 | 0 | 0 | 0 | 0 | 0 | 0 | 0 | 0 | 0 | 0 | 0 | 0 | 0
[19 empty] | Variable capex | Input | £000s | 0 | 0 | 0 | 0 | 0 | 0 | 0 | 0 | 0 | 0 | 0 | 0 | 0 | 0 | 0 | 0 | 0 | 0 | 0 | 0 | 0 | 0 | 0 | 0 | 0 | 0 | 0 | 0 | 0 | 0 | 0 | 0 | 0 | 0 | 0 | 0 | 0 | 0 | 0 | 0 | 0 | 0 | 0 | 0 | 0 | 0 | 0 | 0 | 0 | 0 | 0 | 0 | 0 | 0 | 0 | 0 | 0 | 0 | 0 | 0 | 0 | 0 | 0 | 0 | 0 | 0 | 0 | 0 | 0 | 0 | 0 | 0 | 0 | 0 | 0 | 0 | 0 | 0 | 0 | 0 | 0 | 0 | 0 | 0 | 0 | 0 | 0 | 0 | 0 | 0 | 0 | 0 | 0 | 0 | 0 | 0 | 0 | 0 | 0 | 0 | 0 | 0 | 0 | 0
[19 empty] | Financing costs | Input | £000s | 0 | 0 | 0 | 0 | 0 | 0 | 0 | 0 | 0 | 0 | 0 | 0 | 0 | 0 | 0 | 0 | 0 | 0 | 0 | 0 | 0 | 0 | 0 | 0 | 0 | 0 | 0 | 0 | 0 | 0 | 0 | 0 | 0 | 0 | 0 | 0 | 0 | 0 | 0 | 0 | 0 | 0 | 0 | 0 | 0 | 0 | 0 | 0 | 0 | 0 | 0 | 0 | 0 | 0 | 0 | 0 | 0 | 0 | 0 | 0 | 0 | 0 | 0 | 0 | 0 | 0 | 0 | 0 | 0 | 0 | 0 | 0 | 0 | 0 | 0 | 0 | 0 | 0 | 0 | 0
[19 empty] | Fixed opex | Input | £000s | 0 | 0 | 0 | 0 | 0 | 71 | 71 | 71 | 71 | 71 | 71 | 71 | 71 | 71 | 71 | 71 | 71 | 71 | 71 | 71 | 71 | 71 | 71 | 71 | 71 | 71 | 71 | 71 | 71 | 71 | 71 | 71 | 71 | 71 | 71 | 71 | 71 | 71 | 71 | 71 | 71 | 71 | 71 | 71 | 71 | 71 | 71 | 71 | 71 | 71 | 71 | 71 | 71 | 71 | 71 | 71 | 71 | 71 | 71 | 71 | 71 | 71 | 71 | 71 | 71 | 71 | 71 | 71 | 71 | 71 | 71 | 71 | 71 | 71 | 71 | 71 | 71 | 71 | 71 | 71 | 0 | 0 | 0 | 0 | 0 | 0 | 0 | 0 | 0 | 0 | 0 | 0 | 0 | 0 | 0 | 0 | 0 | 0 | 0 | 0 | 0 | 0 | 0 | 0
[19 empty] | Variable opex | Input | £000s | 0 | 0 | 0 | 0 | 0 | 1846 | 1846 | 1846 | 1846 | 1846 | 1846 | 1846 | 1846 | 1846 | 1846 | 1846 | 1846 | 1846 | 1846 | 1846 | 1846 | 1846 | 1846 | 1846 | 1846 | 1846 | 1846 | 1846 | 1846 | 1846 | 1846 | 1846 | 1846 | 1846 | 1846 | 1846 | 1846 | 1846 | 1846 | 1846 | 1846 | 1846 | 1846 | 1846 | 1846 | 1846 | 1846 | 1846 | 1846 | 1846 | 1846 | 1846 | 1846 | 1846 | 1846 | 1846 | 1846 | 1846 | 1846 | 1846 | 1846 | 1846 | 1846 | 1846 | 1846 | 1846 | 1846 | 1846 | 1846 | 1846 | 1846 | 1846 | 1846 | 1846 | 1846 | 1846 | 1846 | 1846 | 1846 | 1846 | 0 | 0 | 0 | 0 | 0 | 0 | 0 | 0 | 0 | 0 | 0 | 0 | 0 | 0 | 0 | 0 | 0 | 0 | 0 | 0 | 0 | 0 | 0 | 0
[19 empty] | Opex savings | Input | £000s | 0 | 0 | 0 | 0 | 0 | 0 | 0 | 0 | 0 | 0 | 0 | 0 | 0 | 0 | 0 | 0 | 0 | 0 | 0 | 0 | 0 | 0 | 0 | 0 | 0 | 0 | 0 | 0 | 0 | 0 | 0 | 0 | 0 | 0 | 0 | 0 | 0 | 0 | 0 | 0 | 0 | 0 | 0 | 0 | 0 | 0 | 0 | 0 | 0 | 0 | 0 | 0 | 0 | 0 | 0 | 0 | 0 | 0 | 0 | 0 | 0 | 0 | 0 | 0 | 0 | 0 | 0 | 0 | 0 | 0 | 0 | 0 | 0 | 0 | 0 | 0 | 0 | 0 | 0 | 0 | 0 | 0 | 0 | 0 | 0 | 0 | 0 | 0 | 0 | 0 | 0 | 0 | 0 | 0 | 0 | 0 | 0 | 0 | 0 | 0 | 0 | 0 | 0 | 0
[19 empty] | Fixed env & social | Input | £000s | 0.6741 | 0.7704 | 0.963 | 3.852 | 3.3705 | 0 | 0 | 0 | 0 | 0 | 0 | 0 | 0 | 0 | 0 | 0 | 0 | 0 | 0 | 0 | 0.10306 | 0.11778 | 0.14723 | 0.58891 | 0.5153 | 0 | 0 | 0 | 0 | 0 | 0 | 0 | 0 | 0 | 0 | 0 | 0 | 0 | 0 | 0 | 0.10306 | 0.11778 | 0.14723 | 0.58891 | 0.5153 | 0 | 0 | 0 | 0 | 0 | 0 | 0 | 0 | 0 | 0 | 0 | 0 | 0 | 0 | 0 | 0.183 | 0.20915 | 0.26144 | 1.0457 | 0.91502 | 0 | 0 | 0 | 0 | 0 | 0 | 0 | 0 | 0 | 0 | 0 | 0 | 0 | 0 | 0 | 0 | 0 | 0 | 0 | 0 | 0 | 0 | 0 | 0 | 0 | 0 | 0 | 0 | 0 | 0 | 0 | 0 | 0 | 0 | 0 | 0 | 0 | 0 | 0
[19 empty] | Variable env & social | Input | £000s | 0 | 0 | 0 | 0 | 0 | 11.79 | 11.79 | 11.79 | 11.79 | 11.79 | 11.79 | 11.79 | 11.79 | 11.79 | 11.79 | 11.79 | 11.79 | 11.79 | 11.79 | 11.79 | 11.79 | 11.79 | 11.79 | 11.79 | 11.79 | 11.79 | 11.79 | 11.79 | 11.79 | 11.79 | 11.79 | 11.79 | 11.79 | 11.79 | 11.79 | 11.79 | 11.79 | 11.79 | 11.79 | 11.79 | 11.79 | 11.79 | 11.79 | 11.79 | 11.79 | 11.79 | 11.79 | 11.79 | 11.79 | 11.79 | 11.79 | 11.79 | 11.79 | 11.79 | 11.79 | 11.79 | 11.79 | 11.79 | 11.79 | 11.79 | 11.79 | 11.79 | 11.79 | 11.79 | 11.79 | 11.79 | 11.79 | 11.79 | 11.79 | 11.79 | 11.79 | 11.79 | 11.79 | 11.79 | 11.79 | 11.79 | 11.79 | 11.79 | 11.79 | 11.79 | 0 | 0 | 0 | 0 | 0 | 0 | 0 | 0 | 0 | 0 | 0 | 0 | 0 | 0 | 0 | 0 | 0 | 0 | 0 | 0 | 0 | 0 | 0 | 0
[19 empty] | Fixed carbon costs | Input | £000s | 6.3486 | 7.2555 | 9.0694 | 36.2774 | 31.7428 | 0 | 0 | 0 | 0 | 0 | 0 | 0 | 0 | 0 | 0 | 0 | 0 | 0 | 0 | 0 | 0.97059 | 1.1092 | 1.3866 | 5.5462 | 4.853 | 0 | 0 | 0 | 0 | 0 | 0 | 0 | 0 | 0 | 0 | 0 | 0 | 0 | 0 | 0 | 0.97059 | 1.1092 | 1.3866 | 5.5462 | 4.853 | 0 | 0 | 0 | 0 | 0 | 0 | 0 | 0 | 0 | 0 | 0 | 0 | 0 | 0 | 0 | 1.7235 | 1.9697 | 2.4622 | 9.8486 | 8.6175 | 0 | 0 | 0 | 0 | 0 | 0 | 0 | 0 | 0 | 0 | 0 | 0 | 0 | 0 | 0 | 0 | 0 | 0 | 0 | 0 | 0 | 0 | 0 | 0 | 0 | 0 | 0 | 0 | 0 | 0 | 0 | 0 | 0 | 0 | 0 | 0 | 0 | 0 | 0
[19 empty] | Variable carbon costs | Input | £000s | 0 | 0 | 0 | 0 | 0 | 237.0148 | 219.5628 | 208.6856 | 204.9794 | 191.0103 | 180.3124 | 169.6144 | 158.9164 | 148.2185 | 137.5205 | 126.8225 | 116.1245 | 105.4266 | 94.7286 | 84.0306 | 73.3327 | 62.6347 | 51.9367 | 41.2387 | 30.5408 | 30.5408 | 30.5408 | 30.5408 | 30.5408 | 30.5408 | 30.5408 | 30.5408 | 30.5408 | 30.5408 | 30.5408 | 30.5408 | 30.5408 | 30.5408 | 30.5408 | 30.5408 | 30.5408 | 30.5408 | 30.5408 | 30.5408 | 30.5408 | 30.5408 | 30.5408 | 30.5408 | 30.5408 | 30.5408 | 30.5408 | 30.5408 | 30.5408 | 30.5408 | 30.5408 | 30.5408 | 30.5408 | 30.5408 | 30.5408 | 30.5408 | 30.5408 | 30.5408 | 30.5408 | 30.5408 | 30.5408 | 30.5408 | 30.5408 | 30.5408 | 30.5408 | 30.5408 | 30.5408 | 30.5408 | 30.5408 | 30.5408 | 30.5408 | 30.5408 | 30.5408 | 30.5408 | 30.5408 | 30.5408 | 0 | 0 | 0 | 0 | 0 | 0 | 0 | 0 | 0 | 0 | 0 | 0 | 0 | 0 | 0 | 0 | 0 | 0 | 0 | 0 | 0 | 0 | 0 | 0
[19 empty] | Customer willingness to pay | Input | £000s | 0 | 0 | 0 | 0 | 0 | 0 | 0 | 0 | 0 | 0 | 0 | 0 | 0 | 0 | 0 | 0 | 0 | 0 | 0 | 0 | 0 | 0 | 0 | 0 | 0 | 0 | 0 | 0 | 0 | 0 | 0 | 0 | 0 | 0 | 0 | 0 | 0 | 0 | 0 | 0 | 0 | 0 | 0 | 0 | 0 | 0 | 0 | 0 | 0 | 0 | 0 | 0 | 0 | 0 | 0 | 0 | 0 | 0 | 0 | 0 | 0 | 0 | 0 | 0 | 0 | 0 | 0 | 0 | 0 | 0 | 0 | 0 | 0 | 0 | 0 | 0 | 0 | 0 | 0 | 0 | 0 | 0 | 0 | 0 | 0 | 0 | 0 | 0 | 0 | 0 | 0 | 0 | 0 | 0 | 0 | 0 | 0 | 0 | 0 | 0 | 0 | 0 | 0 | 0
[19 empty] | Total | Sum of above (excl WAFU) | £000s | 1742.3227 | 1991.2259 | 2489.0324 | 9956.1294 | 8711.6133 | 2165.8048 | 2148.3528 | 2137.4756 | 2133.7694 | 2119.8003 | 2109.1024 | 2098.4044 | 2087.7064 | 2077.0085 | 2066.3105 | 2055.6125 | 2044.9145 | 2034.2166 | 2023.5186 | 2012.8206 | 2268.4963 | 2295.8517 | 2361.2605 | 3492.1639 | 3291.199 | 1959.3308 | 1959.3308 | 1959.3308 | 1959.3308 | 1959.3308 | 1959.3308 | 1959.3308 | 1959.3308 | 1959.3308 | 1959.3308 | 1959.3308 | 1959.3308 | 1959.3308 | 1959.3308 | 1959.3308 | 2225.7044 | 2263.7578 | 2339.8646 | 3481.4659 | 3291.199 | 1959.3308 | 1959.3308 | 1959.3308 | 1959.3308 | 1959.3308 | 1959.3308 | 1959.3308 | 1959.3308 | 1959.3308 | 1959.3308 | 1959.3308 | 1959.3308 | 1959.3308 | 1959.3308 | 1959.3308 | 2432.3373 | 2499.9096 | 2635.0544 | 4662.2251 | 4324.3633 | 1959.3308 | 1959.3308 | 1959.3308 | 1959.3308 | 1959.3308 | 1959.3308 | 1959.3308 | 1959.3308 | 1959.3308 | 1959.3308 | 1959.3308 | 1959.3308 | 1959.3308 | 1959.3308 | 1959.3308 | 0 | 0 | 0 | 0 | 0 | 0 | 0 | 0 | 0 | 0 | 0 | 0 | 0 | 0 | 0 | 0 | 0 | 0 | 0 | 0 | 0 | 0 | 0 | 0
58.1x | Carsington Reservoir support to Site Q with Site Q enhancements | MEL29 | SW enhancement | Y | 2025-26 | Capacity | 30 | 261233.4751 | 31808.1492 | 13240.6008 | 0 | 770.1491 | 108.0556 | 45926.9547 | 17.2446 | 17.5808 | 3 | 3 | Gains in WAFU / Savings in demand | Input | Ml/d | 0 | 0 | 0 | 0 | 0 | 30 | 30 | 30 | 30 | 30 | 30 | 30 | 30 | 30 | 30 | 30 | 30 | 30 | 30 | 30 | 30 | 30 | 30 | 30 | 30 | 30 | 30 | 30 | 30 | 30 | 30 | 30 | 30 | 30 | 30 | 30 | 30 | 30 | 30 | 30 | 30 | 30 | 30 | 30 | 30 | 30 | 30 | 30 | 30 | 30 | 30 | 30 | 30 | 30 | 30 | 30 | 30 | 30 | 30 | 30 | 30 | 30 | 30 | 30 | 30 | 30 | 30 | 30 | 30 | 30 | 30 | 30 | 30 | 30 | 30 | 30 | 30 | 30 | 30 | 30 | 0 | 0 | 0 | 0 | 0 | 0 | 0 | 0 | 0 | 0 | 0 | 0 | 0 | 0 | 0 | 0 | 0 | 0 | 0 | 0 | 0 | 0 | 0 | 0
[19 empty] | Fixed capex | Input | £000s | 2366 | 2704 | 3380 | 13520 | 11830 | 0 | 0 | 0 | 0 | 0 | 0 | 0 | 0 | 0 | 0 | 0 | 0 | 0 | 0 | 0 | 70.7 | 80.8 | 101 | 404 | 353.5 | 0 | 0 | 0 | 0 | 0 | 0 | 0 | 0 | 0 | 0 | 0 | 0 | 0 | 0 | 0 | 70.7 | 80.8 | 101 | 404 | 353.5 | 0 | 0 | 0 | 0 | 0 | 0 | 0 | 0 | 0 | 0 | 0 | 0 | 0 | 0 | 0 | 239.4 | 273.6 | 342 | 1368 | 1197 | 0 | 0 | 0 | 0 | 0 | 0 | 0 | 0 | 0 | 0 | 0 | 0 | 0 | 0 | 0 | 0 | 0 | 0 | 0 | 0 | 0 | 0 | 0 | 0 | 0 | 0 | 0 | 0 | 0 | 0 | 0 | 0 | 0 | 0 | 0 | 0 | 0 | 0 | 0
[19 empty] | Variable capex | Input | £000s | 0 | 0 | 0 | 0 | 0 | 0 | 0 | 0 | 0 | 0 | 0 | 0 | 0 | 0 | 0 | 0 | 0 | 0 | 0 | 0 | 0 | 0 | 0 | 0 | 0 | 0 | 0 | 0 | 0 | 0 | 0 | 0 | 0 | 0 | 0 | 0 | 0 | 0 | 0 | 0 | 0 | 0 | 0 | 0 | 0 | 0 | 0 | 0 | 0 | 0 | 0 | 0 | 0 | 0 | 0 | 0 | 0 | 0 | 0 | 0 | 0 | 0 | 0 | 0 | 0 | 0 | 0 | 0 | 0 | 0 | 0 | 0 | 0 | 0 | 0 | 0 | 0 | 0 | 0 | 0 | 0 | 0 | 0 | 0 | 0 | 0 | 0 | 0 | 0 | 0 | 0 | 0 | 0 | 0 | 0 | 0 | 0 | 0 | 0 | 0 | 0 | 0 | 0 | 0
[19 empty] | Financing costs | Input | £000s | 0 | 0 | 0 | 0 | 0 | 0 | 0 | 0 | 0 | 0 | 0 | 0 | 0 | 0 | 0 | 0 | 0 | 0 | 0 | 0 | 0 | 0 | 0 | 0 | 0 | 0 | 0 | 0 | 0 | 0 | 0 | 0 | 0 | 0 | 0 | 0 | 0 | 0 | 0 | 0 | 0 | 0 | 0 | 0 | 0 | 0 | 0 | 0 | 0 | 0 | 0 | 0 | 0 | 0 | 0 | 0 | 0 | 0 | 0 | 0 | 0 | 0 | 0 | 0 | 0 | 0 | 0 | 0 | 0 | 0 | 0 | 0 | 0 | 0 | 0 | 0 | 0 | 0 | 0 | 0
[19 empty] | Fixed opex | Input | £000s | 0 | 0 | 0 | 0 | 0 | 95 | 95 | 95 | 95 | 95 | 95 | 95 | 95 | 95 | 95 | 95 | 95 | 95 | 95 | 95 | 95 | 95 | 95 | 95 | 95 | 95 | 95 | 95 | 95 | 95 | 95 | 95 | 95 | 95 | 95 | 95 | 95 | 95 | 95 | 95 | 95 | 95 | 95 | 95 | 95 | 95 | 95 | 95 | 95 | 95 | 95 | 95 | 95 | 95 | 95 | 95 | 95 | 95 | 95 | 95 | 95 | 95 | 95 | 95 | 95 | 95 | 95 | 95 | 95 | 95 | 95 | 95 | 95 | 95 | 95 | 95 | 95 | 95 | 95 | 95 | 0 | 0 | 0 | 0 | 0 | 0 | 0 | 0 | 0 | 0 | 0 | 0 | 0 | 0 | 0 | 0 | 0 | 0 | 0 | 0 | 0 | 0 | 0 | 0
[19 empty] | Variable opex | Input | £000s | 0 | 0 | 0 | 0 | 0 | 460 | 460 | 460 | 460 | 460 | 460 | 460 | 460 | 460 | 460 | 460 | 460 | 460 | 460 | 460 | 460 | 460 | 460 | 460 | 460 | 460 | 460 | 460 | 460 | 460 | 460 | 460 | 460 | 460 | 460 | 460 | 460 | 460 | 460 | 460 | 460 | 460 | 460 | 460 | 460 | 460 | 460 | 460 | 460 | 460 | 460 | 460 | 460 | 460 | 460 | 460 | 460 | 460 | 460 | 460 | 460 | 460 | 460 | 460 | 460 | 460 | 460 | 460 | 460 | 460 | 460 | 460 | 460 | 460 | 460 | 460 | 460 | 460 | 460 | 460 | 0 | 0 | 0 | 0 | 0 | 0 | 0 | 0 | 0 | 0 | 0 | 0 | 0 | 0 | 0 | 0 | 0 | 0 | 0 | 0 | 0 | 0 | 0 | 0
[19 empty] | Opex savings | Input | £000s | 0 | 0 | 0 | 0 | 0 | 0 | 0 | 0 | 0 | 0 | 0 | 0 | 0 | 0 | 0 | 0 | 0 | 0 | 0 | 0 | 0 | 0 | 0 | 0 | 0 | 0 | 0 | 0 | 0 | 0 | 0 | 0 | 0 | 0 | 0 | 0 | 0 | 0 | 0 | 0 | 0 | 0 | 0 | 0 | 0 | 0 | 0 | 0 | 0 | 0 | 0 | 0 | 0 | 0 | 0 | 0 | 0 | 0 | 0 | 0 | 0 | 0 | 0 | 0 | 0 | 0 | 0 | 0 | 0 | 0 | 0 | 0 | 0 | 0 | 0 | 0 | 0 | 0 | 0 | 0 | 0 | 0 | 0 | 0 | 0 | 0 | 0 | 0 | 0 | 0 | 0 | 0 | 0 | 0 | 0 | 0 | 0 | 0 | 0 | 0 | 0 | 0 | 0 | 0
[19 empty] | Fixed env & social | Input | £000s | 0.7441 | 0.8504 | 1.063 | 4.252 | 3.7205 | 0 | 0 | 0 | 0 | 0 | 0 | 0 | 0 | 0 | 0 | 0 | 0 | 0 | 0 | 0 | 0.022235 | 0.025411 | 0.031764 | 0.12706 | 0.11117 | 0 | 0 | 0 | 0 | 0 | 0 | 0 | 0 | 0 | 0 | 0 | 0 | 0 | 0 | 0 | 0.022235 | 0.025411 | 0.031764 | 0.12706 | 0.11117 | 0 | 0 | 0 | 0 | 0 | 0 | 0 | 0 | 0 | 0 | 0 | 0 | 0 | 0 | 0 | 0.075291 | 0.086046 | 0.10756 | 0.43023 | 0.37645 | 0 | 0 | 0 | 0 | 0 | 0 | 0 | 0 | 0 | 0 | 0 | 0 | 0 | 0 | 0 | 0 | 0 | 0 | 0 | 0 | 0 | 0 | 0 | 0 | 0 | 0 | 0 | 0 | 0 | 0 | 0 | 0 | 0 | 0 | 0 | 0 | 0 | 0 | 0
[19 empty] | Variable env & social | Input | £000s | 0 | 0 | 0 | 0 | 0 | 4.11 | 4.11 | 4.11 | 4.11 | 4.11 | 4.11 | 4.11 | 4.11 | 4.11 | 4.11 | 4.11 | 4.11 | 4.11 | 4.11 | 4.11 | 4.11 | 4.11 | 4.11 | 4.11 | 4.11 | 4.11 | 4.11 | 4.11 | 4.11 | 4.11 | 4.11 | 4.11 | 4.11 | 4.11 | 4.11 | 4.11 | 4.11 | 4.11 | 4.11 | 4.11 | 4.11 | 4.11 | 4.11 | 4.11 | 4.11 | 4.11 | 4.11 | 4.11 | 4.11 | 4.11 | 4.11 | 4.11 | 4.11 | 4.11 | 4.11 | 4.11 | 4.11 | 4.11 | 4.11 | 4.11 | 4.11 | 4.11 | 4.11 | 4.11 | 4.11 | 4.11 | 4.11 | 4.11 | 4.11 | 4.11 | 4.11 | 4.11 | 4.11 | 4.11 | 4.11 | 4.11 | 4.11 | 4.11 | 4.11 | 4.11 | 0 | 0 | 0 | 0 | 0 | 0 | 0 | 0 | 0 | 0 | 0 | 0 | 0 | 0 | 0 | 0 | 0 | 0 | 0 | 0 | 0 | 0 | 0 | 0
[19 empty] | Fixed carbon costs | Input | £000s | 8.6354 | 9.869 | 12.3363 | 49.3451 | 43.177 | 0 | 0 | 0 | 0 | 0 | 0 | 0 | 0 | 0 | 0 | 0 | 0 | 0 | 0 | 0 | 0.25804 | 0.2949 | 0.36863 | 1.4745 | 1.2902 | 0 | 0 | 0 | 0 | 0 | 0 | 0 | 0 | 0 | 0 | 0 | 0 | 0 | 0 | 0 | 0.25804 | 0.2949 | 0.36863 | 1.4745 | 1.2902 | 0 | 0 | 0 | 0 | 0 | 0 | 0 | 0 | 0 | 0 | 0 | 0 | 0 | 0 | 0 | 0.87376 | 0.99858 | 1.2482 | 4.9929 | 4.3688 | 0 | 0 | 0 | 0 | 0 | 0 | 0 | 0 | 0 | 0 | 0 | 0 | 0 | 0 | 0 | 0 | 0 | 0 | 0 | 0 | 0 | 0 | 0 | 0 | 0 | 0 | 0 | 0 | 0 | 0 | 0 | 0 | 0 | 0 | 0 | 0 | 0 | 0 | 0
[19 empty] | Variable carbon costs | Input | £000s | 0 | 0 | 0 | 0 | 0 | 72.5383 | 67.1972 | 63.8682 | 62.7339 | 58.4587 | 55.1846 | 51.9105 | 48.6363 | 45.3622 | 42.0881 | 38.814 | 35.5399 | 32.2658 | 28.9917 | 25.7176 | 22.4434 | 19.1693 | 15.8952 | 12.6211 | 9.347 | 9.347 | 9.347 | 9.347 | 9.347 | 9.347 | 9.347 | 9.347 | 9.347 | 9.347 | 9.347 | 9.347 | 9.347 | 9.347 | 9.347 | 9.347 | 9.347 | 9.347 | 9.347 | 9.347 | 9.347 | 9.347 | 9.347 | 9.347 | 9.347 | 9.347 | 9.347 | 9.347 | 9.347 | 9.347 | 9.347 | 9.347 | 9.347 | 9.347 | 9.347 | 9.347 | 9.347 | 9.347 | 9.347 | 9.347 | 9.347 | 9.347 | 9.347 | 9.347 | 9.347 | 9.347 | 9.347 | 9.347 | 9.347 | 9.347 | 9.347 | 9.347 | 9.347 | 9.347 | 9.347 | 9.347 | 0 | 0 | 0 | 0 | 0 | 0 | 0 | 0 | 0 | 0 | 0 | 0 | 0 | 0 | 0 | 0 | 0 | 0 | 0 | 0 | 0 | 0 | 0 | 0
[19 empty] | Customer willingness to pay | Input | £000s | 0 | 0 | 0 | 0 | 0 | 0 | 0 | 0 | 0 | 0 | 0 | 0 | 0 | 0 | 0 | 0 | 0 | 0 | 0 | 0 | 0 | 0 | 0 | 0 | 0 | 0 | 0 | 0 | 0 | 0 | 0 | 0 | 0 | 0 | 0 | 0 | 0 | 0 | 0 | 0 | 0 | 0 | 0 | 0 | 0 | 0 | 0 | 0 | 0 | 0 | 0 | 0 | 0 | 0 | 0 | 0 | 0 | 0 | 0 | 0 | 0 | 0 | 0 | 0 | 0 | 0 | 0 | 0 | 0 | 0 | 0 | 0 | 0 | 0 | 0 | 0 | 0 | 0 | 0 | 0 | 0 | 0 | 0 | 0 | 0 | 0 | 0 | 0 | 0 | 0 | 0 | 0 | 0 | 0 | 0 | 0 | 0 | 0 | 0 | 0 | 0 | 0 | 0 | 0
[19 empty] | Total | Sum of above (excl WAFU) | £000s | 2375.3795 | 2714.7194 | 3393.3993 | 13573.5971 | 11876.8975 | 631.6483 | 626.3072 | 622.9782 | 621.8439 | 617.5687 | 614.2946 | 611.0205 | 607.7463 | 604.4722 | 601.1981 | 597.924 | 594.6499 | 591.3758 | 588.1017 | 584.8276 | 652.5337 | 659.3996 | 676.4056 | 977.3327 | 923.3584 | 568.457 | 568.457 | 568.457 | 568.457 | 568.457 | 568.457 | 568.457 | 568.457 | 568.457 | 568.457 | 568.457 | 568.457 | 568.457 | 568.457 | 568.457 | 639.4373 | 649.5773 | 669.8574 | 974.0586 | 923.3584 | 568.457 | 568.457 | 568.457 | 568.457 | 568.457 | 568.457 | 568.457 | 568.457 | 568.457 | 568.457 | 568.457 | 568.457 | 568.457 | 568.457 | 568.457 | 808.806 | 843.1416 | 911.8128 | 1941.8801 | 1770.2022 | 568.457 | 568.457 | 568.457 | 568.457 | 568.457 | 568.457 | 568.457 | 568.457 | 568.457 | 568.457 | 568.457 | 568.457 | 568.457 | 568.457 | 568.457 | 0 | 0 | 0 | 0 | 0 | 0 | 0 | 0 | 0 | 0 | 0 | 0 | 0 | 0 | 0 | 0 | 0 | 0 | 0 | 0 | 0 | 0 | 0 | 0
58.1x | Blackbrook Reservoir to support Site B | CRO04 | SW enhancement | N | 2025-26 | Capacity | 12 | 104493.3901 | 15739.4257 | 11475.1874 | 0 | 413.544 | 53.1801 | 27681.3372 | 26.0443 | 26.491 | 3 | 3 | Gains in WAFU / Savings in demand | Input | Ml/d | 0 | 0 | 0 | 0 | 0 | 12 | 12 | 12 | 12 | 12 | 12 | 12 | 12 | 12 | 12 | 12 | 12 | 12 | 12 | 12 | 12 | 12 | 12 | 12 | 12 | 12 | 12 | 12 | 12 | 12 | 12 | 12 | 12 | 12 | 12 | 12 | 12 | 12 | 12 | 12 | 12 | 12 | 12 | 12 | 12 | 12 | 12 | 12 | 12 | 12 | 12 | 12 | 12 | 12 | 12 | 12 | 12 | 12 | 12 | 12 | 12 | 12 | 12 | 12 | 12 | 12 | 12 | 12 | 12 | 12 | 12 | 12 | 12 | 12 | 12 | 12 | 12 | 12 | 12 | 12 | 0 | 0 | 0 | 0 | 0 | 0 | 0 | 0 | 0 | 0 | 0 | 0 | 0 | 0 | 0 | 0 | 0 | 0 | 0 | 0 | 0 | 0 | 0 | 0
[19 empty] | Fixed capex | Input | £000s | 1164.1 | 1330.4 | 1663 | 6652 | 5820.5 | 0 | 0 | 0 | 0 | 0 | 0 | 0 | 0 | 0 | 0 | 0 | 0 | 0 | 0 | 0 | 42 | 48 | 60 | 240 | 210 | 0 | 0 | 0 | 0 | 0 | 0 | 0 | 0 | 0 | 0 | 0 | 0 | 0 | 0 | 0 | 42 | 48 | 60 | 240 | 210 | 0 | 0 | 0 | 0 | 0 | 0 | 0 | 0 | 0 | 0 | 0 | 0 | 0 | 0 | 0 | 126.7 | 144.8 | 181 | 724 | 633.5 | 0 | 0 | 0 | 0 | 0 | 0 | 0 | 0 | 0 | 0 | 0 | 0 | 0 | 0 | 0 | 0 | 0 | 0 | 0 | 0 | 0 | 0 | 0 | 0 | 0 | 0 | 0 | 0 | 0 | 0 | 0 | 0 | 0 | 0 | 0 | 0 | 0 | 0 | 0
[19 empty] | Variable capex | Input | £000s | 0 | 0 | 0 | 0 | 0 | 0 | 0 | 0 | 0 | 0 | 0 | 0 | 0 | 0 | 0 | 0 | 0 | 0 | 0 | 0 | 0 | 0 | 0 | 0 | 0 | 0 | 0 | 0 | 0 | 0 | 0 | 0 | 0 | 0 | 0 | 0 | 0 | 0 | 0 | 0 | 0 | 0 | 0 | 0 | 0 | 0 | 0 | 0 | 0 | 0 | 0 | 0 | 0 | 0 | 0 | 0 | 0 | 0 | 0 | 0 | 0 | 0 | 0 | 0 | 0 | 0 | 0 | 0 | 0 | 0 | 0 | 0 | 0 | 0 | 0 | 0 | 0 | 0 | 0 | 0 | 0 | 0 | 0 | 0 | 0 | 0 | 0 | 0 | 0 | 0 | 0 | 0 | 0 | 0 | 0 | 0 | 0 | 0 | 0 | 0 | 0 | 0 | 0 | 0
[19 empty] | Financing costs | Input | £000s | 0 | 0 | 0 | 0 | 0 | 0 | 0 | 0 | 0 | 0 | 0 | 0 | 0 | 0 | 0 | 0 | 0 | 0 | 0 | 0 | 0 | 0 | 0 | 0 | 0 | 0 | 0 | 0 | 0 | 0 | 0 | 0 | 0 | 0 | 0 | 0 | 0 | 0 | 0 | 0 | 0 | 0 | 0 | 0 | 0 | 0 | 0 | 0 | 0 | 0 | 0 | 0 | 0 | 0 | 0 | 0 | 0 | 0 | 0 | 0 | 0 | 0 | 0 | 0 | 0 | 0 | 0 | 0 | 0 | 0 | 0 | 0 | 0 | 0 | 0 | 0 | 0 | 0 | 0 | 0
[19 empty] | Fixed opex | Input | £000s | 0 | 0 | 0 | 0 | 0 | 103 | 103 | 103 | 103 | 103 | 103 | 103 | 103 | 103 | 103 | 103 | 103 | 103 | 103 | 103 | 103 | 103 | 103 | 103 | 103 | 103 | 103 | 103 | 103 | 103 | 103 | 103 | 103 | 103 | 103 | 103 | 103 | 103 | 103 | 103 | 103 | 103 | 103 | 103 | 103 | 103 | 103 | 103 | 103 | 103 | 103 | 103 | 103 | 103 | 103 | 103 | 103 | 103 | 103 | 103 | 103 | 103 | 103 | 103 | 103 | 103 | 103 | 103 | 103 | 103 | 103 | 103 | 103 | 103 | 103 | 103 | 103 | 103 | 103 | 103 | 0 | 0 | 0 | 0 | 0 | 0 | 0 | 0 | 0 | 0 | 0 | 0 | 0 | 0 | 0 | 0 | 0 | 0 | 0 | 0 | 0 | 0 | 0 | 0
[19 empty] | Variable opex | Input | £000s | 0 | 0 | 0 | 0 | 0 | 378 | 378 | 378 | 378 | 378 | 378 | 378 | 378 | 378 | 378 | 378 | 378 | 378 | 378 | 378 | 378 | 378 | 378 | 378 | 378 | 378 | 378 | 378 | 378 | 378 | 378 | 378 | 378 | 378 | 378 | 378 | 378 | 378 | 378 | 378 | 378 | 378 | 378 | 378 | 378 | 378 | 378 | 378 | 378 | 378 | 378 | 378 | 378 | 378 | 378 | 378 | 378 | 378 | 378 | 378 | 378 | 378 | 378 | 378 | 378 | 378 | 378 | 378 | 378 | 378 | 378 | 378 | 378 | 378 | 378 | 378 | 378 | 378 | 378 | 378 | 0 | 0 | 0 | 0 | 0 | 0 | 0 | 0 | 0 | 0 | 0 | 0 | 0 | 0 | 0 | 0 | 0 | 0 | 0 | 0 | 0 | 0 | 0 | 0
[19 empty] | Opex savings | Input | £000s | 0 | 0 | 0 | 0 | 0 | 0 | 0 | 0 | 0 | 0 | 0 | 0 | 0 | 0 | 0 | 0 | 0 | 0 | 0 | 0 | 0 | 0 | 0 | 0 | 0 | 0 | 0 | 0 | 0 | 0 | 0 | 0 | 0 | 0 | 0 | 0 | 0 | 0 | 0 | 0 | 0 | 0 | 0 | 0 | 0 | 0 | 0 | 0 | 0 | 0 | 0 | 0 | 0 | 0 | 0 | 0 | 0 | 0 | 0 | 0 | 0 | 0 | 0 | 0 | 0 | 0 | 0 | 0 | 0 | 0 | 0 | 0 | 0 | 0 | 0 | 0 | 0 | 0 | 0 | 0 | 0 | 0 | 0 | 0 | 0 | 0 | 0 | 0 | 0 | 0 | 0 | 0 | 0 | 0 | 0 | 0 | 0 | 0 | 0 | 0 | 0 | 0 | 0 | 0
[19 empty] | Fixed env & social | Input | £000s | 0.5278 | 0.6032 | 0.754 | 3.016 | 2.639 | 0 | 0 | 0 | 0 | 0 | 0 | 0 | 0 | 0 | 0 | 0 | 0 | 0 | 0 | 0 | 0.019043 | 0.021763 | 0.027204 | 0.10882 | 0.095213 | 0 | 0 | 0 | 0 | 0 | 0 | 0 | 0 | 0 | 0 | 0 | 0 | 0 | 0 | 0 | 0.019043 | 0.021763 | 0.027204 | 0.10882 | 0.095213 | 0 | 0 | 0 | 0 | 0 | 0 | 0 | 0 | 0 | 0 | 0 | 0 | 0 | 0 | 0 | 0.057445 | 0.065652 | 0.082065 | 0.32826 | 0.28723 | 0 | 0 | 0 | 0 | 0 | 0 | 0 | 0 | 0 | 0 | 0 | 0 | 0 | 0 | 0 | 0 | 0 | 0 | 0 | 0 | 0 | 0 | 0 | 0 | 0 | 0 | 0 | 0 | 0 | 0 | 0 | 0 | 0 | 0 | 0 | 0 | 0 | 0 | 0
[19 empty] | Variable env & social | Input | £000s | 0 | 0 | 0 | 0 | 0 | 1.93 | 1.93 | 1.93 | 1.93 | 1.93 | 1.93 | 1.93 | 1.93 | 1.93 | 1.93 | 1.93 | 1.93 | 1.93 | 1.93 | 1.93 | 1.93 | 1.93 | 1.93 | 1.93 | 1.93 | 1.93 | 1.93 | 1.93 | 1.93 | 1.93 | 1.93 | 1.93 | 1.93 | 1.93 | 1.93 | 1.93 | 1.93 | 1.93 | 1.93 | 1.93 | 1.93 | 1.93 | 1.93 | 1.93 | 1.93 | 1.93 | 1.93 | 1.93 | 1.93 | 1.93 | 1.93 | 1.93 | 1.93 | 1.93 | 1.93 | 1.93 | 1.93 | 1.93 | 1.93 | 1.93 | 1.93 | 1.93 | 1.93 | 1.93 | 1.93 | 1.93 | 1.93 | 1.93 | 1.93 | 1.93 | 1.93 | 1.93 | 1.93 | 1.93 | 1.93 | 1.93 | 1.93 | 1.93 | 1.93 | 1.93 | 0 | 0 | 0 | 0 | 0 | 0 | 0 | 0 | 0 | 0 | 0 | 0 | 0 | 0 | 0 | 0 | 0 | 0 | 0 | 0 | 0 | 0 | 0 | 0
[19 empty] | Fixed carbon costs | Input | £000s | 2.7988 | 3.1987 | 3.9983 | 15.9933 | 13.9941 | 0 | 0 | 0 | 0 | 0 | 0 | 0 | 0 | 0 | 0 | 0 | 0 | 0 | 0 | 0 | 0.10098 | 0.11541 | 0.14426 | 0.57703 | 0.5049 | 0 | 0 | 0 | 0 | 0 | 0 | 0 | 0 | 0 | 0 | 0 | 0 | 0 | 0 | 0 | 0.10098 | 0.11541 | 0.14426 | 0.57703 | 0.5049 | 0 | 0 | 0 | 0 | 0 | 0 | 0 | 0 | 0 | 0 | 0 | 0 | 0 | 0 | 0 | 0.30462 | 0.34814 | 0.43517 | 1.7407 | 1.5231 | 0 | 0 | 0 | 0 | 0 | 0 | 0 | 0 | 0 | 0 | 0 | 0 | 0 | 0 | 0 | 0 | 0 | 0 | 0 | 0 | 0 | 0 | 0 | 0 | 0 | 0 | 0 | 0 | 0 | 0 | 0 | 0 | 0 | 0 | 0 | 0 | 0 | 0 | 0
[19 empty] | Variable carbon costs | Input | £000s | 0 | 0 | 0 | 0 | 0 | 41.6674 | 38.5993 | 36.6871 | 36.0355 | 33.5798 | 31.699 | 29.8183 | 27.9376 | 26.0569 | 24.1762 | 22.2955 | 20.4148 | 18.5341 | 16.6534 | 14.7726 | 12.8919 | 11.0112 | 9.1305 | 7.2498 | 5.3691 | 5.3691 | 5.3691 | 5.3691 | 5.3691 | 5.3691 | 5.3691 | 5.3691 | 5.3691 | 5.3691 | 5.3691 | 5.3691 | 5.3691 | 5.3691 | 5.3691 | 5.3691 | 5.3691 | 5.3691 | 5.3691 | 5.3691 | 5.3691 | 5.3691 | 5.3691 | 5.3691 | 5.3691 | 5.3691 | 5.3691 | 5.3691 | 5.3691 | 5.3691 | 5.3691 | 5.3691 | 5.3691 | 5.3691 | 5.3691 | 5.3691 | 5.3691 | 5.3691 | 5.3691 | 5.3691 | 5.3691 | 5.3691 | 5.3691 | 5.3691 | 5.3691 | 5.3691 | 5.3691 | 5.3691 | 5.3691 | 5.3691 | 5.3691 | 5.3691 | 5.3691 | 5.3691 | 5.3691 | 5.3691 | 0 | 0 | 0 | 0 | 0 | 0 | 0 | 0 | 0 | 0 | 0 | 0 | 0 | 0 | 0 | 0 | 0 | 0 | 0 | 0 | 0 | 0 | 0 | 0
[19 empty] | Customer willingness to pay | Input | £000s | 0 | 0 | 0 | 0 | 0 | 0 | 0 | 0 | 0 | 0 | 0 | 0 | 0 | 0 | 0 | 0 | 0 | 0 | 0 | 0 | 0 | 0 | 0 | 0 | 0 | 0 | 0 | 0 | 0 | 0 | 0 | 0 | 0 | 0 | 0 | 0 | 0 | 0 | 0 | 0 | 0 | 0 | 0 | 0 | 0 | 0 | 0 | 0 | 0 | 0 | 0 | 0 | 0 | 0 | 0 | 0 | 0 | 0 | 0 | 0 | 0 | 0 | 0 | 0 | 0 | 0 | 0 | 0 | 0 | 0 | 0 | 0 | 0 | 0 | 0 | 0 | 0 | 0 | 0 | 0 | 0 | 0 | 0 | 0 | 0 | 0 | 0 | 0 | 0 | 0 | 0 | 0 | 0 | 0 | 0 | 0 | 0 | 0 | 0 | 0 | 0 | 0 | 0 | 0
[19 empty] | Total | Sum of above (excl WAFU) | £000s | 1167.4266 | 1334.2019 | 1667.7523 | 6671.0093 | 5837.1331 | 524.5974 | 521.5293 | 519.6171 | 518.9655 | 516.5098 | 514.629 | 512.7483 | 510.8676 | 508.9869 | 507.1062 | 505.2255 | 503.3448 | 501.4641 | 499.5834 | 497.7026 | 537.942 | 542.0784 | 552.232 | 730.8656 | 698.8992 | 488.2991 | 488.2991 | 488.2991 | 488.2991 | 488.2991 | 488.2991 | 488.2991 | 488.2991 | 488.2991 | 488.2991 | 488.2991 | 488.2991 | 488.2991 | 488.2991 | 488.2991 | 530.4191 | 536.4363 | 548.4705 | 728.9849 | 698.8992 | 488.2991 | 488.2991 | 488.2991 | 488.2991 | 488.2991 | 488.2991 | 488.2991 | 488.2991 | 488.2991 | 488.2991 | 488.2991 | 488.2991 | 488.2991 | 488.2991 | 488.2991 | 615.3612 | 633.5129 | 669.8163 | 1214.368 | 1123.6094 | 488.2991 | 488.2991 | 488.2991 | 488.2991 | 488.2991 | 488.2991 | 488.2991 | 488.2991 | 488.2991 | 488.2991 | 488.2991 | 488.2991 | 488.2991 | 488.2991 | 488.2991 | 0 | 0 | 0 | 0 | 0 | 0 | 0 | 0 | 0 | 0 | 0 | 0 | 0 | 0 | 0 | 0 | 0 | 0 | 0 | 0 | 0 | 0 | 0 | 0
58.1x | Thornton Reservoir to support Site B | CRO05 | SW enhancement | Y | 2025-26 | Capacity | 12 | 104493.3901 | 12873.7943 | 12906.6037 | 0 | 492.4756 | 76.6776 | 26349.5511 | 24.6718 | 25.2165 | 3 | 3 | Gains in WAFU / Savings in demand | Input | Ml/d | 0 | 0 | 0 | 0 | 0 | 12 | 12 | 12 | 12 | 12 | 12 | 12 | 12 | 12 | 12 | 12 | 12 | 12 | 12 | 12 | 12 | 12 | 12 | 12 | 12 | 12 | 12 | 12 | 12 | 12 | 12 | 12 | 12 | 12 | 12 | 12 | 12 | 12 | 12 | 12 | 12 | 12 | 12 | 12 | 12 | 12 | 12 | 12 | 12 | 12 | 12 | 12 | 12 | 12 | 12 | 12 | 12 | 12 | 12 | 12 | 12 | 12 | 12 | 12 | 12 | 12 | 12 | 12 | 12 | 12 | 12 | 12 | 12 | 12 | 12 | 12 | 12 | 12 | 12 | 12 | 0 | 0 | 0 | 0 | 0 | 0 | 0 | 0 | 0 | 0 | 0 | 0 | 0 | 0 | 0 | 0 | 0 | 0 | 0 | 0 | 0 | 0 | 0 | 0
[19 empty] | Fixed capex | Input | £000s | 932.4 | 1065.6 | 1332 | 5328 | 4662 | 0 | 0 | 0 | 0 | 0 | 0 | 0 | 0 | 0 | 0 | 0 | 0 | 0 | 0 | 0 | 51.8 | 59.2 | 74 | 296 | 259 | 0 | 0 | 0 | 0 | 0 | 0 | 0 | 0 | 0 | 0 | 0 | 0 | 0 | 0 | 0 | 51.8 | 59.2 | 74 | 296 | 259 | 0 | 0 | 0 | 0 | 0 | 0 | 0 | 0 | 0 | 0 | 0 | 0 | 0 | 0 | 0 | 145.6 | 166.4 | 208 | 832 | 728 | 0 | 0 | 0 | 0 | 0 | 0 | 0 | 0 | 0 | 0 | 0 | 0 | 0 | 0 | 0 | 0 | 0 | 0 | 0 | 0 | 0 | 0 | 0 | 0 | 0 | 0 | 0 | 0 | 0 | 0 | 0 | 0 | 0 | 0 | 0 | 0 | 0 | 0 | 0
[19 empty] | Variable capex | Input | £000s | 0 | 0 | 0 | 0 | 0 | 0 | 0 | 0 | 0 | 0 | 0 | 0 | 0 | 0 | 0 | 0 | 0 | 0 | 0 | 0 | 0 | 0 | 0 | 0 | 0 | 0 | 0 | 0 | 0 | 0 | 0 | 0 | 0 | 0 | 0 | 0 | 0 | 0 | 0 | 0 | 0 | 0 | 0 | 0 | 0 | 0 | 0 | 0 | 0 | 0 | 0 | 0 | 0 | 0 | 0 | 0 | 0 | 0 | 0 | 0 | 0 | 0 | 0 | 0 | 0 | 0 | 0 | 0 | 0 | 0 | 0 | 0 | 0 | 0 | 0 | 0 | 0 | 0 | 0 | 0 | 0 | 0 | 0 | 0 | 0 | 0 | 0 | 0 | 0 | 0 | 0 | 0 | 0 | 0 | 0 | 0 | 0 | 0 | 0 | 0 | 0 | 0 | 0 | 0
[19 empty] | Financing costs | Input | £000s | 0 | 0 | 0 | 0 | 0 | 0 | 0 | 0 | 0 | 0 | 0 | 0 | 0 | 0 | 0 | 0 | 0 | 0 | 0 | 0 | 0 | 0 | 0 | 0 | 0 | 0 | 0 | 0 | 0 | 0 | 0 | 0 | 0 | 0 | 0 | 0 | 0 | 0 | 0 | 0 | 0 | 0 | 0 | 0 | 0 | 0 | 0 | 0 | 0 | 0 | 0 | 0 | 0 | 0 | 0 | 0 | 0 | 0 | 0 | 0 | 0 | 0 | 0 | 0 | 0 | 0 | 0 | 0 | 0 | 0 | 0 | 0 | 0 | 0 | 0 | 0 | 0 | 0 | 0 | 0
[19 empty] | Fixed opex | Input | £000s | 0 | 0 | 0 | 0 | 0 | 103 | 103 | 103 | 103 | 103 | 103 | 103 | 103 | 103 | 103 | 103 | 103 | 103 | 103 | 103 | 103 | 103 | 103 | 103 | 103 | 103 | 103 | 103 | 103 | 103 | 103 | 103 | 103 | 103 | 103 | 103 | 103 | 103 | 103 | 103 | 103 | 103 | 103 | 103 | 103 | 103 | 103 | 103 | 103 | 103 | 103 | 103 | 103 | 103 | 103 | 103 | 103 | 103 | 103 | 103 | 103 | 103 | 103 | 103 | 103 | 103 | 103 | 103 | 103 | 103 | 103 | 103 | 103 | 103 | 103 | 103 | 103 | 103 | 103 | 103 | 0 | 0 | 0 | 0 | 0 | 0 | 0 | 0 | 0 | 0 | 0 | 0 | 0 | 0 | 0 | 0 | 0 | 0 | 0 | 0 | 0 | 0 | 0 | 0
[19 empty] | Variable opex | Input | £000s | 0 | 0 | 0 | 0 | 0 | 438 | 438 | 438 | 438 | 438 | 438 | 438 | 438 | 438 | 438 | 438 | 438 | 438 | 438 | 438 | 438 | 438 | 438 | 438 | 438 | 438 | 438 | 438 | 438 | 438 | 438 | 438 | 438 | 438 | 438 | 438 | 438 | 438 | 438 | 438 | 438 | 438 | 438 | 438 | 438 | 438 | 438 | 438 | 438 | 438 | 438 | 438 | 438 | 438 | 438 | 438 | 438 | 438 | 438 | 438 | 438 | 438 | 438 | 438 | 438 | 438 | 438 | 438 | 438 | 438 | 438 | 438 | 438 | 438 | 438 | 438 | 438 | 438 | 438 | 438 | 0 | 0 | 0 | 0 | 0 | 0 | 0 | 0 | 0 | 0 | 0 | 0 | 0 | 0 | 0 | 0 | 0 | 0 | 0 | 0 | 0 | 0 | 0 | 0
[19 empty] | Opex savings | Input | £000s | 0 | 0 | 0 | 0 | 0 | 0 | 0 | 0 | 0 | 0 | 0 | 0 | 0 | 0 | 0 | 0 | 0 | 0 | 0 | 0 | 0 | 0 | 0 | 0 | 0 | 0 | 0 | 0 | 0 | 0 | 0 | 0 | 0 | 0 | 0 | 0 | 0 | 0 | 0 | 0 | 0 | 0 | 0 | 0 | 0 | 0 | 0 | 0 | 0 | 0 | 0 | 0 | 0 | 0 | 0 | 0 | 0 | 0 | 0 | 0 | 0 | 0 | 0 | 0 | 0 | 0 | 0 | 0 | 0 | 0 | 0 | 0 | 0 | 0 | 0 | 0 | 0 | 0 | 0 | 0 | 0 | 0 | 0 | 0 | 0 | 0 | 0 | 0 | 0 | 0 | 0 | 0 | 0 | 0 | 0 | 0 | 0 | 0 | 0 | 0 | 0 | 0 | 0 | 0
[19 empty] | Fixed env & social | Input | £000s | 0.6636 | 0.7584 | 0.948 | 3.792 | 3.318 | 0 | 0 | 0 | 0 | 0 | 0 | 0 | 0 | 0 | 0 | 0 | 0 | 0 | 0 | 0 | 0.036867 | 0.042133 | 0.052667 | 0.21067 | 0.18433 | 0 | 0 | 0 | 0 | 0 | 0 | 0 | 0 | 0 | 0 | 0 | 0 | 0 | 0 | 0 | 0.036867 | 0.042133 | 0.052667 | 0.21067 | 0.18433 | 0 | 0 | 0 | 0 | 0 | 0 | 0 | 0 | 0 | 0 | 0 | 0 | 0 | 0 | 0 | 0.10363 | 0.11843 | 0.14804 | 0.59214 | 0.51813 | 0 | 0 | 0 | 0 | 0 | 0 | 0 | 0 | 0 | 0 | 0 | 0 | 0 | 0 | 0 | 0 | 0 | 0 | 0 | 0 | 0 | 0 | 0 | 0 | 0 | 0 | 0 | 0 | 0 | 0 | 0 | 0 | 0 | 0 | 0 | 0 | 0 | 0 | 0
[19 empty] | Variable env & social | Input | £000s | 0 | 0 | 0 | 0 | 0 | 2.83 | 2.83 | 2.83 | 2.83 | 2.83 | 2.83 | 2.83 | 2.83 | 2.83 | 2.83 | 2.83 | 2.83 | 2.83 | 2.83 | 2.83 | 2.83 | 2.83 | 2.83 | 2.83 | 2.83 | 2.83 | 2.83 | 2.83 | 2.83 | 2.83 | 2.83 | 2.83 | 2.83 | 2.83 | 2.83 | 2.83 | 2.83 | 2.83 | 2.83 | 2.83 | 2.83 | 2.83 | 2.83 | 2.83 | 2.83 | 2.83 | 2.83 | 2.83 | 2.83 | 2.83 | 2.83 | 2.83 | 2.83 | 2.83 | 2.83 | 2.83 | 2.83 | 2.83 | 2.83 | 2.83 | 2.83 | 2.83 | 2.83 | 2.83 | 2.83 | 2.83 | 2.83 | 2.83 | 2.83 | 2.83 | 2.83 | 2.83 | 2.83 | 2.83 | 2.83 | 2.83 | 2.83 | 2.83 | 2.83 | 2.83 | 0 | 0 | 0 | 0 | 0 | 0 | 0 | 0 | 0 | 0 | 0 | 0 | 0 | 0 | 0 | 0 | 0 | 0 | 0 | 0 | 0 | 0 | 0 | 0
[19 empty] | Fixed carbon costs | Input | £000s | 3.7204 | 4.2519 | 5.3148 | 21.2594 | 18.6019 | 0 | 0 | 0 | 0 | 0 | 0 | 0 | 0 | 0 | 0 | 0 | 0 | 0 | 0 | 0 | 0.20669 | 0.23622 | 0.29527 | 1.1811 | 1.0334 | 0 | 0 | 0 | 0 | 0 | 0 | 0 | 0 | 0 | 0 | 0 | 0 | 0 | 0 | 0 | 0.20669 | 0.23622 | 0.29527 | 1.1811 | 1.0334 | 0 | 0 | 0 | 0 | 0 | 0 | 0 | 0 | 0 | 0 | 0 | 0 | 0 | 0 | 0 | 0.58096 | 0.66396 | 0.82994 | 3.3198 | 2.9048 | 0 | 0 | 0 | 0 | 0 | 0 | 0 | 0 | 0 | 0 | 0 | 0 | 0 | 0 | 0 | 0 | 0 | 0 | 0 | 0 | 0 | 0 | 0 | 0 | 0 | 0 | 0 | 0 | 0 | 0 | 0 | 0 | 0 | 0 | 0 | 0 | 0 | 0 | 0
[19 empty] | Variable carbon costs | Input | £000s | 0 | 0 | 0 | 0 | 0 | 48.9212 | 45.319 | 43.0739 | 42.3089 | 39.4256 | 37.2175 | 35.0094 | 32.8013 | 30.5931 | 28.385 | 26.1769 | 23.9688 | 21.7606 | 19.5525 | 17.3444 | 15.1363 | 12.9282 | 10.72 | 8.5119 | 6.3038 | 6.3038 | 6.3038 | 6.3038 | 6.3038 | 6.3038 | 6.3038 | 6.3038 | 6.3038 | 6.3038 | 6.3038 | 6.3038 | 6.3038 | 6.3038 | 6.3038 | 6.3038 | 6.3038 | 6.3038 | 6.3038 | 6.3038 | 6.3038 | 6.3038 | 6.3038 | 6.3038 | 6.3038 | 6.3038 | 6.3038 | 6.3038 | 6.3038 | 6.3038 | 6.3038 | 6.3038 | 6.3038 | 6.3038 | 6.3038 | 6.3038 | 6.3038 | 6.3038 | 6.3038 | 6.3038 | 6.3038 | 6.3038 | 6.3038 | 6.3038 | 6.3038 | 6.3038 | 6.3038 | 6.3038 | 6.3038 | 6.3038 | 6.3038 | 6.3038 | 6.3038 | 6.3038 | 6.3038 | 6.3038 | 0 | 0 | 0 | 0 | 0 | 0 | 0 | 0 | 0 | 0 | 0 | 0 | 0 | 0 | 0 | 0 | 0 | 0 | 0 | 0 | 0 | 0 | 0 | 0
[19 empty] | Customer willingness to pay | Input | £000s | 0 | 0 | 0 | 0 | 0 | 0 | 0 | 0 | 0 | 0 | 0 | 0 | 0 | 0 | 0 | 0 | 0 | 0 | 0 | 0 | 0 | 0 | 0 | 0 | 0 | 0 | 0 | 0 | 0 | 0 | 0 | 0 | 0 | 0 | 0 | 0 | 0 | 0 | 0 | 0 | 0 | 0 | 0 | 0 | 0 | 0 | 0 | 0 | 0 | 0 | 0 | 0 | 0 | 0 | 0 | 0 | 0 | 0 | 0 | 0 | 0 | 0 | 0 | 0 | 0 | 0 | 0 | 0 | 0 | 0 | 0 | 0 | 0 | 0 | 0 | 0 | 0 | 0 | 0 | 0 | 0 | 0 | 0 | 0 | 0 | 0 | 0 | 0 | 0 | 0 | 0 | 0 | 0 | 0 | 0 | 0 | 0 | 0 | 0 | 0 | 0 | 0 | 0 | 0
[19 empty] | Total | Sum of above (excl WAFU) | £000s | 936.784 | 1070.6103 | 1338.2628 | 5353.0514 | 4683.9199 | 592.7512 | 589.149 | 586.9039 | 586.1389 | 583.2556 | 581.0475 | 578.8394 | 576.6313 | 574.4231 | 572.215 | 570.0069 | 567.7988 | 565.5906 | 563.3825 | 561.1744 | 611.0098 | 616.2365 | 628.898 | 849.7337 | 810.3516 | 550.1338 | 550.1338 | 550.1338 | 550.1338 | 550.1338 | 550.1338 | 550.1338 | 550.1338 | 550.1338 | 550.1338 | 550.1338 | 550.1338 | 550.1338 | 550.1338 | 550.1338 | 602.1773 | 609.6121 | 624.4817 | 847.5255 | 810.3516 | 550.1338 | 550.1338 | 550.1338 | 550.1338 | 550.1338 | 550.1338 | 550.1338 | 550.1338 | 550.1338 | 550.1338 | 550.1338 | 550.1338 | 550.1338 | 550.1338 | 550.1338 | 696.4184 | 717.3162 | 759.1118 | 1386.0457 | 1281.5567 | 550.1338 | 550.1338 | 550.1338 | 550.1338 | 550.1338 | 550.1338 | 550.1338 | 550.1338 | 550.1338 | 550.1338 | 550.1338 | 550.1338 | 550.1338 | 550.1338 | 550.1338 | 0 | 0 | 0 | 0 | 0 | 0 | 0 | 0 | 0 | 0 | 0 | 0 | 0 | 0 | 0 | 0 | 0 | 0 | 0 | 0 | 0 | 0 | 0 | 0
58.1x | Blackbrook Reservoir and Thornton Reservoir to support Site B | CRO07 | SW enhancement | N | 2025-26 | Capacity | 17 | 148032.3026 | 28604.1557 | 18131.2732 | 0 | 705.0059 | 129.8196 | 47570.2544 | 31.5711 | 32.135 | 3 | 3 | Gains in WAFU / Savings in demand | Input | Ml/d | 0 | 0 | 0 | 0 | 0 | 17 | 17 | 17 | 17 | 17 | 17 | 17 | 17 | 17 | 17 | 17 | 17 | 17 | 17 | 17 | 17 | 17 | 17 | 17 | 17 | 17 | 17 | 17 | 17 | 17 | 17 | 17 | 17 | 17 | 17 | 17 | 17 | 17 | 17 | 17 | 17 | 17 | 17 | 17 | 17 | 17 | 17 | 17 | 17 | 17 | 17 | 17 | 17 | 17 | 17 | 17 | 17 | 17 | 17 | 17 | 17 | 17 | 17 | 17 | 17 | 17 | 17 | 17 | 17 | 17 | 17 | 17 | 17 | 17 | 17 | 17 | 17 | 17 | 17 | 17 | 0 | 0 | 0 | 0 | 0 | 0 | 0 | 0 | 0 | 0 | 0 | 0 | 0 | 0 | 0 | 0 | 0 | 0 | 0 | 0 | 0 | 0 | 0 | 0
[19 empty] | Fixed capex | Input | £000s | 2095.8 | 2395.2 | 2994 | 11976 | 10479 | 0 | 0 | 0 | 0 | 0 | 0 | 0 | 0 | 0 | 0 | 0 | 0 | 0 | 0 | 0 | 93.8 | 107.2 | 134 | 536 | 469 | 0 | 0 | 0 | 0 | 0 | 0 | 0 | 0 | 0 | 0 | 0 | 0 | 0 | 0 | 0 | 93.8 | 107.2 | 134 | 536 | 469 | 0 | 0 | 0 | 0 | 0 | 0 | 0 | 0 | 0 | 0 | 0 | 0 | 0 | 0 | 0 | 272.3 | 311.2 | 389 | 1556 | 1361.5 | 0 | 0 | 0 | 0 | 0 | 0 | 0 | 0 | 0 | 0 | 0 | 0 | 0 | 0 | 0 | 0 | 0 | 0 | 0 | 0 | 0 | 0 | 0 | 0 | 0 | 0 | 0 | 0 | 0 | 0 | 0 | 0 | 0 | 0 | 0 | 0 | 0 | 0 | 0
[19 empty] | Variable capex | Input | £000s | 0 | 0 | 0 | 0 | 0 | 0 | 0 | 0 | 0 | 0 | 0 | 0 | 0 | 0 | 0 | 0 | 0 | 0 | 0 | 0 | 0 | 0 | 0 | 0 | 0 | 0 | 0 | 0 | 0 | 0 | 0 | 0 | 0 | 0 | 0 | 0 | 0 | 0 | 0 | 0 | 0 | 0 | 0 | 0 | 0 | 0 | 0 | 0 | 0 | 0 | 0 | 0 | 0 | 0 | 0 | 0 | 0 | 0 | 0 | 0 | 0 | 0 | 0 | 0 | 0 | 0 | 0 | 0 | 0 | 0 | 0 | 0 | 0 | 0 | 0 | 0 | 0 | 0 | 0 | 0 | 0 | 0 | 0 | 0 | 0 | 0 | 0 | 0 | 0 | 0 | 0 | 0 | 0 | 0 | 0 | 0 | 0 | 0 | 0 | 0 | 0 | 0 | 0 | 0
[19 empty] | Financing costs | Input | £000s | 0 | 0 | 0 | 0 | 0 | 0 | 0 | 0 | 0 | 0 | 0 | 0 | 0 | 0 | 0 | 0 | 0 | 0 | 0 | 0 | 0 | 0 | 0 | 0 | 0 | 0 | 0 | 0 | 0 | 0 | 0 | 0 | 0 | 0 | 0 | 0 | 0 | 0 | 0 | 0 | 0 | 0 | 0 | 0 | 0 | 0 | 0 | 0 | 0 | 0 | 0 | 0 | 0 | 0 | 0 | 0 | 0 | 0 | 0 | 0 | 0 | 0 | 0 | 0 | 0 | 0 | 0 | 0 | 0 | 0 | 0 | 0 | 0 | 0 | 0 | 0 | 0 | 0 | 0 | 0
[19 empty] | Fixed opex | Input | £000s | 0 | 0 | 0 | 0 | 0 | 147 | 147 | 147 | 147 | 147 | 147 | 147 | 147 | 147 | 147 | 147 | 147 | 147 | 147 | 147 | 147 | 147 | 147 | 147 | 147 | 147 | 147 | 147 | 147 | 147 | 147 | 147 | 147 | 147 | 147 | 147 | 147 | 147 | 147 | 147 | 147 | 147 | 147 | 147 | 147 | 147 | 147 | 147 | 147 | 147 | 147 | 147 | 147 | 147 | 147 | 147 | 147 | 147 | 147 | 147 | 147 | 147 | 147 | 147 | 147 | 147 | 147 | 147 | 147 | 147 | 147 | 147 | 147 | 147 | 147 | 147 | 147 | 147 | 147 | 147 | 0 | 0 | 0 | 0 | 0 | 0 | 0 | 0 | 0 | 0 | 0 | 0 | 0 | 0 | 0 | 0 | 0 | 0 | 0 | 0 | 0 | 0 | 0 | 0
[19 empty] | Variable opex | Input | £000s | 0 | 0 | 0 | 0 | 0 | 613 | 613 | 613 | 613 | 613 | 613 | 613 | 613 | 613 | 613 | 613 | 613 | 613 | 613 | 613 | 613 | 613 | 613 | 613 | 613 | 613 | 613 | 613 | 613 | 613 | 613 | 613 | 613 | 613 | 613 | 613 | 613 | 613 | 613 | 613 | 613 | 613 | 613 | 613 | 613 | 613 | 613 | 613 | 613 | 613 | 613 | 613 | 613 | 613 | 613 | 613 | 613 | 613 | 613 | 613 | 613 | 613 | 613 | 613 | 613 | 613 | 613 | 613 | 613 | 613 | 613 | 613 | 613 | 613 | 613 | 613 | 613 | 613 | 613 | 613 | 0 | 0 | 0 | 0 | 0 | 0 | 0 | 0 | 0 | 0 | 0 | 0 | 0 | 0 | 0 | 0 | 0 | 0 | 0 | 0 | 0 | 0 | 0 | 0
[19 empty] | Opex savings | Input | £000s | 0 | 0 | 0 | 0 | 0 | 0 | 0 | 0 | 0 | 0 | 0 | 0 | 0 | 0 | 0 | 0 | 0 | 0 | 0 | 0 | 0 | 0 | 0 | 0 | 0 | 0 | 0 | 0 | 0 | 0 | 0 | 0 | 0 | 0 | 0 | 0 | 0 | 0 | 0 | 0 | 0 | 0 | 0 | 0 | 0 | 0 | 0 | 0 | 0 | 0 | 0 | 0 | 0 | 0 | 0 | 0 | 0 | 0 | 0 | 0 | 0 | 0 | 0 | 0 | 0 | 0 | 0 | 0 | 0 | 0 | 0 | 0 | 0 | 0 | 0 | 0 | 0 | 0 | 0 | 0 | 0 | 0 | 0 | 0 | 0 | 0 | 0 | 0 | 0 | 0 | 0 | 0 | 0 | 0 | 0 | 0 | 0 | 0 | 0 | 0 | 0 | 0 | 0 | 0
[19 empty] | Fixed env & social | Input | £000s | 1.1914 | 1.3616 | 1.702 | 6.808 | 5.957 | 0 | 0 | 0 | 0 | 0 | 0 | 0 | 0 | 0 | 0 | 0 | 0 | 0 | 0 | 0 | 0.053323 | 0.06094 | 0.076175 | 0.3047 | 0.26661 | 0 | 0 | 0 | 0 | 0 | 0 | 0 | 0 | 0 | 0 | 0 | 0 | 0 | 0 | 0 | 0.053323 | 0.06094 | 0.076175 | 0.3047 | 0.26661 | 0 | 0 | 0 | 0 | 0 | 0 | 0 | 0 | 0 | 0 | 0 | 0 | 0 | 0 | 0 | 0.15479 | 0.17691 | 0.22113 | 0.88454 | 0.77397 | 0 | 0 | 0 | 0 | 0 | 0 | 0 | 0 | 0 | 0 | 0 | 0 | 0 | 0 | 0 | 0 | 0 | 0 | 0 | 0 | 0 | 0 | 0 | 0 | 0 | 0 | 0 | 0 | 0 | 0 | 0 | 0 | 0 | 0 | 0 | 0 | 0 | 0 | 0
[19 empty] | Variable env & social | Input | £000s | 0 | 0 | 0 | 0 | 0 | 4.76 | 4.76 | 4.76 | 4.76 | 4.76 | 4.76 | 4.76 | 4.76 | 4.76 | 4.76 | 4.76 | 4.76 | 4.76 | 4.76 | 4.76 | 4.76 | 4.76 | 4.76 | 4.76 | 4.76 | 4.76 | 4.76 | 4.76 | 4.76 | 4.76 | 4.76 | 4.76 | 4.76 | 4.76 | 4.76 | 4.76 | 4.76 | 4.76 | 4.76 | 4.76 | 4.76 | 4.76 | 4.76 | 4.76 | 4.76 | 4.76 | 4.76 | 4.76 | 4.76 | 4.76 | 4.76 | 4.76 | 4.76 | 4.76 | 4.76 | 4.76 | 4.76 | 4.76 | 4.76 | 4.76 | 4.76 | 4.76 | 4.76 | 4.76 | 4.76 | 4.76 | 4.76 | 4.76 | 4.76 | 4.76 | 4.76 | 4.76 | 4.76 | 4.76 | 4.76 | 4.76 | 4.76 | 4.76 | 4.76 | 4.76 | 0 | 0 | 0 | 0 | 0 | 0 | 0 | 0 | 0 | 0 | 0 | 0 | 0 | 0 | 0 | 0 | 0 | 0 | 0 | 0 | 0 | 0 | 0 | 0
[19 empty] | Fixed carbon costs | Input | £000s | 6.5192 | 7.4505 | 9.3132 | 37.2526 | 32.5961 | 0 | 0 | 0 | 0 | 0 | 0 | 0 | 0 | 0 | 0 | 0 | 0 | 0 | 0 | 0 | 0.29178 | 0.33346 | 0.41682 | 1.6673 | 1.4589 | 0 | 0 | 0 | 0 | 0 | 0 | 0 | 0 | 0 | 0 | 0 | 0 | 0 | 0 | 0 | 0.29178 | 0.33346 | 0.41682 | 1.6673 | 1.4589 | 0 | 0 | 0 | 0 | 0 | 0 | 0 | 0 | 0 | 0 | 0 | 0 | 0 | 0 | 0 | 0.84702 | 0.96802 | 1.21 | 4.8401 | 4.2351 | 0 | 0 | 0 | 0 | 0 | 0 | 0 | 0 | 0 | 0 | 0 | 0 | 0 | 0 | 0 | 0 | 0 | 0 | 0 | 0 | 0 | 0 | 0 | 0 | 0 | 0 | 0 | 0 | 0 | 0 | 0 | 0 | 0 | 0 | 0 | 0 | 0 | 0 | 0
[19 empty] | Variable carbon costs | Input | £000s | 0 | 0 | 0 | 0 | 0 | 68.321 | 63.2904 | 60.1549 | 59.0866 | 55.0599 | 51.9762 | 48.8924 | 45.8087 | 42.7249 | 39.6411 | 36.5574 | 33.4736 | 30.3899 | 27.3061 | 24.2224 | 21.1386 | 18.0548 | 14.9711 | 11.8873 | 8.8036 | 8.8036 | 8.8036 | 8.8036 | 8.8036 | 8.8036 | 8.8036 | 8.8036 | 8.8036 | 8.8036 | 8.8036 | 8.8036 | 8.8036 | 8.8036 | 8.8036 | 8.8036 | 8.8036 | 8.8036 | 8.8036 | 8.8036 | 8.8036 | 8.8036 | 8.8036 | 8.8036 | 8.8036 | 8.8036 | 8.8036 | 8.8036 | 8.8036 | 8.8036 | 8.8036 | 8.8036 | 8.8036 | 8.8036 | 8.8036 | 8.8036 | 8.8036 | 8.8036 | 8.8036 | 8.8036 | 8.8036 | 8.8036 | 8.8036 | 8.8036 | 8.8036 | 8.8036 | 8.8036 | 8.8036 | 8.8036 | 8.8036 | 8.8036 | 8.8036 | 8.8036 | 8.8036 | 8.8036 | 8.8036 | 0 | 0 | 0 | 0 | 0 | 0 | 0 | 0 | 0 | 0 | 0 | 0 | 0 | 0 | 0 | 0 | 0 | 0 | 0 | 0 | 0 | 0 | 0 | 0
[19 empty] | Customer willingness to pay | Input | £000s | 0 | 0 | 0 | 0 | 0 | 0 | 0 | 0 | 0 | 0 | 0 | 0 | 0 | 0 | 0 | 0 | 0 | 0 | 0 | 0 | 0 | 0 | 0 | 0 | 0 | 0 | 0 | 0 | 0 | 0 | 0 | 0 | 0 | 0 | 0 | 0 | 0 | 0 | 0 | 0 | 0 | 0 | 0 | 0 | 0 | 0 | 0 | 0 | 0 | 0 | 0 | 0 | 0 | 0 | 0 | 0 | 0 | 0 | 0 | 0 | 0 | 0 | 0 | 0 | 0 | 0 | 0 | 0 | 0 | 0 | 0 | 0 | 0 | 0 | 0 | 0 | 0 | 0 | 0 | 0 | 0 | 0 | 0 | 0 | 0 | 0 | 0 | 0 | 0 | 0 | 0 | 0 | 0 | 0 | 0 | 0 | 0 | 0 | 0 | 0 | 0 | 0 | 0 | 0
[19 empty] | Total | Sum of above (excl WAFU) | £000s | 2103.5106 | 2404.0121 | 3005.0152 | 12020.0606 | 10517.5531 | 833.081 | 828.0504 | 824.9149 | 823.8466 | 819.8199 | 816.7362 | 813.6524 | 810.5687 | 807.4849 | 804.4011 | 801.3174 | 798.2336 | 795.1499 | 792.0661 | 788.9824 | 880.0437 | 890.4092 | 914.2241 | 1314.6193 | 1244.2891 | 773.5636 | 773.5636 | 773.5636 | 773.5636 | 773.5636 | 773.5636 | 773.5636 | 773.5636 | 773.5636 | 773.5636 | 773.5636 | 773.5636 | 773.5636 | 773.5636 | 773.5636 | 867.7087 | 881.158 | 908.0566 | 1311.5356 | 1244.2891 | 773.5636 | 773.5636 | 773.5636 | 773.5636 | 773.5636 | 773.5636 | 773.5636 | 773.5636 | 773.5636 | 773.5636 | 773.5636 | 773.5636 | 773.5636 | 773.5636 | 773.5636 | 1046.8654 | 1085.9085 | 1163.9947 | 2335.2882 | 2140.0726 | 773.5636 | 773.5636 | 773.5636 | 773.5636 | 773.5636 | 773.5636 | 773.5636 | 773.5636 | 773.5636 | 773.5636 | 773.5636 | 773.5636 | 773.5636 | 773.5636 | 773.5636 | 0 | 0 | 0 | 0 | 0 | 0 | 0 | 0 | 0 | 0 | 0 | 0 | 0 | 0 | 0 | 0 | 0 | 0 | 0 | 0 | 0 | 0 | 0 | 0
58.1x | River Severn to Site C mutual support solution - Size BC (Upper) | RAW12 | Bulk supply | N | 2035-36 | Capacity | 78.5 | 475903.6214 | 257197.8881 | 157059.4065 | 0 | 4174.0668 | 852.2972 | 419283.6586 | 87.0465 | 88.1026 | 3 | 3 | Gains in WAFU / Savings in demand | Input | Ml/d | 0 | 0 | 0 | 0 | 0 | 0 | 0 | 0 | 0 | 0 | 0 | 0 | 0 | 0 | 0 | 78.5 | 78.5 | 78.5 | 78.5 | 78.5 | 78.5 | 78.5 | 78.5 | 78.5 | 78.5 | 78.5 | 78.5 | 78.5 | 78.5 | 78.5 | 78.5 | 78.5 | 78.5 | 78.5 | 78.5 | 78.5 | 78.5 | 78.5 | 78.5 | 78.5 | 78.5 | 78.5 | 78.5 | 78.5 | 78.5 | 78.5 | 78.5 | 78.5 | 78.5 | 78.5 | 78.5 | 78.5 | 78.5 | 78.5 | 78.5 | 78.5 | 78.5 | 78.5 | 78.5 | 78.5 | 78.5 | 78.5 | 78.5 | 78.5 | 78.5 | 78.5 | 78.5 | 78.5 | 78.5 | 78.5 | 78.5 | 78.5 | 78.5 | 78.5 | 78.5 | 78.5 | 78.5 | 78.5 | 78.5 | 78.5 | 0 | 0 | 0 | 0 | 0 | 0 | 0 | 0 | 0 | 0 | 0 | 0 | 0 | 0 | 0 | 0 | 0 | 0 | 0 | 0 | 0 | 0 | 0 | 0
[19 empty] | Fixed capex | Input | £000s | 3191.2 | 6382.4 | 6382.4 | 9573.6 | 9573.6 | 15956 | 19147.2 | 31912 | 31912 | 31912 | 31912 | 31912 | 31912 | 31912 | 25529.6 | 0 | 0 | 0 | 0 | 0 | 171.4 | 342.8 | 342.8 | 514.2 | 514.2 | 857 | 1028.4 | 1714 | 1714 | 1714 | 1714 | 1714 | 1714 | 1714 | 1371.2 | 0 | 0 | 0 | 0 | 0 | 171.4 | 342.8 | 342.8 | 514.2 | 514.2 | 857 | 1028.4 | 1714 | 1714 | 1714 | 1714 | 1714 | 1714 | 1714 | 1371.2 | 0 | 0 | 0 | 0 | 0 | 1008.9 | 2017.8 | 2017.8 | 3026.7 | 3026.7 | 5044.5 | 6053.4 | 10089 | 10089 | 10089 | 10089 | 10089 | 10089 | 10089 | 8071.2 | 0 | 0 | 0 | 0 | 0 | 0 | 0 | 0 | 0 | 0 | 0 | 0 | 0 | 0 | 0 | 0 | 0 | 0 | 0 | 0 | 0 | 0 | 0 | 0 | 0 | 0 | 0 | 0 | 0
[19 empty] | Variable capex | Input | £000s | 0 | 0 | 0 | 0 | 0 | 0 | 0 | 0 | 0 | 0 | 0 | 0 | 0 | 0 | 0 | 0 | 0 | 0 | 0 | 0 | 0 | 0 | 0 | 0 | 0 | 0 | 0 | 0 | 0 | 0 | 0 | 0 | 0 | 0 | 0 | 0 | 0 | 0 | 0 | 0 | 0 | 0 | 0 | 0 | 0 | 0 | 0 | 0 | 0 | 0 | 0 | 0 | 0 | 0 | 0 | 0 | 0 | 0 | 0 | 0 | 0 | 0 | 0 | 0 | 0 | 0 | 0 | 0 | 0 | 0 | 0 | 0 | 0 | 0 | 0 | 0 | 0 | 0 | 0 | 0 | 0 | 0 | 0 | 0 | 0 | 0 | 0 | 0 | 0 | 0 | 0 | 0 | 0 | 0 | 0 | 0 | 0 | 0 | 0 | 0 | 0 | 0 | 0 | 0
[19 empty] | Financing costs | Input | £000s | 0 | 0 | 0 | 0 | 0 | 0 | 0 | 0 | 0 | 0 | 0 | 0 | 0 | 0 | 0 | 0 | 0 | 0 | 0 | 0 | 0 | 0 | 0 | 0 | 0 | 0 | 0 | 0 | 0 | 0 | 0 | 0 | 0 | 0 | 0 | 0 | 0 | 0 | 0 | 0 | 0 | 0 | 0 | 0 | 0 | 0 | 0 | 0 | 0 | 0 | 0 | 0 | 0 | 0 | 0 | 0 | 0 | 0 | 0 | 0 | 0 | 0 | 0 | 0 | 0 | 0 | 0 | 0 | 0 | 0 | 0 | 0 | 0 | 0 | 0 | 0 | 0 | 0 | 0 | 0
[19 empty] | Fixed opex | Input | £000s | 0 | 0 | 0 | 0 | 0 | 0 | 0 | 0 | 0 | 0 | 0 | 0 | 0 | 0 | 0 | 1670 | 1670 | 1670 | 1670 | 1670 | 1670 | 1670 | 1670 | 1670 | 1670 | 1670 | 1670 | 1670 | 1670 | 1670 | 1670 | 1670 | 1670 | 1670 | 1670 | 1670 | 1670 | 1670 | 1670 | 1670 | 1670 | 1670 | 1670 | 1670 | 1670 | 1670 | 1670 | 1670 | 1670 | 1670 | 1670 | 1670 | 1670 | 1670 | 1670 | 1670 | 1670 | 1670 | 1670 | 1670 | 1670 | 1670 | 1670 | 1670 | 1670 | 1670 | 1670 | 1670 | 1670 | 1670 | 1670 | 1670 | 1670 | 1670 | 1670 | 1670 | 1670 | 1670 | 1670 | 1670 | 0 | 0 | 0 | 0 | 0 | 0 | 0 | 0 | 0 | 0 | 0 | 0 | 0 | 0 | 0 | 0 | 0 | 0 | 0 | 0 | 0 | 0 | 0 | 0
[19 empty] | Variable opex | Input | £000s | 0 | 0 | 0 | 0 | 0 | 0 | 0 | 0 | 0 | 0 | 0 | 0 | 0 | 0 | 0 | 7786 | 7786 | 7786 | 7786 | 7786 | 7786 | 7786 | 7786 | 7786 | 7786 | 7786 | 7786 | 7786 | 7786 | 7786 | 7786 | 7786 | 7786 | 7786 | 7786 | 7786 | 7786 | 7786 | 7786 | 7786 | 7786 | 7786 | 7786 | 7786 | 7786 | 7786 | 7786 | 7786 | 7786 | 7786 | 7786 | 7786 | 7786 | 7786 | 7786 | 7786 | 7786 | 7786 | 7786 | 7786 | 7786 | 7786 | 7786 | 7786 | 7786 | 7786 | 7786 | 7786 | 7786 | 7786 | 7786 | 7786 | 7786 | 7786 | 7786 | 7786 | 7786 | 7786 | 7786 | 7786 | 0 | 0 | 0 | 0 | 0 | 0 | 0 | 0 | 0 | 0 | 0 | 0 | 0 | 0 | 0 | 0 | 0 | 0 | 0 | 0 | 0 | 0 | 0 | 0
[19 empty] | Opex savings | Input | £000s | 0 | 0 | 0 | 0 | 0 | 0 | 0 | 0 | 0 | 0 | 0 | 0 | 0 | 0 | 0 | 0 | 0 | 0 | 0 | 0 | 0 | 0 | 0 | 0 | 0 | 0 | 0 | 0 | 0 | 0 | 0 | 0 | 0 | 0 | 0 | 0 | 0 | 0 | 0 | 0 | 0 | 0 | 0 | 0 | 0 | 0 | 0 | 0 | 0 | 0 | 0 | 0 | 0 | 0 | 0 | 0 | 0 | 0 | 0 | 0 | 0 | 0 | 0 | 0 | 0 | 0 | 0 | 0 | 0 | 0 | 0 | 0 | 0 | 0 | 0 | 0 | 0 | 0 | 0 | 0 | 0 | 0 | 0 | 0 | 0 | 0 | 0 | 0 | 0 | 0 | 0 | 0 | 0 | 0 | 0 | 0 | 0 | 0 | 0 | 0 | 0 | 0 | 0 | 0
[19 empty] | Fixed env & social | Input | £000s | 0.8581 | 1.7162 | 1.7162 | 2.5743 | 2.5743 | 4.2905 | 5.1486 | 8.581 | 8.581 | 8.581 | 8.581 | 8.581 | 8.581 | 8.581 | 6.8648 | 0 | 0 | 0 | 0 | 0 | 0.046089 | 0.092177 | 0.092177 | 0.13827 | 0.13827 | 0.23044 | 0.27653 | 0.46089 | 0.46089 | 0.46089 | 0.46089 | 0.46089 | 0.46089 | 0.46089 | 0.36871 | 0 | 0 | 0 | 0 | 0 | 0.046089 | 0.092177 | 0.092177 | 0.13827 | 0.13827 | 0.23044 | 0.27653 | 0.46089 | 0.46089 | 0.46089 | 0.46089 | 0.46089 | 0.46089 | 0.46089 | 0.36871 | 0 | 0 | 0 | 0 | 0 | 0.27129 | 0.54258 | 0.54258 | 0.81387 | 0.81387 | 1.3564 | 1.6277 | 2.7129 | 2.7129 | 2.7129 | 2.7129 | 2.7129 | 2.7129 | 2.7129 | 2.1703 | 0 | 0 | 0 | 0 | 0 | 0 | 0 | 0 | 0 | 0 | 0 | 0 | 0 | 0 | 0 | 0 | 0 | 0 | 0 | 0 | 0 | 0 | 0 | 0 | 0 | 0 | 0 | 0 | 0
[19 empty] | Variable env & social | Input | £000s | 0 | 0 | 0 | 0 | 0 | 0 | 0 | 0 | 0 | 0 | 0 | 0 | 0 | 0 | 0 | 47.15 | 47.15 | 47.15 | 47.15 | 47.15 | 47.15 | 47.15 | 47.15 | 47.15 | 47.15 | 47.15 | 47.15 | 47.15 | 47.15 | 47.15 | 47.15 | 47.15 | 47.15 | 47.15 | 47.15 | 47.15 | 47.15 | 47.15 | 47.15 | 47.15 | 47.15 | 47.15 | 47.15 | 47.15 | 47.15 | 47.15 | 47.15 | 47.15 | 47.15 | 47.15 | 47.15 | 47.15 | 47.15 | 47.15 | 47.15 | 47.15 | 47.15 | 47.15 | 47.15 | 47.15 | 47.15 | 47.15 | 47.15 | 47.15 | 47.15 | 47.15 | 47.15 | 47.15 | 47.15 | 47.15 | 47.15 | 47.15 | 47.15 | 47.15 | 47.15 | 47.15 | 47.15 | 47.15 | 47.15 | 47.15 | 0 | 0 | 0 | 0 | 0 | 0 | 0 | 0 | 0 | 0 | 0 | 0 | 0 | 0 | 0 | 0 | 0 | 0 | 0 | 0 | 0 | 0 | 0 | 0
[19 empty] | Fixed carbon costs | Input | £000s | 14.3549 | 28.7099 | 28.7099 | 43.0648 | 43.0648 | 71.7747 | 86.1297 | 143.5494 | 143.5494 | 143.5494 | 143.5494 | 143.5494 | 143.5494 | 143.5494 | 114.8396 | 0 | 0 | 0 | 0 | 0 | 0.77101 | 1.542 | 1.542 | 2.313 | 2.313 | 3.855 | 4.626 | 7.7101 | 7.7101 | 7.7101 | 7.7101 | 7.7101 | 7.7101 | 7.7101 | 6.1681 | 0 | 0 | 0 | 0 | 0 | 0.77101 | 1.542 | 1.542 | 2.313 | 2.313 | 3.855 | 4.626 | 7.7101 | 7.7101 | 7.7101 | 7.7101 | 7.7101 | 7.7101 | 7.7101 | 6.1681 | 0 | 0 | 0 | 0 | 0 | 4.5383 | 9.0767 | 9.0767 | 13.615 | 13.615 | 22.6916 | 27.23 | 45.3833 | 45.3833 | 45.3833 | 45.3833 | 45.3833 | 45.3833 | 45.3833 | 36.3066 | 0 | 0 | 0 | 0 | 0 | 0 | 0 | 0 | 0 | 0 | 0 | 0 | 0 | 0 | 0 | 0 | 0 | 0 | 0 | 0 | 0 | 0 | 0 | 0 | 0 | 0 | 0 | 0 | 0
[19 empty] | Variable carbon costs | Input | £000s | 0 | 0 | 0 | 0 | 0 | 0 | 0 | 0 | 0 | 0 | 0 | 0 | 0 | 0 | 0 | 496.8193 | 454.9107 | 413.002 | 371.0934 | 329.1847 | 287.2761 | 245.3675 | 203.4588 | 161.5502 | 119.6416 | 119.6416 | 119.6416 | 119.6416 | 119.6416 | 119.6416 | 119.6416 | 119.6416 | 119.6416 | 119.6416 | 119.6416 | 119.6416 | 119.6416 | 119.6416 | 119.6416 | 119.6416 | 119.6416 | 119.6416 | 119.6416 | 119.6416 | 119.6416 | 119.6416 | 119.6416 | 119.6416 | 119.6416 | 119.6416 | 119.6416 | 119.6416 | 119.6416 | 119.6416 | 119.6416 | 119.6416 | 119.6416 | 119.6416 | 119.6416 | 119.6416 | 119.6416 | 119.6416 | 119.6416 | 119.6416 | 119.6416 | 119.6416 | 119.6416 | 119.6416 | 119.6416 | 119.6416 | 119.6416 | 119.6416 | 119.6416 | 119.6416 | 119.6416 | 119.6416 | 119.6416 | 119.6416 | 119.6416 | 119.6416 | 0 | 0 | 0 | 0 | 0 | 0 | 0 | 0 | 0 | 0 | 0 | 0 | 0 | 0 | 0 | 0 | 0 | 0 | 0 | 0 | 0 | 0 | 0 | 0
[19 empty] | Customer willingness to pay | Input | £000s | 0 | 0 | 0 | 0 | 0 | 0 | 0 | 0 | 0 | 0 | 0 | 0 | 0 | 0 | 0 | 0 | 0 | 0 | 0 | 0 | 0 | 0 | 0 | 0 | 0 | 0 | 0 | 0 | 0 | 0 | 0 | 0 | 0 | 0 | 0 | 0 | 0 | 0 | 0 | 0 | 0 | 0 | 0 | 0 | 0 | 0 | 0 | 0 | 0 | 0 | 0 | 0 | 0 | 0 | 0 | 0 | 0 | 0 | 0 | 0 | 0 | 0 | 0 | 0 | 0 | 0 | 0 | 0 | 0 | 0 | 0 | 0 | 0 | 0 | 0 | 0 | 0 | 0 | 0 | 0 | 0 | 0 | 0 | 0 | 0 | 0 | 0 | 0 | 0 | 0 | 0 | 0 | 0 | 0 | 0 | 0 | 0 | 0 | 0 | 0 | 0 | 0 | 0 | 0
[19 empty] | Total | Sum of above (excl WAFU) | £000s | 3206.413 | 6412.8261 | 6412.8261 | 9619.2391 | 9619.2391 | 16032.0652 | 19238.4783 | 32064.1304 | 32064.1304 | 32064.1304 | 32064.1304 | 32064.1304 | 32064.1304 | 32064.1304 | 25651.3044 | 9999.9693 | 9958.0607 | 9916.152 | 9874.2434 | 9832.3347 | 9962.6432 | 10092.9517 | 10051.043 | 10181.3515 | 10139.4429 | 10483.877 | 10656.0941 | 11344.9625 | 11344.9625 | 11344.9625 | 11344.9625 | 11344.9625 | 11344.9625 | 11344.9625 | 11000.5283 | 9622.7916 | 9622.7916 | 9622.7916 | 9622.7916 | 9622.7916 | 9795.0087 | 9967.2258 | 9967.2258 | 10139.4429 | 10139.4429 | 10483.877 | 10656.0941 | 11344.9625 | 11344.9625 | 11344.9625 | 11344.9625 | 11344.9625 | 11344.9625 | 11344.9625 | 11000.5283 | 9622.7916 | 9622.7916 | 9622.7916 | 9622.7916 | 9622.7916 | 10636.5012 | 11650.2108 | 11650.2108 | 12663.9204 | 12663.9204 | 14691.3396 | 15705.0492 | 19759.8877 | 19759.8877 | 19759.8877 | 19759.8877 | 19759.8877 | 19759.8877 | 19759.8877 | 17732.4685 | 9622.7916 | 9622.7916 | 9622.7916 | 9622.7916 | 9622.7916 | 0 | 0 | 0 | 0 | 0 | 0 | 0 | 0 | 0 | 0 | 0 | 0 | 0 | 0 | 0 | 0 | 0 | 0 | 0 | 0 | 0 | 0 | 0 | 0
58.1x | River Severn to Site C mutual support solution - Size EB (Mid) | RAW15 | Bulk supply | N | 2035-36 | Capacity | 59 | 357685.5244 | 232706.0989 | 114356.3889 | 0 | 2915.24 | 644.6452 | 350622.373 | 97.0301 | 98.0253 | 3 | 3 | Gains in WAFU / Savings in demand | Input | Ml/d | 0 | 0 | 0 | 0 | 0 | 0 | 0 | 0 | 0 | 0 | 0 | 0 | 0 | 0 | 0 | 59 | 59 | 59 | 59 | 59 | 59 | 59 | 59 | 59 | 59 | 59 | 59 | 59 | 59 | 59 | 59 | 59 | 59 | 59 | 59 | 59 | 59 | 59 | 59 | 59 | 59 | 59 | 59 | 59 | 59 | 59 | 59 | 59 | 59 | 59 | 59 | 59 | 59 | 59 | 59 | 59 | 59 | 59 | 59 | 59 | 59 | 59 | 59 | 59 | 59 | 59 | 59 | 59 | 59 | 59 | 59 | 59 | 59 | 59 | 59 | 59 | 59 | 59 | 59 | 59 | 0 | 0 | 0 | 0 | 0 | 0 | 0 | 0 | 0 | 0 | 0 | 0 | 0 | 0 | 0 | 0 | 0 | 0 | 0 | 0 | 0 | 0 | 0 | 0
[19 empty] | Fixed capex | Input | £000s | 2927.4 | 5854.8 | 5854.8 | 8782.2 | 8782.2 | 14637 | 17564.4 | 29274 | 29274 | 29274 | 29274 | 29274 | 29274 | 29274 | 23419.2 | 0 | 0 | 0 | 0 | 0 | 144 | 288 | 288 | 432 | 432 | 720 | 864 | 1440 | 1440 | 1440 | 1440 | 1440 | 1440 | 1440 | 1152 | 0 | 0 | 0 | 0 | 0 | 144 | 288 | 288 | 432 | 432 | 720 | 864 | 1440 | 1440 | 1440 | 1440 | 1440 | 1440 | 1440 | 1152 | 0 | 0 | 0 | 0 | 0 | 708.6 | 1417.2 | 1417.2 | 2125.8 | 2125.8 | 3543 | 4251.6 | 7086 | 7086 | 7086 | 7086 | 7086 | 7086 | 7086 | 5668.8 | 0 | 0 | 0 | 0 | 0 | 0 | 0 | 0 | 0 | 0 | 0 | 0 | 0 | 0 | 0 | 0 | 0 | 0 | 0 | 0 | 0 | 0 | 0 | 0 | 0 | 0 | 0 | 0 | 0
[19 empty] | Variable capex | Input | £000s | 0 | 0 | 0 | 0 | 0 | 0 | 0 | 0 | 0 | 0 | 0 | 0 | 0 | 0 | 0 | 0 | 0 | 0 | 0 | 0 | 0 | 0 | 0 | 0 | 0 | 0 | 0 | 0 | 0 | 0 | 0 | 0 | 0 | 0 | 0 | 0 | 0 | 0 | 0 | 0 | 0 | 0 | 0 | 0 | 0 | 0 | 0 | 0 | 0 | 0 | 0 | 0 | 0 | 0 | 0 | 0 | 0 | 0 | 0 | 0 | 0 | 0 | 0 | 0 | 0 | 0 | 0 | 0 | 0 | 0 | 0 | 0 | 0 | 0 | 0 | 0 | 0 | 0 | 0 | 0 | 0 | 0 | 0 | 0 | 0 | 0 | 0 | 0 | 0 | 0 | 0 | 0 | 0 | 0 | 0 | 0 | 0 | 0 | 0 | 0 | 0 | 0 | 0 | 0
[19 empty] | Financing costs | Input | £000s | 0 | 0 | 0 | 0 | 0 | 0 | 0 | 0 | 0 | 0 | 0 | 0 | 0 | 0 | 0 | 0 | 0 | 0 | 0 | 0 | 0 | 0 | 0 | 0 | 0 | 0 | 0 | 0 | 0 | 0 | 0 | 0 | 0 | 0 | 0 | 0 | 0 | 0 | 0 | 0 | 0 | 0 | 0 | 0 | 0 | 0 | 0 | 0 | 0 | 0 | 0 | 0 | 0 | 0 | 0 | 0 | 0 | 0 | 0 | 0 | 0 | 0 | 0 | 0 | 0 | 0 | 0 | 0 | 0 | 0 | 0 | 0 | 0 | 0 | 0 | 0 | 0 | 0 | 0 | 0
[19 empty] | Fixed opex | Input | £000s | 0 | 0 | 0 | 0 | 0 | 0 | 0 | 0 | 0 | 0 | 0 | 0 | 0 | 0 | 0 | 1257 | 1257 | 1257 | 1257 | 1257 | 1257 | 1257 | 1257 | 1257 | 1257 | 1257 | 1257 | 1257 | 1257 | 1257 | 1257 | 1257 | 1257 | 1257 | 1257 | 1257 | 1257 | 1257 | 1257 | 1257 | 1257 | 1257 | 1257 | 1257 | 1257 | 1257 | 1257 | 1257 | 1257 | 1257 | 1257 | 1257 | 1257 | 1257 | 1257 | 1257 | 1257 | 1257 | 1257 | 1257 | 1257 | 1257 | 1257 | 1257 | 1257 | 1257 | 1257 | 1257 | 1257 | 1257 | 1257 | 1257 | 1257 | 1257 | 1257 | 1257 | 1257 | 1257 | 1257 | 1257 | 0 | 0 | 0 | 0 | 0 | 0 | 0 | 0 | 0 | 0 | 0 | 0 | 0 | 0 | 0 | 0 | 0 | 0 | 0 | 0 | 0 | 0 | 0 | 0
[19 empty] | Variable opex | Input | £000s | 0 | 0 | 0 | 0 | 0 | 0 | 0 | 0 | 0 | 0 | 0 | 0 | 0 | 0 | 0 | 5628 | 5628 | 5628 | 5628 | 5628 | 5628 | 5628 | 5628 | 5628 | 5628 | 5628 | 5628 | 5628 | 5628 | 5628 | 5628 | 5628 | 5628 | 5628 | 5628 | 5628 | 5628 | 5628 | 5628 | 5628 | 5628 | 5628 | 5628 | 5628 | 5628 | 5628 | 5628 | 5628 | 5628 | 5628 | 5628 | 5628 | 5628 | 5628 | 5628 | 5628 | 5628 | 5628 | 5628 | 5628 | 5628 | 5628 | 5628 | 5628 | 5628 | 5628 | 5628 | 5628 | 5628 | 5628 | 5628 | 5628 | 5628 | 5628 | 5628 | 5628 | 5628 | 5628 | 5628 | 5628 | 0 | 0 | 0 | 0 | 0 | 0 | 0 | 0 | 0 | 0 | 0 | 0 | 0 | 0 | 0 | 0 | 0 | 0 | 0 | 0 | 0 | 0 | 0 | 0
[19 empty] | Opex savings | Input | £000s | 0 | 0 | 0 | 0 | 0 | 0 | 0 | 0 | 0 | 0 | 0 | 0 | 0 | 0 | 0 | 0 | 0 | 0 | 0 | 0 | 0 | 0 | 0 | 0 | 0 | 0 | 0 | 0 | 0 | 0 | 0 | 0 | 0 | 0 | 0 | 0 | 0 | 0 | 0 | 0 | 0 | 0 | 0 | 0 | 0 | 0 | 0 | 0 | 0 | 0 | 0 | 0 | 0 | 0 | 0 | 0 | 0 | 0 | 0 | 0 | 0 | 0 | 0 | 0 | 0 | 0 | 0 | 0 | 0 | 0 | 0 | 0 | 0 | 0 | 0 | 0 | 0 | 0 | 0 | 0 | 0 | 0 | 0 | 0 | 0 | 0 | 0 | 0 | 0 | 0 | 0 | 0 | 0 | 0 | 0 | 0 | 0 | 0 | 0 | 0 | 0 | 0 | 0 | 0
[19 empty] | Fixed env & social | Input | £000s | 0.7693 | 1.5386 | 1.5386 | 2.3079 | 2.3079 | 3.8465 | 4.6158 | 7.693 | 7.693 | 7.693 | 7.693 | 7.693 | 7.693 | 7.693 | 6.1544 | 0 | 0 | 0 | 0 | 0 | 0.037842 | 0.075684 | 0.075684 | 0.11353 | 0.11353 | 0.18921 | 0.22705 | 0.37842 | 0.37842 | 0.37842 | 0.37842 | 0.37842 | 0.37842 | 0.37842 | 0.30274 | 0 | 0 | 0 | 0 | 0 | 0.037842 | 0.075684 | 0.075684 | 0.11353 | 0.11353 | 0.18921 | 0.22705 | 0.37842 | 0.37842 | 0.37842 | 0.37842 | 0.37842 | 0.37842 | 0.37842 | 0.30274 | 0 | 0 | 0 | 0 | 0 | 0.18622 | 0.37243 | 0.37243 | 0.55865 | 0.55865 | 0.93108 | 1.1173 | 1.8622 | 1.8622 | 1.8622 | 1.8622 | 1.8622 | 1.8622 | 1.8622 | 1.4897 | 0 | 0 | 0 | 0 | 0 | 0 | 0 | 0 | 0 | 0 | 0 | 0 | 0 | 0 | 0 | 0 | 0 | 0 | 0 | 0 | 0 | 0 | 0 | 0 | 0 | 0 | 0 | 0 | 0
[19 empty] | Variable env & social | Input | £000s | 0 | 0 | 0 | 0 | 0 | 0 | 0 | 0 | 0 | 0 | 0 | 0 | 0 | 0 | 0 | 35.13 | 35.13 | 35.13 | 35.13 | 35.13 | 35.13 | 35.13 | 35.13 | 35.13 | 35.13 | 35.13 | 35.13 | 35.13 | 35.13 | 35.13 | 35.13 | 35.13 | 35.13 | 35.13 | 35.13 | 35.13 | 35.13 | 35.13 | 35.13 | 35.13 | 35.13 | 35.13 | 35.13 | 35.13 | 35.13 | 35.13 | 35.13 | 35.13 | 35.13 | 35.13 | 35.13 | 35.13 | 35.13 | 35.13 | 35.13 | 35.13 | 35.13 | 35.13 | 35.13 | 35.13 | 35.13 | 35.13 | 35.13 | 35.13 | 35.13 | 35.13 | 35.13 | 35.13 | 35.13 | 35.13 | 35.13 | 35.13 | 35.13 | 35.13 | 35.13 | 35.13 | 35.13 | 35.13 | 35.13 | 35.13 | 0 | 0 | 0 | 0 | 0 | 0 | 0 | 0 | 0 | 0 | 0 | 0 | 0 | 0 | 0 | 0 | 0 | 0 | 0 | 0 | 0 | 0 | 0 | 0
[19 empty] | Fixed carbon costs | Input | £000s | 9.3863 | 18.7726 | 18.7726 | 28.1589 | 28.1589 | 46.9315 | 56.3178 | 93.863 | 93.863 | 93.863 | 93.863 | 93.863 | 93.863 | 93.863 | 75.0904 | 0 | 0 | 0 | 0 | 0 | 0.46172 | 0.92343 | 0.92343 | 1.3851 | 1.3851 | 2.3086 | 2.7703 | 4.6172 | 4.6172 | 4.6172 | 4.6172 | 4.6172 | 4.6172 | 4.6172 | 3.6937 | 0 | 0 | 0 | 0 | 0 | 0.46172 | 0.92343 | 0.92343 | 1.3851 | 1.3851 | 2.3086 | 2.7703 | 4.6172 | 4.6172 | 4.6172 | 4.6172 | 4.6172 | 4.6172 | 4.6172 | 3.6937 | 0 | 0 | 0 | 0 | 0 | 2.272 | 4.5441 | 4.5441 | 6.8161 | 6.8161 | 11.3601 | 13.6322 | 22.7203 | 22.7203 | 22.7203 | 22.7203 | 22.7203 | 22.7203 | 22.7203 | 18.1762 | 0 | 0 | 0 | 0 | 0 | 0 | 0 | 0 | 0 | 0 | 0 | 0 | 0 | 0 | 0 | 0 | 0 | 0 | 0 | 0 | 0 | 0 | 0 | 0 | 0 | 0 | 0 | 0 | 0
[19 empty] | Variable carbon costs | Input | £000s | 0 | 0 | 0 | 0 | 0 | 0 | 0 | 0 | 0 | 0 | 0 | 0 | 0 | 0 | 0 | 357.1791 | 327.0497 | 296.9202 | 266.7908 | 236.6613 | 206.5319 | 176.4025 | 146.273 | 116.1436 | 86.0141 | 86.0141 | 86.0141 | 86.0141 | 86.0141 | 86.0141 | 86.0141 | 86.0141 | 86.0141 | 86.0141 | 86.0141 | 86.0141 | 86.0141 | 86.0141 | 86.0141 | 86.0141 | 86.0141 | 86.0141 | 86.0141 | 86.0141 | 86.0141 | 86.0141 | 86.0141 | 86.0141 | 86.0141 | 86.0141 | 86.0141 | 86.0141 | 86.0141 | 86.0141 | 86.0141 | 86.0141 | 86.0141 | 86.0141 | 86.0141 | 86.0141 | 86.0141 | 86.0141 | 86.0141 | 86.0141 | 86.0141 | 86.0141 | 86.0141 | 86.0141 | 86.0141 | 86.0141 | 86.0141 | 86.0141 | 86.0141 | 86.0141 | 86.0141 | 86.0141 | 86.0141 | 86.0141 | 86.0141 | 86.0141 | 0 | 0 | 0 | 0 | 0 | 0 | 0 | 0 | 0 | 0 | 0 | 0 | 0 | 0 | 0 | 0 | 0 | 0 | 0 | 0 | 0 | 0 | 0 | 0
[19 empty] | Customer willingness to pay | Input | £000s | 0 | 0 | 0 | 0 | 0 | 0 | 0 | 0 | 0 | 0 | 0 | 0 | 0 | 0 | 0 | 0 | 0 | 0 | 0 | 0 | 0 | 0 | 0 | 0 | 0 | 0 | 0 | 0 | 0 | 0 | 0 | 0 | 0 | 0 | 0 | 0 | 0 | 0 | 0 | 0 | 0 | 0 | 0 | 0 | 0 | 0 | 0 | 0 | 0 | 0 | 0 | 0 | 0 | 0 | 0 | 0 | 0 | 0 | 0 | 0 | 0 | 0 | 0 | 0 | 0 | 0 | 0 | 0 | 0 | 0 | 0 | 0 | 0 | 0 | 0 | 0 | 0 | 0 | 0 | 0 | 0 | 0 | 0 | 0 | 0 | 0 | 0 | 0 | 0 | 0 | 0 | 0 | 0 | 0 | 0 | 0 | 0 | 0 | 0 | 0 | 0 | 0 | 0 | 0
[19 empty] | Total | Sum of above (excl WAFU) | £000s | 2937.5556 | 5875.1112 | 5875.1112 | 8812.6668 | 8812.6668 | 14687.778 | 17625.3336 | 29375.556 | 29375.556 | 29375.556 | 29375.556 | 29375.556 | 29375.556 | 29375.556 | 23500.4448 | 7277.3091 | 7247.1797 | 7217.0502 | 7186.9208 | 7156.7913 | 7271.1615 | 7385.5316 | 7355.4021 | 7469.7722 | 7439.6428 | 7728.6419 | 7873.1415 | 8451.1397 | 8451.1397 | 8451.1397 | 8451.1397 | 8451.1397 | 8451.1397 | 8451.1397 | 8162.1406 | 7006.1441 | 7006.1441 | 7006.1441 | 7006.1441 | 7006.1441 | 7150.6437 | 7295.1432 | 7295.1432 | 7439.6428 | 7439.6428 | 7728.6419 | 7873.1415 | 8451.1397 | 8451.1397 | 8451.1397 | 8451.1397 | 8451.1397 | 8451.1397 | 8451.1397 | 8162.1406 | 7006.1441 | 7006.1441 | 7006.1441 | 7006.1441 | 7006.1441 | 7717.2024 | 8428.2606 | 8428.2606 | 9139.3188 | 9139.3188 | 10561.4353 | 11272.4936 | 14116.7265 | 14116.7265 | 14116.7265 | 14116.7265 | 14116.7265 | 14116.7265 | 14116.7265 | 12694.61 | 7006.1441 | 7006.1441 | 7006.1441 | 7006.1441 | 7006.1441 | 0 | 0 | 0 | 0 | 0 | 0 | 0 | 0 | 0 | 0 | 0 | 0 | 0 | 0 | 0 | 0 | 0 | 0 | 0 | 0 | 0 | 0 | 0 | 0
58.1x | River Severn to Site C mutual support solution - Size FA (Lower) | RAW16 | Bulk supply | N | 2030-31 | Capacity | 44.5 | 323588.4624 | 163370.464 | 98336.6262 | 0 | 2916.2415 | 554.4424 | 265177.774 | 80.8765 | 81.9491 | 3 | 3 | Gains in WAFU / Savings in demand | Input | Ml/d | 0 | 0 | 0 | 0 | 0 | 0 | 0 | 0 | 0 | 0 | 44.5 | 44.5 | 44.5 | 44.5 | 44.5 | 44.5 | 44.5 | 44.5 | 44.5 | 44.5 | 44.5 | 44.5 | 44.5 | 44.5 | 44.5 | 44.5 | 44.5 | 44.5 | 44.5 | 44.5 | 44.5 | 44.5 | 44.5 | 44.5 | 44.5 | 44.5 | 44.5 | 44.5 | 44.5 | 44.5 | 44.5 | 44.5 | 44.5 | 44.5 | 44.5 | 44.5 | 44.5 | 44.5 | 44.5 | 44.5 | 44.5 | 44.5 | 44.5 | 44.5 | 44.5 | 44.5 | 44.5 | 44.5 | 44.5 | 44.5 | 44.5 | 44.5 | 44.5 | 44.5 | 44.5 | 44.5 | 44.5 | 44.5 | 44.5 | 44.5 | 44.5 | 44.5 | 44.5 | 44.5 | 44.5 | 44.5 | 44.5 | 44.5 | 44.5 | 44.5 | 0 | 0 | 0 | 0 | 0 | 0 | 0 | 0 | 0 | 0 | 0 | 0 | 0 | 0 | 0 | 0 | 0 | 0 | 0 | 0 | 0 | 0 | 0 | 0
[19 empty] | Fixed capex | Input | £000s | 3736.2 | 5604.3 | 11208.6 | 13076.7 | 16812.9 | 18681 | 24285.3 | 37362 | 37362 | 18681 | 0 | 0 | 0 | 0 | 0 | 0 | 0 | 0 | 0 | 0 | 243.6 | 365.4 | 730.8 | 852.6 | 1096.2 | 1218 | 1583.4 | 2436 | 2436 | 1218 | 0 | 0 | 0 | 0 | 0 | 0 | 0 | 0 | 0 | 0 | 243.6 | 365.4 | 730.8 | 852.6 | 1096.2 | 1218 | 1583.4 | 2436 | 2436 | 1218 | 0 | 0 | 0 | 0 | 0 | 0 | 0 | 0 | 0 | 0 | 424.2 | 636.3 | 1272.6 | 1484.7 | 1908.9 | 2121 | 2757.3 | 4242 | 4242 | 2121 | 0 | 0 | 0 | 0 | 0 | 0 | 0 | 0 | 0 | 0 | 0 | 0 | 0 | 0 | 0 | 0 | 0 | 0 | 0 | 0 | 0 | 0 | 0 | 0 | 0 | 0 | 0 | 0 | 0 | 0 | 0 | 0 | 0 | 0
[19 empty] | Variable capex | Input | £000s | 0 | 0 | 0 | 0 | 0 | 0 | 0 | 0 | 0 | 0 | 0 | 0 | 0 | 0 | 0 | 0 | 0 | 0 | 0 | 0 | 0 | 0 | 0 | 0 | 0 | 0 | 0 | 0 | 0 | 0 | 0 | 0 | 0 | 0 | 0 | 0 | 0 | 0 | 0 | 0 | 0 | 0 | 0 | 0 | 0 | 0 | 0 | 0 | 0 | 0 | 0 | 0 | 0 | 0 | 0 | 0 | 0 | 0 | 0 | 0 | 0 | 0 | 0 | 0 | 0 | 0 | 0 | 0 | 0 | 0 | 0 | 0 | 0 | 0 | 0 | 0 | 0 | 0 | 0 | 0 | 0 | 0 | 0 | 0 | 0 | 0 | 0 | 0 | 0 | 0 | 0 | 0 | 0 | 0 | 0 | 0 | 0 | 0 | 0 | 0 | 0 | 0 | 0 | 0
[19 empty] | Financing costs | Input | £000s | 0 | 0 | 0 | 0 | 0 | 0 | 0 | 0 | 0 | 0 | 0 | 0 | 0 | 0 | 0 | 0 | 0 | 0 | 0 | 0 | 0 | 0 | 0 | 0 | 0 | 0 | 0 | 0 | 0 | 0 | 0 | 0 | 0 | 0 | 0 | 0 | 0 | 0 | 0 | 0 | 0 | 0 | 0 | 0 | 0 | 0 | 0 | 0 | 0 | 0 | 0 | 0 | 0 | 0 | 0 | 0 | 0 | 0 | 0 | 0 | 0 | 0 | 0 | 0 | 0 | 0 | 0 | 0 | 0 | 0 | 0 | 0 | 0 | 0 | 0 | 0 | 0 | 0 | 0 | 0
[19 empty] | Fixed opex | Input | £000s | 0 | 0 | 0 | 0 | 0 | 0 | 0 | 0 | 0 | 0 | 951 | 951 | 951 | 951 | 951 | 951 | 951 | 951 | 951 | 951 | 951 | 951 | 951 | 951 | 951 | 951 | 951 | 951 | 951 | 951 | 951 | 951 | 951 | 951 | 951 | 951 | 951 | 951 | 951 | 951 | 951 | 951 | 951 | 951 | 951 | 951 | 951 | 951 | 951 | 951 | 951 | 951 | 951 | 951 | 951 | 951 | 951 | 951 | 951 | 951 | 951 | 951 | 951 | 951 | 951 | 951 | 951 | 951 | 951 | 951 | 951 | 951 | 951 | 951 | 951 | 951 | 951 | 951 | 951 | 951 | 0 | 0 | 0 | 0 | 0 | 0 | 0 | 0 | 0 | 0 | 0 | 0 | 0 | 0 | 0 | 0 | 0 | 0 | 0 | 0 | 0 | 0 | 0 | 0
[19 empty] | Variable opex | Input | £000s | 0 | 0 | 0 | 0 | 0 | 0 | 0 | 0 | 0 | 0 | 3985 | 3985 | 3985 | 3985 | 3985 | 3985 | 3985 | 3985 | 3985 | 3985 | 3985 | 3985 | 3985 | 3985 | 3985 | 3985 | 3985 | 3985 | 3985 | 3985 | 3985 | 3985 | 3985 | 3985 | 3985 | 3985 | 3985 | 3985 | 3985 | 3985 | 3985 | 3985 | 3985 | 3985 | 3985 | 3985 | 3985 | 3985 | 3985 | 3985 | 3985 | 3985 | 3985 | 3985 | 3985 | 3985 | 3985 | 3985 | 3985 | 3985 | 3985 | 3985 | 3985 | 3985 | 3985 | 3985 | 3985 | 3985 | 3985 | 3985 | 3985 | 3985 | 3985 | 3985 | 3985 | 3985 | 3985 | 3985 | 3985 | 3985 | 0 | 0 | 0 | 0 | 0 | 0 | 0 | 0 | 0 | 0 | 0 | 0 | 0 | 0 | 0 | 0 | 0 | 0 | 0 | 0 | 0 | 0 | 0 | 0
[19 empty] | Opex savings | Input | £000s | 0 | 0 | 0 | 0 | 0 | 0 | 0 | 0 | 0 | 0 | 0 | 0 | 0 | 0 | 0 | 0 | 0 | 0 | 0 | 0 | 0 | 0 | 0 | 0 | 0 | 0 | 0 | 0 | 0 | 0 | 0 | 0 | 0 | 0 | 0 | 0 | 0 | 0 | 0 | 0 | 0 | 0 | 0 | 0 | 0 | 0 | 0 | 0 | 0 | 0 | 0 | 0 | 0 | 0 | 0 | 0 | 0 | 0 | 0 | 0 | 0 | 0 | 0 | 0 | 0 | 0 | 0 | 0 | 0 | 0 | 0 | 0 | 0 | 0 | 0 | 0 | 0 | 0 | 0 | 0 | 0 | 0 | 0 | 0 | 0 | 0 | 0 | 0 | 0 | 0 | 0 | 0 | 0 | 0 | 0 | 0 | 0 | 0 | 0 | 0 | 0 | 0 | 0 | 0
[19 empty] | Fixed env & social | Input | £000s | 0.8612 | 1.2918 | 2.5836 | 3.0142 | 3.8754 | 4.306 | 5.5978 | 8.612 | 8.612 | 4.306 | 0 | 0 | 0 | 0 | 0 | 0 | 0 | 0 | 0 | 0 | 0.05615 | 0.084225 | 0.16845 | 0.19653 | 0.25268 | 0.28075 | 0.36498 | 0.5615 | 0.5615 | 0.28075 | 0 | 0 | 0 | 0 | 0 | 0 | 0 | 0 | 0 | 0 | 0.05615 | 0.084225 | 0.16845 | 0.19653 | 0.25268 | 0.28075 | 0.36498 | 0.5615 | 0.5615 | 0.28075 | 0 | 0 | 0 | 0 | 0 | 0 | 0 | 0 | 0 | 0 | 0.097779 | 0.14667 | 0.29334 | 0.34223 | 0.44 | 0.48889 | 0.63556 | 0.97779 | 0.97779 | 0.48889 | 0 | 0 | 0 | 0 | 0 | 0 | 0 | 0 | 0 | 0 | 0 | 0 | 0 | 0 | 0 | 0 | 0 | 0 | 0 | 0 | 0 | 0 | 0 | 0 | 0 | 0 | 0 | 0 | 0 | 0 | 0 | 0 | 0 | 0
[19 empty] | Variable env & social | Input | £000s | 0 | 0 | 0 | 0 | 0 | 0 | 0 | 0 | 0 | 0 | 25.94 | 25.94 | 25.94 | 25.94 | 25.94 | 25.94 | 25.94 | 25.94 | 25.94 | 25.94 | 25.94 | 25.94 | 25.94 | 25.94 | 25.94 | 25.94 | 25.94 | 25.94 | 25.94 | 25.94 | 25.94 | 25.94 | 25.94 | 25.94 | 25.94 | 25.94 | 25.94 | 25.94 | 25.94 | 25.94 | 25.94 | 25.94 | 25.94 | 25.94 | 25.94 | 25.94 | 25.94 | 25.94 | 25.94 | 25.94 | 25.94 | 25.94 | 25.94 | 25.94 | 25.94 | 25.94 | 25.94 | 25.94 | 25.94 | 25.94 | 25.94 | 25.94 | 25.94 | 25.94 | 25.94 | 25.94 | 25.94 | 25.94 | 25.94 | 25.94 | 25.94 | 25.94 | 25.94 | 25.94 | 25.94 | 25.94 | 25.94 | 25.94 | 25.94 | 25.94 | 0 | 0 | 0 | 0 | 0 | 0 | 0 | 0 | 0 | 0 | 0 | 0 | 0 | 0 | 0 | 0 | 0 | 0 | 0 | 0 | 0 | 0 | 0 | 0
[19 empty] | Fixed carbon costs | Input | £000s | 7.9089 | 11.8633 | 23.7266 | 27.6811 | 35.5899 | 39.5444 | 51.4077 | 79.0887 | 79.0887 | 39.5444 | 0 | 0 | 0 | 0 | 0 | 0 | 0 | 0 | 0 | 0 | 0.51566 | 0.77349 | 1.547 | 1.8048 | 2.3205 | 2.5783 | 3.3518 | 5.1566 | 5.1566 | 2.5783 | 0 | 0 | 0 | 0 | 0 | 0 | 0 | 0 | 0 | 0 | 0.51566 | 0.77349 | 1.547 | 1.8048 | 2.3205 | 2.5783 | 3.3518 | 5.1566 | 5.1566 | 2.5783 | 0 | 0 | 0 | 0 | 0 | 0 | 0 | 0 | 0 | 0 | 0.89796 | 1.3469 | 2.6939 | 3.1428 | 4.0408 | 4.4898 | 5.8367 | 8.9796 | 8.9796 | 4.4898 | 0 | 0 | 0 | 0 | 0 | 0 | 0 | 0 | 0 | 0 | 0 | 0 | 0 | 0 | 0 | 0 | 0 | 0 | 0 | 0 | 0 | 0 | 0 | 0 | 0 | 0 | 0 | 0 | 0 | 0 | 0 | 0 | 0 | 0
[19 empty] | Variable carbon costs | Input | £000s | 0 | 0 | 0 | 0 | 0 | 0 | 0 | 0 | 0 | 0 | 356.7747 | 335.6071 | 314.4396 | 293.2721 | 272.1046 | 250.9371 | 229.7696 | 208.602 | 187.4345 | 166.267 | 145.0995 | 123.932 | 102.7645 | 81.5969 | 60.4294 | 60.4294 | 60.4294 | 60.4294 | 60.4294 | 60.4294 | 60.4294 | 60.4294 | 60.4294 | 60.4294 | 60.4294 | 60.4294 | 60.4294 | 60.4294 | 60.4294 | 60.4294 | 60.4294 | 60.4294 | 60.4294 | 60.4294 | 60.4294 | 60.4294 | 60.4294 | 60.4294 | 60.4294 | 60.4294 | 60.4294 | 60.4294 | 60.4294 | 60.4294 | 60.4294 | 60.4294 | 60.4294 | 60.4294 | 60.4294 | 60.4294 | 60.4294 | 60.4294 | 60.4294 | 60.4294 | 60.4294 | 60.4294 | 60.4294 | 60.4294 | 60.4294 | 60.4294 | 60.4294 | 60.4294 | 60.4294 | 60.4294 | 60.4294 | 60.4294 | 60.4294 | 60.4294 | 60.4294 | 60.4294 | 0 | 0 | 0 | 0 | 0 | 0 | 0 | 0 | 0 | 0 | 0 | 0 | 0 | 0 | 0 | 0 | 0 | 0 | 0 | 0 | 0 | 0 | 0 | 0
[19 empty] | Customer willingness to pay | Input | £000s | 0 | 0 | 0 | 0 | 0 | 0 | 0 | 0 | 0 | 0 | 0 | 0 | 0 | 0 | 0 | 0 | 0 | 0 | 0 | 0 | 0 | 0 | 0 | 0 | 0 | 0 | 0 | 0 | 0 | 0 | 0 | 0 | 0 | 0 | 0 | 0 | 0 | 0 | 0 | 0 | 0 | 0 | 0 | 0 | 0 | 0 | 0 | 0 | 0 | 0 | 0 | 0 | 0 | 0 | 0 | 0 | 0 | 0 | 0 | 0 | 0 | 0 | 0 | 0 | 0 | 0 | 0 | 0 | 0 | 0 | 0 | 0 | 0 | 0 | 0 | 0 | 0 | 0 | 0 | 0 | 0 | 0 | 0 | 0 | 0 | 0 | 0 | 0 | 0 | 0 | 0 | 0 | 0 | 0 | 0 | 0 | 0 | 0 | 0 | 0 | 0 | 0 | 0 | 0
[19 empty] | Total | Sum of above (excl WAFU) | £000s | 3744.9701 | 5617.4551 | 11234.9102 | 13107.3953 | 16852.3653 | 18724.8504 | 24342.3055 | 37449.7007 | 37449.7007 | 18724.8504 | 5318.7147 | 5297.5471 | 5276.3796 | 5255.2121 | 5234.0446 | 5212.8771 | 5191.7096 | 5170.542 | 5149.3745 | 5128.207 | 5351.2113 | 5452.1297 | 5797.2199 | 5898.1383 | 6121.1426 | 6243.2285 | 6609.4862 | 7464.0875 | 7464.0875 | 6243.2285 | 5022.3694 | 5022.3694 | 5022.3694 | 5022.3694 | 5022.3694 | 5022.3694 | 5022.3694 | 5022.3694 | 5022.3694 | 5022.3694 | 5266.5412 | 5388.6271 | 5754.8848 | 5876.9708 | 6121.1426 | 6243.2285 | 6609.4862 | 7464.0875 | 7464.0875 | 6243.2285 | 5022.3694 | 5022.3694 | 5022.3694 | 5022.3694 | 5022.3694 | 5022.3694 | 5022.3694 | 5022.3694 | 5022.3694 | 5022.3694 | 5447.5652 | 5660.163 | 6297.9566 | 6510.5545 | 6935.7502 | 7148.3481 | 7786.1417 | 9274.3268 | 9274.3268 | 7148.3481 | 5022.3694 | 5022.3694 | 5022.3694 | 5022.3694 | 5022.3694 | 5022.3694 | 5022.3694 | 5022.3694 | 5022.3694 | 5022.3694 | 0 | 0 | 0 | 0 | 0 | 0 | 0 | 0 | 0 | 0 | 0 | 0 | 0 | 0 | 0 | 0 | 0 | 0 | 0 | 0 | 0 | 0 | 0 | 0
58.1x | Site I enhancements | DOR02 | SW enhancement | Y | 2025-26 | Capacity | 2 | 17415.565 | 1864.2723 | 1836.9843 | 0 | 103.498 | 35.0292 | 3839.7838 | 21.2526 | 22.048 | 3 | 3 | Gains in WAFU / Savings in demand | Input | Ml/d | 0 | 0 | 0 | 0 | 0 | 2 | 2 | 2 | 2 | 2 | 2 | 2 | 2 | 2 | 2 | 2 | 2 | 2 | 2 | 2 | 2 | 2 | 2 | 2 | 2 | 2 | 2 | 2 | 2 | 2 | 2 | 2 | 2 | 2 | 2 | 2 | 2 | 2 | 2 | 2 | 2 | 2 | 2 | 2 | 2 | 2 | 2 | 2 | 2 | 2 | 2 | 2 | 2 | 2 | 2 | 2 | 2 | 2 | 2 | 2 | 2 | 2 | 2 | 2 | 2 | 2 | 2 | 2 | 2 | 2 | 2 | 2 | 2 | 2 | 2 | 2 | 2 | 2 | 2 | 2 | 0 | 0 | 0 | 0 | 0 | 0 | 0 | 0 | 0 | 0 | 0 | 0 | 0 | 0 | 0 | 0 | 0 | 0 | 0 | 0 | 0 | 0 | 0 | 0
[19 empty] | Fixed capex | Input | £000s | 74.9 | 85.6 | 107 | 428 | 374.5 | 0 | 0 | 0 | 0 | 0 | 0 | 0 | 0 | 0 | 0 | 0 | 0 | 0 | 0 | 0 | 74.9 | 85.6 | 107 | 428 | 374.5 | 0 | 0 | 0 | 0 | 0 | 0 | 0 | 0 | 0 | 0 | 0 | 0 | 0 | 0 | 0 | 74.9 | 85.6 | 107 | 428 | 374.5 | 0 | 0 | 0 | 0 | 0 | 0 | 0 | 0 | 0 | 0 | 0 | 0 | 0 | 0 | 0 | 74.9 | 85.6 | 107 | 428 | 374.5 | 0 | 0 | 0 | 0 | 0 | 0 | 0 | 0 | 0 | 0 | 0 | 0 | 0 | 0 | 0 | 0 | 0 | 0 | 0 | 0 | 0 | 0 | 0 | 0 | 0 | 0 | 0 | 0 | 0 | 0 | 0 | 0 | 0 | 0 | 0 | 0 | 0 | 0 | 0
[19 empty] | Variable capex | Input | £000s | 0 | 0 | 0 | 0 | 0 | 0 | 0 | 0 | 0 | 0 | 0 | 0 | 0 | 0 | 0 | 0 | 0 | 0 | 0 | 0 | 0 | 0 | 0 | 0 | 0 | 0 | 0 | 0 | 0 | 0 | 0 | 0 | 0 | 0 | 0 | 0 | 0 | 0 | 0 | 0 | 0 | 0 | 0 | 0 | 0 | 0 | 0 | 0 | 0 | 0 | 0 | 0 | 0 | 0 | 0 | 0 | 0 | 0 | 0 | 0 | 0 | 0 | 0 | 0 | 0 | 0 | 0 | 0 | 0 | 0 | 0 | 0 | 0 | 0 | 0 | 0 | 0 | 0 | 0 | 0 | 0 | 0 | 0 | 0 | 0 | 0 | 0 | 0 | 0 | 0 | 0 | 0 | 0 | 0 | 0 | 0 | 0 | 0 | 0 | 0 | 0 | 0 | 0 | 0
[19 empty] | Financing costs | Input | £000s | 0 | 0 | 0 | 0 | 0 | 0 | 0 | 0 | 0 | 0 | 0 | 0 | 0 | 0 | 0 | 0 | 0 | 0 | 0 | 0 | 0 | 0 | 0 | 0 | 0 | 0 | 0 | 0 | 0 | 0 | 0 | 0 | 0 | 0 | 0 | 0 | 0 | 0 | 0 | 0 | 0 | 0 | 0 | 0 | 0 | 0 | 0 | 0 | 0 | 0 | 0 | 0 | 0 | 0 | 0 | 0 | 0 | 0 | 0 | 0 | 0 | 0 | 0 | 0 | 0 | 0 | 0 | 0 | 0 | 0 | 0 | 0 | 0 | 0 | 0 | 0 | 0 | 0 | 0 | 0
[19 empty] | Fixed opex | Input | £000s | 0 | 0 | 0 | 0 | 0 | 17 | 17 | 17 | 17 | 17 | 17 | 17 | 17 | 17 | 17 | 17 | 17 | 17 | 17 | 17 | 17 | 17 | 17 | 17 | 17 | 17 | 17 | 17 | 17 | 17 | 17 | 17 | 17 | 17 | 17 | 17 | 17 | 17 | 17 | 17 | 17 | 17 | 17 | 17 | 17 | 17 | 17 | 17 | 17 | 17 | 17 | 17 | 17 | 17 | 17 | 17 | 17 | 17 | 17 | 17 | 17 | 17 | 17 | 17 | 17 | 17 | 17 | 17 | 17 | 17 | 17 | 17 | 17 | 17 | 17 | 17 | 17 | 17 | 17 | 17 | 0 | 0 | 0 | 0 | 0 | 0 | 0 | 0 | 0 | 0 | 0 | 0 | 0 | 0 | 0 | 0 | 0 | 0 | 0 | 0 | 0 | 0 | 0 | 0
[19 empty] | Variable opex | Input | £000s | 0 | 0 | 0 | 0 | 0 | 60 | 60 | 60 | 60 | 60 | 60 | 60 | 60 | 60 | 60 | 60 | 60 | 60 | 60 | 60 | 60 | 60 | 60 | 60 | 60 | 60 | 60 | 60 | 60 | 60 | 60 | 60 | 60 | 60 | 60 | 60 | 60 | 60 | 60 | 60 | 60 | 60 | 60 | 60 | 60 | 60 | 60 | 60 | 60 | 60 | 60 | 60 | 60 | 60 | 60 | 60 | 60 | 60 | 60 | 60 | 60 | 60 | 60 | 60 | 60 | 60 | 60 | 60 | 60 | 60 | 60 | 60 | 60 | 60 | 60 | 60 | 60 | 60 | 60 | 60 | 0 | 0 | 0 | 0 | 0 | 0 | 0 | 0 | 0 | 0 | 0 | 0 | 0 | 0 | 0 | 0 | 0 | 0 | 0 | 0 | 0 | 0 | 0 | 0
[19 empty] | Opex savings | Input | £000s | 0 | 0 | 0 | 0 | 0 | 0 | 0 | 0 | 0 | 0 | 0 | 0 | 0 | 0 | 0 | 0 | 0 | 0 | 0 | 0 | 0 | 0 | 0 | 0 | 0 | 0 | 0 | 0 | 0 | 0 | 0 | 0 | 0 | 0 | 0 | 0 | 0 | 0 | 0 | 0 | 0 | 0 | 0 | 0 | 0 | 0 | 0 | 0 | 0 | 0 | 0 | 0 | 0 | 0 | 0 | 0 | 0 | 0 | 0 | 0 | 0 | 0 | 0 | 0 | 0 | 0 | 0 | 0 | 0 | 0 | 0 | 0 | 0 | 0 | 0 | 0 | 0 | 0 | 0 | 0 | 0 | 0 | 0 | 0 | 0 | 0 | 0 | 0 | 0 | 0 | 0 | 0 | 0 | 0 | 0 | 0 | 0 | 0 | 0 | 0 | 0 | 0 | 0 | 0
[19 empty] | Fixed env & social | Input | £000s | 0.3626 | 0.4144 | 0.518 | 2.072 | 1.813 | 0 | 0 | 0 | 0 | 0 | 0 | 0 | 0 | 0 | 0 | 0 | 0 | 0 | 0 | 0 | 0.3626 | 0.4144 | 0.518 | 2.072 | 1.813 | 0 | 0 | 0 | 0 | 0 | 0 | 0 | 0 | 0 | 0 | 0 | 0 | 0 | 0 | 0 | 0.3626 | 0.4144 | 0.518 | 2.072 | 1.813 | 0 | 0 | 0 | 0 | 0 | 0 | 0 | 0 | 0 | 0 | 0 | 0 | 0 | 0 | 0 | 0.3626 | 0.4144 | 0.518 | 2.072 | 1.813 | 0 | 0 | 0 | 0 | 0 | 0 | 0 | 0 | 0 | 0 | 0 | 0 | 0 | 0 | 0 | 0 | 0 | 0 | 0 | 0 | 0 | 0 | 0 | 0 | 0 | 0 | 0 | 0 | 0 | 0 | 0 | 0 | 0 | 0 | 0 | 0 | 0 | 0 | 0
[19 empty] | Variable env & social | Input | £000s | 0 | 0 | 0 | 0 | 0 | 1.09 | 1.09 | 1.09 | 1.09 | 1.09 | 1.09 | 1.09 | 1.09 | 1.09 | 1.09 | 1.09 | 1.09 | 1.09 | 1.09 | 1.09 | 1.09 | 1.09 | 1.09 | 1.09 | 1.09 | 1.09 | 1.09 | 1.09 | 1.09 | 1.09 | 1.09 | 1.09 | 1.09 | 1.09 | 1.09 | 1.09 | 1.09 | 1.09 | 1.09 | 1.09 | 1.09 | 1.09 | 1.09 | 1.09 | 1.09 | 1.09 | 1.09 | 1.09 | 1.09 | 1.09 | 1.09 | 1.09 | 1.09 | 1.09 | 1.09 | 1.09 | 1.09 | 1.09 | 1.09 | 1.09 | 1.09 | 1.09 | 1.09 | 1.09 | 1.09 | 1.09 | 1.09 | 1.09 | 1.09 | 1.09 | 1.09 | 1.09 | 1.09 | 1.09 | 1.09 | 1.09 | 1.09 | 1.09 | 1.09 | 1.09 | 0 | 0 | 0 | 0 | 0 | 0 | 0 | 0 | 0 | 0 | 0 | 0 | 0 | 0 | 0 | 0 | 0 | 0 | 0 | 0 | 0 | 0 | 0 | 0
[19 empty] | Fixed carbon costs | Input | £000s | 1.7749 | 2.0284 | 2.5355 | 10.1421 | 8.8743 | 0 | 0 | 0 | 0 | 0 | 0 | 0 | 0 | 0 | 0 | 0 | 0 | 0 | 0 | 0 | 1.7749 | 2.0284 | 2.5355 | 10.1421 | 8.8743 | 0 | 0 | 0 | 0 | 0 | 0 | 0 | 0 | 0 | 0 | 0 | 0 | 0 | 0 | 0 | 1.7749 | 2.0284 | 2.5355 | 10.1421 | 8.8743 | 0 | 0 | 0 | 0 | 0 | 0 | 0 | 0 | 0 | 0 | 0 | 0 | 0 | 0 | 0 | 1.7749 | 2.0284 | 2.5355 | 10.1421 | 8.8743 | 0 | 0 | 0 | 0 | 0 | 0 | 0 | 0 | 0 | 0 | 0 | 0 | 0 | 0 | 0 | 0 | 0 | 0 | 0 | 0 | 0 | 0 | 0 | 0 | 0 | 0 | 0 | 0 | 0 | 0 | 0 | 0 | 0 | 0 | 0 | 0 | 0 | 0 | 0
[19 empty] | Variable carbon costs | Input | £000s | 0 | 0 | 0 | 0 | 0 | 6.5791 | 6.0946 | 5.7927 | 5.6898 | 5.3021 | 5.0051 | 4.7082 | 4.4112 | 4.1142 | 3.8173 | 3.5203 | 3.2234 | 2.9264 | 2.6295 | 2.3325 | 2.0356 | 1.7386 | 1.4417 | 1.1447 | 0.84775 | 0.84775 | 0.84775 | 0.84775 | 0.84775 | 0.84775 | 0.84775 | 0.84775 | 0.84775 | 0.84775 | 0.84775 | 0.84775 | 0.84775 | 0.84775 | 0.84775 | 0.84775 | 0.84775 | 0.84775 | 0.84775 | 0.84775 | 0.84775 | 0.84775 | 0.84775 | 0.84775 | 0.84775 | 0.84775 | 0.84775 | 0.84775 | 0.84775 | 0.84775 | 0.84775 | 0.84775 | 0.84775 | 0.84775 | 0.84775 | 0.84775 | 0.84775 | 0.84775 | 0.84775 | 0.84775 | 0.84775 | 0.84775 | 0.84775 | 0.84775 | 0.84775 | 0.84775 | 0.84775 | 0.84775 | 0.84775 | 0.84775 | 0.84775 | 0.84775 | 0.84775 | 0.84775 | 0.84775 | 0.84775 | 0 | 0 | 0 | 0 | 0 | 0 | 0 | 0 | 0 | 0 | 0 | 0 | 0 | 0 | 0 | 0 | 0 | 0 | 0 | 0 | 0 | 0 | 0 | 0
[19 empty] | Customer willingness to pay | Input | £000s | 0 | 0 | 0 | 0 | 0 | 0 | 0 | 0 | 0 | 0 | 0 | 0 | 0 | 0 | 0 | 0 | 0 | 0 | 0 | 0 | 0 | 0 | 0 | 0 | 0 | 0 | 0 | 0 | 0 | 0 | 0 | 0 | 0 | 0 | 0 | 0 | 0 | 0 | 0 | 0 | 0 | 0 | 0 | 0 | 0 | 0 | 0 | 0 | 0 | 0 | 0 | 0 | 0 | 0 | 0 | 0 | 0 | 0 | 0 | 0 | 0 | 0 | 0 | 0 | 0 | 0 | 0 | 0 | 0 | 0 | 0 | 0 | 0 | 0 | 0 | 0 | 0 | 0 | 0 | 0 | 0 | 0 | 0 | 0 | 0 | 0 | 0 | 0 | 0 | 0 | 0 | 0 | 0 | 0 | 0 | 0 | 0 | 0 | 0 | 0 | 0 | 0 | 0 | 0
[19 empty] | Total | Sum of above (excl WAFU) | £000s | 77.0375 | 88.0428 | 110.0535 | 440.2141 | 385.1873 | 84.6691 | 84.1846 | 83.8827 | 83.7798 | 83.3921 | 83.0951 | 82.7982 | 82.5012 | 82.2042 | 81.9073 | 81.6103 | 81.3134 | 81.0164 | 80.7195 | 80.4225 | 157.163 | 167.8714 | 189.5852 | 519.4488 | 464.1251 | 78.9378 | 78.9378 | 78.9378 | 78.9378 | 78.9378 | 78.9378 | 78.9378 | 78.9378 | 78.9378 | 78.9378 | 78.9378 | 78.9378 | 78.9378 | 78.9378 | 78.9378 | 155.9752 | 166.9806 | 188.9913 | 519.1518 | 464.1251 | 78.9378 | 78.9378 | 78.9378 | 78.9378 | 78.9378 | 78.9378 | 78.9378 | 78.9378 | 78.9378 | 78.9378 | 78.9378 | 78.9378 | 78.9378 | 78.9378 | 78.9378 | 155.9752 | 166.9806 | 188.9913 | 519.1518 | 464.1251 | 78.9378 | 78.9378 | 78.9378 | 78.9378 | 78.9378 | 78.9378 | 78.9378 | 78.9378 | 78.9378 | 78.9378 | 78.9378 | 78.9378 | 78.9378 | 78.9378 | 78.9378 | 0 | 0 | 0 | 0 | 0 | 0 | 0 | 0 | 0 | 0 | 0 | 0 | 0 | 0 | 0 | 0 | 0 | 0 | 0 | 0 | 0 | 0 | 0 | 0
58.1x | Site C enhancements | DOR05 | SW enhancement | Y | 2025-26 | Capacity | 9 | 78370.0425 | 5660.799 | 7872.7897 | 0 | 396.4574 | 62.4814 | 13992.5275 | 17.2688 | 17.8544 | 3 | 3 | Gains in WAFU / Savings in demand | Input | Ml/d | 0 | 0 | 0 | 0 | 0 | 9 | 9 | 9 | 9 | 9 | 9 | 9 | 9 | 9 | 9 | 9 | 9 | 9 | 9 | 9 | 9 | 9 | 9 | 9 | 9 | 9 | 9 | 9 | 9 | 9 | 9 | 9 | 9 | 9 | 9 | 9 | 9 | 9 | 9 | 9 | 9 | 9 | 9 | 9 | 9 | 9 | 9 | 9 | 9 | 9 | 9 | 9 | 9 | 9 | 9 | 9 | 9 | 9 | 9 | 9 | 9 | 9 | 9 | 9 | 9 | 9 | 9 | 9 | 9 | 9 | 9 | 9 | 9 | 9 | 9 | 9 | 9 | 9 | 9 | 9 | 0 | 0 | 0 | 0 | 0 | 0 | 0 | 0 | 0 | 0 | 0 | 0 | 0 | 0 | 0 | 0 | 0 | 0 | 0 | 0 | 0 | 0 | 0 | 0
[19 empty] | Fixed capex | Input | £000s | 270.2 | 308.8 | 386 | 1544 | 1351 | 0 | 0 | 0 | 0 | 0 | 0 | 0 | 0 | 0 | 0 | 0 | 0 | 0 | 0 | 0 | 163.8 | 187.2 | 234 | 936 | 819 | 0 | 0 | 0 | 0 | 0 | 0 | 0 | 0 | 0 | 0 | 0 | 0 | 0 | 0 | 0 | 163.8 | 187.2 | 234 | 936 | 819 | 0 | 0 | 0 | 0 | 0 | 0 | 0 | 0 | 0 | 0 | 0 | 0 | 0 | 0 | 0 | 270.2 | 308.8 | 386 | 1544 | 1351 | 0 | 0 | 0 | 0 | 0 | 0 | 0 | 0 | 0 | 0 | 0 | 0 | 0 | 0 | 0 | 0 | 0 | 0 | 0 | 0 | 0 | 0 | 0 | 0 | 0 | 0 | 0 | 0 | 0 | 0 | 0 | 0 | 0 | 0 | 0 | 0 | 0 | 0 | 0
[19 empty] | Variable capex | Input | £000s | 0 | 0 | 0 | 0 | 0 | 0 | 0 | 0 | 0 | 0 | 0 | 0 | 0 | 0 | 0 | 0 | 0 | 0 | 0 | 0 | 0 | 0 | 0 | 0 | 0 | 0 | 0 | 0 | 0 | 0 | 0 | 0 | 0 | 0 | 0 | 0 | 0 | 0 | 0 | 0 | 0 | 0 | 0 | 0 | 0 | 0 | 0 | 0 | 0 | 0 | 0 | 0 | 0 | 0 | 0 | 0 | 0 | 0 | 0 | 0 | 0 | 0 | 0 | 0 | 0 | 0 | 0 | 0 | 0 | 0 | 0 | 0 | 0 | 0 | 0 | 0 | 0 | 0 | 0 | 0 | 0 | 0 | 0 | 0 | 0 | 0 | 0 | 0 | 0 | 0 | 0 | 0 | 0 | 0 | 0 | 0 | 0 | 0 | 0 | 0 | 0 | 0 | 0 | 0
[19 empty] | Financing costs | Input | £000s | 0 | 0 | 0 | 0 | 0 | 0 | 0 | 0 | 0 | 0 | 0 | 0 | 0 | 0 | 0 | 0 | 0 | 0 | 0 | 0 | 0 | 0 | 0 | 0 | 0 | 0 | 0 | 0 | 0 | 0 | 0 | 0 | 0 | 0 | 0 | 0 | 0 | 0 | 0 | 0 | 0 | 0 | 0 | 0 | 0 | 0 | 0 | 0 | 0 | 0 | 0 | 0 | 0 | 0 | 0 | 0 | 0 | 0 | 0 | 0 | 0 | 0 | 0 | 0 | 0 | 0 | 0 | 0 | 0 | 0 | 0 | 0 | 0 | 0 | 0 | 0 | 0 | 0 | 0 | 0
[19 empty] | Fixed opex | Input | £000s | 0 | 0 | 0 | 0 | 0 | 72 | 72 | 72 | 72 | 72 | 72 | 72 | 72 | 72 | 72 | 72 | 72 | 72 | 72 | 72 | 72 | 72 | 72 | 72 | 72 | 72 | 72 | 72 | 72 | 72 | 72 | 72 | 72 | 72 | 72 | 72 | 72 | 72 | 72 | 72 | 72 | 72 | 72 | 72 | 72 | 72 | 72 | 72 | 72 | 72 | 72 | 72 | 72 | 72 | 72 | 72 | 72 | 72 | 72 | 72 | 72 | 72 | 72 | 72 | 72 | 72 | 72 | 72 | 72 | 72 | 72 | 72 | 72 | 72 | 72 | 72 | 72 | 72 | 72 | 72 | 0 | 0 | 0 | 0 | 0 | 0 | 0 | 0 | 0 | 0 | 0 | 0 | 0 | 0 | 0 | 0 | 0 | 0 | 0 | 0 | 0 | 0 | 0 | 0
[19 empty] | Variable opex | Input | £000s | 0 | 0 | 0 | 0 | 0 | 258 | 258 | 258 | 258 | 258 | 258 | 258 | 258 | 258 | 258 | 258 | 258 | 258 | 258 | 258 | 258 | 258 | 258 | 258 | 258 | 258 | 258 | 258 | 258 | 258 | 258 | 258 | 258 | 258 | 258 | 258 | 258 | 258 | 258 | 258 | 258 | 258 | 258 | 258 | 258 | 258 | 258 | 258 | 258 | 258 | 258 | 258 | 258 | 258 | 258 | 258 | 258 | 258 | 258 | 258 | 258 | 258 | 258 | 258 | 258 | 258 | 258 | 258 | 258 | 258 | 258 | 258 | 258 | 258 | 258 | 258 | 258 | 258 | 258 | 258 | 0 | 0 | 0 | 0 | 0 | 0 | 0 | 0 | 0 | 0 | 0 | 0 | 0 | 0 | 0 | 0 | 0 | 0 | 0 | 0 | 0 | 0 | 0 | 0
[19 empty] | Opex savings | Input | £000s | 0 | 0 | 0 | 0 | 0 | 0 | 0 | 0 | 0 | 0 | 0 | 0 | 0 | 0 | 0 | 0 | 0 | 0 | 0 | 0 | 0 | 0 | 0 | 0 | 0 | 0 | 0 | 0 | 0 | 0 | 0 | 0 | 0 | 0 | 0 | 0 | 0 | 0 | 0 | 0 | 0 | 0 | 0 | 0 | 0 | 0 | 0 | 0 | 0 | 0 | 0 | 0 | 0 | 0 | 0 | 0 | 0 | 0 | 0 | 0 | 0 | 0 | 0 | 0 | 0 | 0 | 0 | 0 | 0 | 0 | 0 | 0 | 0 | 0 | 0 | 0 | 0 | 0 | 0 | 0 | 0 | 0 | 0 | 0 | 0 | 0 | 0 | 0 | 0 | 0 | 0 | 0 | 0 | 0 | 0 | 0 | 0 | 0 | 0 | 0 | 0 | 0 | 0 | 0
[19 empty] | Fixed env & social | Input | £000s | 0.238 | 0.272 | 0.34 | 1.36 | 1.19 | 0 | 0 | 0 | 0 | 0 | 0 | 0 | 0 | 0 | 0 | 0 | 0 | 0 | 0 | 0 | 0.14428 | 0.16489 | 0.20611 | 0.82446 | 0.7214 | 0 | 0 | 0 | 0 | 0 | 0 | 0 | 0 | 0 | 0 | 0 | 0 | 0 | 0 | 0 | 0.14428 | 0.16489 | 0.20611 | 0.82446 | 0.7214 | 0 | 0 | 0 | 0 | 0 | 0 | 0 | 0 | 0 | 0 | 0 | 0 | 0 | 0 | 0 | 0.238 | 0.272 | 0.34 | 1.36 | 1.19 | 0 | 0 | 0 | 0 | 0 | 0 | 0 | 0 | 0 | 0 | 0 | 0 | 0 | 0 | 0 | 0 | 0 | 0 | 0 | 0 | 0 | 0 | 0 | 0 | 0 | 0 | 0 | 0 | 0 | 0 | 0 | 0 | 0 | 0 | 0 | 0 | 0 | 0 | 0
[19 empty] | Variable env & social | Input | £000s | 0 | 0 | 0 | 0 | 0 | 2.41 | 2.41 | 2.41 | 2.41 | 2.41 | 2.41 | 2.41 | 2.41 | 2.41 | 2.41 | 2.41 | 2.41 | 2.41 | 2.41 | 2.41 | 2.41 | 2.41 | 2.41 | 2.41 | 2.41 | 2.41 | 2.41 | 2.41 | 2.41 | 2.41 | 2.41 | 2.41 | 2.41 | 2.41 | 2.41 | 2.41 | 2.41 | 2.41 | 2.41 | 2.41 | 2.41 | 2.41 | 2.41 | 2.41 | 2.41 | 2.41 | 2.41 | 2.41 | 2.41 | 2.41 | 2.41 | 2.41 | 2.41 | 2.41 | 2.41 | 2.41 | 2.41 | 2.41 | 2.41 | 2.41 | 2.41 | 2.41 | 2.41 | 2.41 | 2.41 | 2.41 | 2.41 | 2.41 | 2.41 | 2.41 | 2.41 | 2.41 | 2.41 | 2.41 | 2.41 | 2.41 | 2.41 | 2.41 | 2.41 | 2.41 | 0 | 0 | 0 | 0 | 0 | 0 | 0 | 0 | 0 | 0 | 0 | 0 | 0 | 0 | 0 | 0 | 0 | 0 | 0 | 0 | 0 | 0 | 0 | 0
[19 empty] | Fixed carbon costs | Input | £000s | 4.403 | 5.032 | 6.29 | 25.1602 | 22.0151 | 0 | 0 | 0 | 0 | 0 | 0 | 0 | 0 | 0 | 0 | 0 | 0 | 0 | 0 | 0 | 2.6692 | 3.0505 | 3.8131 | 15.2525 | 13.346 | 0 | 0 | 0 | 0 | 0 | 0 | 0 | 0 | 0 | 0 | 0 | 0 | 0 | 0 | 0 | 2.6692 | 3.0505 | 3.8131 | 15.2525 | 13.346 | 0 | 0 | 0 | 0 | 0 | 0 | 0 | 0 | 0 | 0 | 0 | 0 | 0 | 0 | 0 | 4.403 | 5.032 | 6.29 | 25.1602 | 22.0151 | 0 | 0 | 0 | 0 | 0 | 0 | 0 | 0 | 0 | 0 | 0 | 0 | 0 | 0 | 0 | 0 | 0 | 0 | 0 | 0 | 0 | 0 | 0 | 0 | 0 | 0 | 0 | 0 | 0 | 0 | 0 | 0 | 0 | 0 | 0 | 0 | 0 | 0 | 0
[19 empty] | Variable carbon costs | Input | £000s | 0 | 0 | 0 | 0 | 0 | 33.7388 | 31.2545 | 29.7061 | 29.1786 | 27.1901 | 25.6672 | 24.1444 | 22.6216 | 21.0987 | 19.5759 | 18.053 | 16.5302 | 15.0073 | 13.4845 | 11.9617 | 10.4388 | 8.916 | 7.3931 | 5.8703 | 4.3474 | 4.3474 | 4.3474 | 4.3474 | 4.3474 | 4.3474 | 4.3474 | 4.3474 | 4.3474 | 4.3474 | 4.3474 | 4.3474 | 4.3474 | 4.3474 | 4.3474 | 4.3474 | 4.3474 | 4.3474 | 4.3474 | 4.3474 | 4.3474 | 4.3474 | 4.3474 | 4.3474 | 4.3474 | 4.3474 | 4.3474 | 4.3474 | 4.3474 | 4.3474 | 4.3474 | 4.3474 | 4.3474 | 4.3474 | 4.3474 | 4.3474 | 4.3474 | 4.3474 | 4.3474 | 4.3474 | 4.3474 | 4.3474 | 4.3474 | 4.3474 | 4.3474 | 4.3474 | 4.3474 | 4.3474 | 4.3474 | 4.3474 | 4.3474 | 4.3474 | 4.3474 | 4.3474 | 4.3474 | 4.3474 | 0 | 0 | 0 | 0 | 0 | 0 | 0 | 0 | 0 | 0 | 0 | 0 | 0 | 0 | 0 | 0 | 0 | 0 | 0 | 0 | 0 | 0 | 0 | 0
[19 empty] | Customer willingness to pay | Input | £000s | 0 | 0 | 0 | 0 | 0 | 0 | 0 | 0 | 0 | 0 | 0 | 0 | 0 | 0 | 0 | 0 | 0 | 0 | 0 | 0 | 0 | 0 | 0 | 0 | 0 | 0 | 0 | 0 | 0 | 0 | 0 | 0 | 0 | 0 | 0 | 0 | 0 | 0 | 0 | 0 | 0 | 0 | 0 | 0 | 0 | 0 | 0 | 0 | 0 | 0 | 0 | 0 | 0 | 0 | 0 | 0 | 0 | 0 | 0 | 0 | 0 | 0 | 0 | 0 | 0 | 0 | 0 | 0 | 0 | 0 | 0 | 0 | 0 | 0 | 0 | 0 | 0 | 0 | 0 | 0 | 0 | 0 | 0 | 0 | 0 | 0 | 0 | 0 | 0 | 0 | 0 | 0 | 0 | 0 | 0 | 0 | 0 | 0 | 0 | 0 | 0 | 0 | 0 | 0
[19 empty] | Total | Sum of above (excl WAFU) | £000s | 274.841 | 314.104 | 392.63 | 1570.5202 | 1374.2051 | 366.1488 | 363.6645 | 362.1161 | 361.5886 | 359.6001 | 358.0772 | 356.5544 | 355.0316 | 353.5087 | 351.9859 | 350.463 | 348.9402 | 347.4173 | 345.8945 | 344.3717 | 509.4623 | 531.7414 | 577.8224 | 1290.3573 | 1169.8248 | 336.7574 | 336.7574 | 336.7574 | 336.7574 | 336.7574 | 336.7574 | 336.7574 | 336.7574 | 336.7574 | 336.7574 | 336.7574 | 336.7574 | 336.7574 | 336.7574 | 336.7574 | 503.3709 | 527.1728 | 574.7767 | 1288.8344 | 1169.8248 | 336.7574 | 336.7574 | 336.7574 | 336.7574 | 336.7574 | 336.7574 | 336.7574 | 336.7574 | 336.7574 | 336.7574 | 336.7574 | 336.7574 | 336.7574 | 336.7574 | 336.7574 | 611.5985 | 650.8615 | 729.3875 | 1907.2776 | 1710.9626 | 336.7574 | 336.7574 | 336.7574 | 336.7574 | 336.7574 | 336.7574 | 336.7574 | 336.7574 | 336.7574 | 336.7574 | 336.7574 | 336.7574 | 336.7574 | 336.7574 | 336.7574 | 0 | 0 | 0 | 0 | 0 | 0 | 0 | 0 | 0 | 0 | 0 | 0 | 0 | 0 | 0 | 0 | 0 | 0 | 0 | 0 | 0 | 0 | 0 | 0
58.1x | Site Q enhancements | DOR07 | SW enhancement | N | 2025-26 | Capacity | 2 | 17415.565 | 1361.8898 | 1264.4177 | 0 | 105.6186 | 28.9219 | 2760.848 | 15.0802 | 15.8528 | 3 | 3 | Gains in WAFU / Savings in demand | Input | Ml/d | 0 | 0 | 0 | 0 | 0 | 2 | 2 | 2 | 2 | 2 | 2 | 2 | 2 | 2 | 2 | 2 | 2 | 2 | 2 | 2 | 2 | 2 | 2 | 2 | 2 | 2 | 2 | 2 | 2 | 2 | 2 | 2 | 2 | 2 | 2 | 2 | 2 | 2 | 2 | 2 | 2 | 2 | 2 | 2 | 2 | 2 | 2 | 2 | 2 | 2 | 2 | 2 | 2 | 2 | 2 | 2 | 2 | 2 | 2 | 2 | 2 | 2 | 2 | 2 | 2 | 2 | 2 | 2 | 2 | 2 | 2 | 2 | 2 | 2 | 2 | 2 | 2 | 2 | 2 | 2 | 0 | 0 | 0 | 0 | 0 | 0 | 0 | 0 | 0 | 0 | 0 | 0 | 0 | 0 | 0 | 0 | 0 | 0 | 0 | 0 | 0 | 0 | 0 | 0
[19 empty] | Fixed capex | Input | £000s | 76.3 | 87.2 | 109 | 436 | 381.5 | 0 | 0 | 0 | 0 | 0 | 0 | 0 | 0 | 0 | 0 | 0 | 0 | 0 | 0 | 0 | 24.5 | 28 | 35 | 140 | 122.5 | 0 | 0 | 0 | 0 | 0 | 0 | 0 | 0 | 0 | 0 | 0 | 0 | 0 | 0 | 0 | 24.5 | 28 | 35 | 140 | 122.5 | 0 | 0 | 0 | 0 | 0 | 0 | 0 | 0 | 0 | 0 | 0 | 0 | 0 | 0 | 0 | 66.5 | 76 | 95 | 380 | 332.5 | 0 | 0 | 0 | 0 | 0 | 0 | 0 | 0 | 0 | 0 | 0 | 0 | 0 | 0 | 0 | 0 | 0 | 0 | 0 | 0 | 0 | 0 | 0 | 0 | 0 | 0 | 0 | 0 | 0 | 0 | 0 | 0 | 0 | 0 | 0 | 0 | 0 | 0 | 0
[19 empty] | Variable capex | Input | £000s | 0 | 0 | 0 | 0 | 0 | 0 | 0 | 0 | 0 | 0 | 0 | 0 | 0 | 0 | 0 | 0 | 0 | 0 | 0 | 0 | 0 | 0 | 0 | 0 | 0 | 0 | 0 | 0 | 0 | 0 | 0 | 0 | 0 | 0 | 0 | 0 | 0 | 0 | 0 | 0 | 0 | 0 | 0 | 0 | 0 | 0 | 0 | 0 | 0 | 0 | 0 | 0 | 0 | 0 | 0 | 0 | 0 | 0 | 0 | 0 | 0 | 0 | 0 | 0 | 0 | 0 | 0 | 0 | 0 | 0 | 0 | 0 | 0 | 0 | 0 | 0 | 0 | 0 | 0 | 0 | 0 | 0 | 0 | 0 | 0 | 0 | 0 | 0 | 0 | 0 | 0 | 0 | 0 | 0 | 0 | 0 | 0 | 0 | 0 | 0 | 0 | 0 | 0 | 0
[19 empty] | Financing costs | Input | £000s | 0 | 0 | 0 | 0 | 0 | 0 | 0 | 0 | 0 | 0 | 0 | 0 | 0 | 0 | 0 | 0 | 0 | 0 | 0 | 0 | 0 | 0 | 0 | 0 | 0 | 0 | 0 | 0 | 0 | 0 | 0 | 0 | 0 | 0 | 0 | 0 | 0 | 0 | 0 | 0 | 0 | 0 | 0 | 0 | 0 | 0 | 0 | 0 | 0 | 0 | 0 | 0 | 0 | 0 | 0 | 0 | 0 | 0 | 0 | 0 | 0 | 0 | 0 | 0 | 0 | 0 | 0 | 0 | 0 | 0 | 0 | 0 | 0 | 0 | 0 | 0 | 0 | 0 | 0 | 0
[19 empty] | Fixed opex | Input | £000s | 0 | 0 | 0 | 0 | 0 | 10 | 10 | 10 | 10 | 10 | 10 | 10 | 10 | 10 | 10 | 10 | 10 | 10 | 10 | 10 | 10 | 10 | 10 | 10 | 10 | 10 | 10 | 10 | 10 | 10 | 10 | 10 | 10 | 10 | 10 | 10 | 10 | 10 | 10 | 10 | 10 | 10 | 10 | 10 | 10 | 10 | 10 | 10 | 10 | 10 | 10 | 10 | 10 | 10 | 10 | 10 | 10 | 10 | 10 | 10 | 10 | 10 | 10 | 10 | 10 | 10 | 10 | 10 | 10 | 10 | 10 | 10 | 10 | 10 | 10 | 10 | 10 | 10 | 10 | 10 | 0 | 0 | 0 | 0 | 0 | 0 | 0 | 0 | 0 | 0 | 0 | 0 | 0 | 0 | 0 | 0 | 0 | 0 | 0 | 0 | 0 | 0 | 0 | 0
[19 empty] | Variable opex | Input | £000s | 0 | 0 | 0 | 0 | 0 | 43 | 43 | 43 | 43 | 43 | 43 | 43 | 43 | 43 | 43 | 43 | 43 | 43 | 43 | 43 | 43 | 43 | 43 | 43 | 43 | 43 | 43 | 43 | 43 | 43 | 43 | 43 | 43 | 43 | 43 | 43 | 43 | 43 | 43 | 43 | 43 | 43 | 43 | 43 | 43 | 43 | 43 | 43 | 43 | 43 | 43 | 43 | 43 | 43 | 43 | 43 | 43 | 43 | 43 | 43 | 43 | 43 | 43 | 43 | 43 | 43 | 43 | 43 | 43 | 43 | 43 | 43 | 43 | 43 | 43 | 43 | 43 | 43 | 43 | 43 | 0 | 0 | 0 | 0 | 0 | 0 | 0 | 0 | 0 | 0 | 0 | 0 | 0 | 0 | 0 | 0 | 0 | 0 | 0 | 0 | 0 | 0 | 0 | 0
[19 empty] | Opex savings | Input | £000s | 0 | 0 | 0 | 0 | 0 | 0 | 0 | 0 | 0 | 0 | 0 | 0 | 0 | 0 | 0 | 0 | 0 | 0 | 0 | 0 | 0 | 0 | 0 | 0 | 0 | 0 | 0 | 0 | 0 | 0 | 0 | 0 | 0 | 0 | 0 | 0 | 0 | 0 | 0 | 0 | 0 | 0 | 0 | 0 | 0 | 0 | 0 | 0 | 0 | 0 | 0 | 0 | 0 | 0 | 0 | 0 | 0 | 0 | 0 | 0 | 0 | 0 | 0 | 0 | 0 | 0 | 0 | 0 | 0 | 0 | 0 | 0 | 0 | 0 | 0 | 0 | 0 | 0 | 0 | 0 | 0 | 0 | 0 | 0 | 0 | 0 | 0 | 0 | 0 | 0 | 0 | 0 | 0 | 0 | 0 | 0 | 0 | 0 | 0 | 0 | 0 | 0 | 0 | 0
[19 empty] | Fixed env & social | Input | £000s | 0.2303 | 0.2632 | 0.329 | 1.316 | 1.1515 | 0 | 0 | 0 | 0 | 0 | 0 | 0 | 0 | 0 | 0 | 0 | 0 | 0 | 0 | 0 | 0.07395 | 0.084514 | 0.10564 | 0.42257 | 0.36975 | 0 | 0 | 0 | 0 | 0 | 0 | 0 | 0 | 0 | 0 | 0 | 0 | 0 | 0 | 0 | 0.07395 | 0.084514 | 0.10564 | 0.42257 | 0.36975 | 0 | 0 | 0 | 0 | 0 | 0 | 0 | 0 | 0 | 0 | 0 | 0 | 0 | 0 | 0 | 0.20072 | 0.22939 | 0.28674 | 1.147 | 1.0036 | 0 | 0 | 0 | 0 | 0 | 0 | 0 | 0 | 0 | 0 | 0 | 0 | 0 | 0 | 0 | 0 | 0 | 0 | 0 | 0 | 0 | 0 | 0 | 0 | 0 | 0 | 0 | 0 | 0 | 0 | 0 | 0 | 0 | 0 | 0 | 0 | 0 | 0 | 0
[19 empty] | Variable env & social | Input | £000s | 0 | 0 | 0 | 0 | 0 | 1.04 | 1.04 | 1.04 | 1.04 | 1.04 | 1.04 | 1.04 | 1.04 | 1.04 | 1.04 | 1.04 | 1.04 | 1.04 | 1.04 | 1.04 | 1.04 | 1.04 | 1.04 | 1.04 | 1.04 | 1.04 | 1.04 | 1.04 | 1.04 | 1.04 | 1.04 | 1.04 | 1.04 | 1.04 | 1.04 | 1.04 | 1.04 | 1.04 | 1.04 | 1.04 | 1.04 | 1.04 | 1.04 | 1.04 | 1.04 | 1.04 | 1.04 | 1.04 | 1.04 | 1.04 | 1.04 | 1.04 | 1.04 | 1.04 | 1.04 | 1.04 | 1.04 | 1.04 | 1.04 | 1.04 | 1.04 | 1.04 | 1.04 | 1.04 | 1.04 | 1.04 | 1.04 | 1.04 | 1.04 | 1.04 | 1.04 | 1.04 | 1.04 | 1.04 | 1.04 | 1.04 | 1.04 | 1.04 | 1.04 | 1.04 | 0 | 0 | 0 | 0 | 0 | 0 | 0 | 0 | 0 | 0 | 0 | 0 | 0 | 0 | 0 | 0 | 0 | 0 | 0 | 0 | 0 | 0 | 0 | 0
[19 empty] | Fixed carbon costs | Input | £000s | 2.4234 | 2.7696 | 3.462 | 13.8478 | 12.1169 | 0 | 0 | 0 | 0 | 0 | 0 | 0 | 0 | 0 | 0 | 0 | 0 | 0 | 0 | 0 | 0.77815 | 0.88931 | 1.1116 | 4.4466 | 3.8907 | 0 | 0 | 0 | 0 | 0 | 0 | 0 | 0 | 0 | 0 | 0 | 0 | 0 | 0 | 0 | 0.77815 | 0.88931 | 1.1116 | 4.4466 | 3.8907 | 0 | 0 | 0 | 0 | 0 | 0 | 0 | 0 | 0 | 0 | 0 | 0 | 0 | 0 | 0 | 2.1121 | 2.4138 | 3.0173 | 12.0692 | 10.5606 | 0 | 0 | 0 | 0 | 0 | 0 | 0 | 0 | 0 | 0 | 0 | 0 | 0 | 0 | 0 | 0 | 0 | 0 | 0 | 0 | 0 | 0 | 0 | 0 | 0 | 0 | 0 | 0 | 0 | 0 | 0 | 0 | 0 | 0 | 0 | 0 | 0 | 0 | 0
[19 empty] | Variable carbon costs | Input | £000s | 0 | 0 | 0 | 0 | 0 | 6.9164 | 6.4072 | 6.0898 | 5.9816 | 5.574 | 5.2618 | 4.9496 | 4.6374 | 4.3252 | 4.0131 | 3.7009 | 3.3887 | 3.0765 | 2.7643 | 2.4521 | 2.14 | 1.8278 | 1.5156 | 1.2034 | 0.89123 | 0.89123 | 0.89123 | 0.89123 | 0.89123 | 0.89123 | 0.89123 | 0.89123 | 0.89123 | 0.89123 | 0.89123 | 0.89123 | 0.89123 | 0.89123 | 0.89123 | 0.89123 | 0.89123 | 0.89123 | 0.89123 | 0.89123 | 0.89123 | 0.89123 | 0.89123 | 0.89123 | 0.89123 | 0.89123 | 0.89123 | 0.89123 | 0.89123 | 0.89123 | 0.89123 | 0.89123 | 0.89123 | 0.89123 | 0.89123 | 0.89123 | 0.89123 | 0.89123 | 0.89123 | 0.89123 | 0.89123 | 0.89123 | 0.89123 | 0.89123 | 0.89123 | 0.89123 | 0.89123 | 0.89123 | 0.89123 | 0.89123 | 0.89123 | 0.89123 | 0.89123 | 0.89123 | 0.89123 | 0.89123 | 0 | 0 | 0 | 0 | 0 | 0 | 0 | 0 | 0 | 0 | 0 | 0 | 0 | 0 | 0 | 0 | 0 | 0 | 0 | 0 | 0 | 0 | 0 | 0
[19 empty] | Customer willingness to pay | Input | £000s | 0 | 0 | 0 | 0 | 0 | 0 | 0 | 0 | 0 | 0 | 0 | 0 | 0 | 0 | 0 | 0 | 0 | 0 | 0 | 0 | 0 | 0 | 0 | 0 | 0 | 0 | 0 | 0 | 0 | 0 | 0 | 0 | 0 | 0 | 0 | 0 | 0 | 0 | 0 | 0 | 0 | 0 | 0 | 0 | 0 | 0 | 0 | 0 | 0 | 0 | 0 | 0 | 0 | 0 | 0 | 0 | 0 | 0 | 0 | 0 | 0 | 0 | 0 | 0 | 0 | 0 | 0 | 0 | 0 | 0 | 0 | 0 | 0 | 0 | 0 | 0 | 0 | 0 | 0 | 0 | 0 | 0 | 0 | 0 | 0 | 0 | 0 | 0 | 0 | 0 | 0 | 0 | 0 | 0 | 0 | 0 | 0 | 0 | 0 | 0 | 0 | 0 | 0 | 0
[19 empty] | Total | Sum of above (excl WAFU) | £000s | 78.9537 | 90.2328 | 112.791 | 451.1638 | 394.7684 | 60.9564 | 60.4472 | 60.1298 | 60.0216 | 59.614 | 59.3018 | 58.9896 | 58.6774 | 58.3652 | 58.0531 | 57.7409 | 57.4287 | 57.1165 | 56.8043 | 56.4921 | 81.5321 | 84.8416 | 91.7729 | 200.1125 | 181.6917 | 54.9312 | 54.9312 | 54.9312 | 54.9312 | 54.9312 | 54.9312 | 54.9312 | 54.9312 | 54.9312 | 54.9312 | 54.9312 | 54.9312 | 54.9312 | 54.9312 | 54.9312 | 80.2833 | 83.905 | 91.1485 | 199.8003 | 181.6917 | 54.9312 | 54.9312 | 54.9312 | 54.9312 | 54.9312 | 54.9312 | 54.9312 | 54.9312 | 54.9312 | 54.9312 | 54.9312 | 54.9312 | 54.9312 | 54.9312 | 54.9312 | 123.7441 | 133.5745 | 153.2353 | 448.1474 | 398.9954 | 54.9312 | 54.9312 | 54.9312 | 54.9312 | 54.9312 | 54.9312 | 54.9312 | 54.9312 | 54.9312 | 54.9312 | 54.9312 | 54.9312 | 54.9312 | 54.9312 | 54.9312 | 0 | 0 | 0 | 0 | 0 | 0 | 0 | 0 | 0 | 0 | 0 | 0 | 0 | 0 | 0 | 0 | 0 | 0 | 0 | 0 | 0 | 0 | 0 | 0
58.1x | Site B enhancements | DOR08 | SW enhancement | Y | 2025-26 | Capacity | 3.6 | 31348.017 | 12640.4581 | 3220.6867 | 0 | 272.2365 | 65.8009 | 16199.1822 | 50.597 | 51.6753 | 3 | 3 | Gains in WAFU / Savings in demand | Input | Ml/d | 0 | 0 | 0 | 0 | 0 | 3.6 | 3.6 | 3.6 | 3.6 | 3.6 | 3.6 | 3.6 | 3.6 | 3.6 | 3.6 | 3.6 | 3.6 | 3.6 | 3.6 | 3.6 | 3.6 | 3.6 | 3.6 | 3.6 | 3.6 | 3.6 | 3.6 | 3.6 | 3.6 | 3.6 | 3.6 | 3.6 | 3.6 | 3.6 | 3.6 | 3.6 | 3.6 | 3.6 | 3.6 | 3.6 | 3.6 | 3.6 | 3.6 | 3.6 | 3.6 | 3.6 | 3.6 | 3.6 | 3.6 | 3.6 | 3.6 | 3.6 | 3.6 | 3.6 | 3.6 | 3.6 | 3.6 | 3.6 | 3.6 | 3.6 | 3.6 | 3.6 | 3.6 | 3.6 | 3.6 | 3.6 | 3.6 | 3.6 | 3.6 | 3.6 | 3.6 | 3.6 | 3.6 | 3.6 | 3.6 | 3.6 | 3.6 | 3.6 | 3.6 | 3.6 | 0 | 0 | 0 | 0 | 0 | 0 | 0 | 0 | 0 | 0 | 0 | 0 | 0 | 0 | 0 | 0 | 0 | 0 | 0 | 0 | 0 | 0 | 0 | 0
[19 empty] | Fixed capex | Input | £000s | 608.3 | 695.2 | 869 | 3476 | 3041.5 | 0 | 0 | 0 | 0 | 0 | 0 | 0 | 0 | 0 | 0 | 0 | 0 | 0 | 0 | 0 | 358.4 | 409.6 | 512 | 2048 | 1792 | 0 | 0 | 0 | 0 | 0 | 0 | 0 | 0 | 0 | 0 | 0 | 0 | 0 | 0 | 0 | 358.4 | 409.6 | 512 | 2048 | 1792 | 0 | 0 | 0 | 0 | 0 | 0 | 0 | 0 | 0 | 0 | 0 | 0 | 0 | 0 | 0 | 608.3 | 695.2 | 869 | 3476 | 3041.5 | 0 | 0 | 0 | 0 | 0 | 0 | 0 | 0 | 0 | 0 | 0 | 0 | 0 | 0 | 0 | 0 | 0 | 0 | 0 | 0 | 0 | 0 | 0 | 0 | 0 | 0 | 0 | 0 | 0 | 0 | 0 | 0 | 0 | 0 | 0 | 0 | 0 | 0 | 0
[19 empty] | Variable capex | Input | £000s | 0 | 0 | 0 | 0 | 0 | 0 | 0 | 0 | 0 | 0 | 0 | 0 | 0 | 0 | 0 | 0 | 0 | 0 | 0 | 0 | 0 | 0 | 0 | 0 | 0 | 0 | 0 | 0 | 0 | 0 | 0 | 0 | 0 | 0 | 0 | 0 | 0 | 0 | 0 | 0 | 0 | 0 | 0 | 0 | 0 | 0 | 0 | 0 | 0 | 0 | 0 | 0 | 0 | 0 | 0 | 0 | 0 | 0 | 0 | 0 | 0 | 0 | 0 | 0 | 0 | 0 | 0 | 0 | 0 | 0 | 0 | 0 | 0 | 0 | 0 | 0 | 0 | 0 | 0 | 0 | 0 | 0 | 0 | 0 | 0 | 0 | 0 | 0 | 0 | 0 | 0 | 0 | 0 | 0 | 0 | 0 | 0 | 0 | 0 | 0 | 0 | 0 | 0 | 0
[19 empty] | Financing costs | Input | £000s | 0 | 0 | 0 | 0 | 0 | 0 | 0 | 0 | 0 | 0 | 0 | 0 | 0 | 0 | 0 | 0 | 0 | 0 | 0 | 0 | 0 | 0 | 0 | 0 | 0 | 0 | 0 | 0 | 0 | 0 | 0 | 0 | 0 | 0 | 0 | 0 | 0 | 0 | 0 | 0 | 0 | 0 | 0 | 0 | 0 | 0 | 0 | 0 | 0 | 0 | 0 | 0 | 0 | 0 | 0 | 0 | 0 | 0 | 0 | 0 | 0 | 0 | 0 | 0 | 0 | 0 | 0 | 0 | 0 | 0 | 0 | 0 | 0 | 0 | 0 | 0 | 0 | 0 | 0 | 0
[19 empty] | Fixed opex | Input | £000s | 0 | 0 | 0 | 0 | 0 | 30 | 30 | 30 | 30 | 30 | 30 | 30 | 30 | 30 | 30 | 30 | 30 | 30 | 30 | 30 | 30 | 30 | 30 | 30 | 30 | 30 | 30 | 30 | 30 | 30 | 30 | 30 | 30 | 30 | 30 | 30 | 30 | 30 | 30 | 30 | 30 | 30 | 30 | 30 | 30 | 30 | 30 | 30 | 30 | 30 | 30 | 30 | 30 | 30 | 30 | 30 | 30 | 30 | 30 | 30 | 30 | 30 | 30 | 30 | 30 | 30 | 30 | 30 | 30 | 30 | 30 | 30 | 30 | 30 | 30 | 30 | 30 | 30 | 30 | 30 | 0 | 0 | 0 | 0 | 0 | 0 | 0 | 0 | 0 | 0 | 0 | 0 | 0 | 0 | 0 | 0 | 0 | 0 | 0 | 0 | 0 | 0 | 0 | 0
[19 empty] | Variable opex | Input | £000s | 0 | 0 | 0 | 0 | 0 | 105 | 105 | 105 | 105 | 105 | 105 | 105 | 105 | 105 | 105 | 105 | 105 | 105 | 105 | 105 | 105 | 105 | 105 | 105 | 105 | 105 | 105 | 105 | 105 | 105 | 105 | 105 | 105 | 105 | 105 | 105 | 105 | 105 | 105 | 105 | 105 | 105 | 105 | 105 | 105 | 105 | 105 | 105 | 105 | 105 | 105 | 105 | 105 | 105 | 105 | 105 | 105 | 105 | 105 | 105 | 105 | 105 | 105 | 105 | 105 | 105 | 105 | 105 | 105 | 105 | 105 | 105 | 105 | 105 | 105 | 105 | 105 | 105 | 105 | 105 | 0 | 0 | 0 | 0 | 0 | 0 | 0 | 0 | 0 | 0 | 0 | 0 | 0 | 0 | 0 | 0 | 0 | 0 | 0 | 0 | 0 | 0 | 0 | 0
[19 empty] | Opex savings | Input | £000s | 0 | 0 | 0 | 0 | 0 | 0 | 0 | 0 | 0 | 0 | 0 | 0 | 0 | 0 | 0 | 0 | 0 | 0 | 0 | 0 | 0 | 0 | 0 | 0 | 0 | 0 | 0 | 0 | 0 | 0 | 0 | 0 | 0 | 0 | 0 | 0 | 0 | 0 | 0 | 0 | 0 | 0 | 0 | 0 | 0 | 0 | 0 | 0 | 0 | 0 | 0 | 0 | 0 | 0 | 0 | 0 | 0 | 0 | 0 | 0 | 0 | 0 | 0 | 0 | 0 | 0 | 0 | 0 | 0 | 0 | 0 | 0 | 0 | 0 | 0 | 0 | 0 | 0 | 0 | 0 | 0 | 0 | 0 | 0 | 0 | 0 | 0 | 0 | 0 | 0 | 0 | 0 | 0 | 0 | 0 | 0 | 0 | 0 | 0 | 0 | 0 | 0 | 0 | 0
[19 empty] | Fixed env & social | Input | £000s | 0.4571 | 0.5224 | 0.653 | 2.612 | 2.2855 | 0 | 0 | 0 | 0 | 0 | 0 | 0 | 0 | 0 | 0 | 0 | 0 | 0 | 0 | 0 | 0.26932 | 0.30779 | 0.38474 | 1.5389 | 1.3466 | 0 | 0 | 0 | 0 | 0 | 0 | 0 | 0 | 0 | 0 | 0 | 0 | 0 | 0 | 0 | 0.26932 | 0.30779 | 0.38474 | 1.5389 | 1.3466 | 0 | 0 | 0 | 0 | 0 | 0 | 0 | 0 | 0 | 0 | 0 | 0 | 0 | 0 | 0 | 0.4571 | 0.5224 | 0.653 | 2.612 | 2.2855 | 0 | 0 | 0 | 0 | 0 | 0 | 0 | 0 | 0 | 0 | 0 | 0 | 0 | 0 | 0 | 0 | 0 | 0 | 0 | 0 | 0 | 0 | 0 | 0 | 0 | 0 | 0 | 0 | 0 | 0 | 0 | 0 | 0 | 0 | 0 | 0 | 0 | 0 | 0
[19 empty] | Variable env & social | Input | £000s | 0 | 0 | 0 | 0 | 0 | 2.36 | 2.36 | 2.36 | 2.36 | 2.36 | 2.36 | 2.36 | 2.36 | 2.36 | 2.36 | 2.36 | 2.36 | 2.36 | 2.36 | 2.36 | 2.36 | 2.36 | 2.36 | 2.36 | 2.36 | 2.36 | 2.36 | 2.36 | 2.36 | 2.36 | 2.36 | 2.36 | 2.36 | 2.36 | 2.36 | 2.36 | 2.36 | 2.36 | 2.36 | 2.36 | 2.36 | 2.36 | 2.36 | 2.36 | 2.36 | 2.36 | 2.36 | 2.36 | 2.36 | 2.36 | 2.36 | 2.36 | 2.36 | 2.36 | 2.36 | 2.36 | 2.36 | 2.36 | 2.36 | 2.36 | 2.36 | 2.36 | 2.36 | 2.36 | 2.36 | 2.36 | 2.36 | 2.36 | 2.36 | 2.36 | 2.36 | 2.36 | 2.36 | 2.36 | 2.36 | 2.36 | 2.36 | 2.36 | 2.36 | 2.36 | 0 | 0 | 0 | 0 | 0 | 0 | 0 | 0 | 0 | 0 | 0 | 0 | 0 | 0 | 0 | 0 | 0 | 0 | 0 | 0 | 0 | 0 | 0 | 0
[19 empty] | Fixed carbon costs | Input | £000s | 8.1234 | 9.2839 | 11.6049 | 46.4195 | 40.6171 | 0 | 0 | 0 | 0 | 0 | 0 | 0 | 0 | 0 | 0 | 0 | 0 | 0 | 0 | 0 | 4.7862 | 5.4699 | 6.8374 | 27.3496 | 23.9309 | 0 | 0 | 0 | 0 | 0 | 0 | 0 | 0 | 0 | 0 | 0 | 0 | 0 | 0 | 0 | 4.7862 | 5.4699 | 6.8374 | 27.3496 | 23.9309 | 0 | 0 | 0 | 0 | 0 | 0 | 0 | 0 | 0 | 0 | 0 | 0 | 0 | 0 | 0 | 8.1234 | 9.2839 | 11.6049 | 46.4195 | 40.6171 | 0 | 0 | 0 | 0 | 0 | 0 | 0 | 0 | 0 | 0 | 0 | 0 | 0 | 0 | 0 | 0 | 0 | 0 | 0 | 0 | 0 | 0 | 0 | 0 | 0 | 0 | 0 | 0 | 0 | 0 | 0 | 0 | 0 | 0 | 0 | 0 | 0 | 0 | 0
[19 empty] | Variable carbon costs | Input | £000s | 0 | 0 | 0 | 0 | 0 | 11.4712 | 10.6265 | 10.1001 | 9.9207 | 9.2446 | 8.7269 | 8.2091 | 7.6913 | 7.1736 | 6.6558 | 6.138 | 5.6203 | 5.1025 | 4.5847 | 4.067 | 3.5492 | 3.0314 | 2.5137 | 1.9959 | 1.4781 | 1.4781 | 1.4781 | 1.4781 | 1.4781 | 1.4781 | 1.4781 | 1.4781 | 1.4781 | 1.4781 | 1.4781 | 1.4781 | 1.4781 | 1.4781 | 1.4781 | 1.4781 | 1.4781 | 1.4781 | 1.4781 | 1.4781 | 1.4781 | 1.4781 | 1.4781 | 1.4781 | 1.4781 | 1.4781 | 1.4781 | 1.4781 | 1.4781 | 1.4781 | 1.4781 | 1.4781 | 1.4781 | 1.4781 | 1.4781 | 1.4781 | 1.4781 | 1.4781 | 1.4781 | 1.4781 | 1.4781 | 1.4781 | 1.4781 | 1.4781 | 1.4781 | 1.4781 | 1.4781 | 1.4781 | 1.4781 | 1.4781 | 1.4781 | 1.4781 | 1.4781 | 1.4781 | 1.4781 | 1.4781 | 0 | 0 | 0 | 0 | 0 | 0 | 0 | 0 | 0 | 0 | 0 | 0 | 0 | 0 | 0 | 0 | 0 | 0 | 0 | 0 | 0 | 0 | 0 | 0
[19 empty] | Customer willingness to pay | Input | £000s | 0 | 0 | 0 | 0 | 0 | 0 | 0 | 0 | 0 | 0 | 0 | 0 | 0 | 0 | 0 | 0 | 0 | 0 | 0 | 0 | 0 | 0 | 0 | 0 | 0 | 0 | 0 | 0 | 0 | 0 | 0 | 0 | 0 | 0 | 0 | 0 | 0 | 0 | 0 | 0 | 0 | 0 | 0 | 0 | 0 | 0 | 0 | 0 | 0 | 0 | 0 | 0 | 0 | 0 | 0 | 0 | 0 | 0 | 0 | 0 | 0 | 0 | 0 | 0 | 0 | 0 | 0 | 0 | 0 | 0 | 0 | 0 | 0 | 0 | 0 | 0 | 0 | 0 | 0 | 0 | 0 | 0 | 0 | 0 | 0 | 0 | 0 | 0 | 0 | 0 | 0 | 0 | 0 | 0 | 0 | 0 | 0 | 0 | 0 | 0 | 0 | 0 | 0 | 0
[19 empty] | Total | Sum of above (excl WAFU) | £000s | 616.8805 | 705.0063 | 881.2579 | 3525.0315 | 3084.4026 | 148.8312 | 147.9865 | 147.4601 | 147.2807 | 146.6046 | 146.0869 | 145.5691 | 145.0513 | 144.5336 | 144.0158 | 143.498 | 142.9803 | 142.4625 | 141.9447 | 141.427 | 504.3647 | 555.7691 | 659.0958 | 2216.2444 | 1956.1156 | 138.8381 | 138.8381 | 138.8381 | 138.8381 | 138.8381 | 138.8381 | 138.8381 | 138.8381 | 138.8381 | 138.8381 | 138.8381 | 138.8381 | 138.8381 | 138.8381 | 138.8381 | 502.2936 | 554.2158 | 658.0603 | 2215.7267 | 1956.1156 | 138.8381 | 138.8381 | 138.8381 | 138.8381 | 138.8381 | 138.8381 | 138.8381 | 138.8381 | 138.8381 | 138.8381 | 138.8381 | 138.8381 | 138.8381 | 138.8381 | 138.8381 | 755.7186 | 843.8444 | 1020.096 | 3663.8696 | 3223.2407 | 138.8381 | 138.8381 | 138.8381 | 138.8381 | 138.8381 | 138.8381 | 138.8381 | 138.8381 | 138.8381 | 138.8381 | 138.8381 | 138.8381 | 138.8381 | 138.8381 | 138.8381 | 0 | 0 | 0 | 0 | 0 | 0 | 0 | 0 | 0 | 0 | 0 | 0 | 0 | 0 | 0 | 0 | 0 | 0 | 0 | 0 | 0 | 0 | 0 | 0
59a | DISTRIBUTION SIDE | bar: 1 to 80
59.1a | Options to reduce Distribution Losses | [20 empty] | 0 | 0 | 0 | 0 | 0 | 0 | 0 | 0 | 0 | 0 | 0 | 0 | 0 | 0 | 0 | 0 | 0 | 0 | 0 | 0 | 0 | 0 | 0 | 0 | 0 | 0 | 0 | 0 | 0 | 0 | 0 | 0 | 0 | 0 | 0 | 0 | 0 | 0 | 0 | 0 | 0 | 0 | 0 | 0 | 0 | 0 | 0 | 0 | 0 | 0 | 0 | 0 | 0 | 0 | 0 | 0 | 0 | 0 | 0 | 0 | 0 | 0 | 0 | 0 | 0 | 0 | 0 | 0 | 0 | 0 | 0 | 0 | 0 | 0 | 0 | 0 | 0 | 0 | 0 | 0 | 0 | 0 | 0 | 0 | 0 | 0 | 0 | 0 | 0 | 0 | 0 | 0 | 0 | 0 | 0 | 0 | 0 | 0 | 0 | 0 | 0 | 0 | 0 | 0
58.1x | Active Leakage Control |  | Demand | Y | 2020-21 | Capacity | 111.75 | 863916.176 | 550229.44 | 44399.7561 | 89996.3804 | 331333.3549 | 134163.5937 | 1150122.5251 | 79.2468 | 133.1289 | 3 | 3 | Gains in WAFU / Savings in demand | Input | Ml/d | 0 | 0.08 | 16.32 | 37.95 | 59.49 | 60.17 | 61 | 61.96 | 63.05 | 64.27 | 65.61 | 67.08 | 68.68 | 70.42 | 72.28 | 75.19 | 77.29 | 79.49 | 86.44 | 93.09 | 100.72 | 103.33 | 106.04 | 108.85 | 111.75 | 114.75 | 114.75 | 114.75 | 114.75 | 114.75 | 114.75 | 114.75 | 114.75 | 114.75 | 114.75 | 114.75 | 114.75 | 114.75 | 114.75 | 114.75 | 114.75 | 114.75 | 114.75 | 114.75 | 114.75 | 114.75 | 114.75 | 114.75 | 114.75 | 114.75 | 114.75 | 114.75 | 114.75 | 114.75 | 114.75 | 114.75 | 114.75 | 114.75 | 114.75 | 114.75 | 114.75 | 114.75 | 114.75 | 114.75 | 114.75 | 114.75 | 114.75 | 114.75 | 114.75 | 114.75 | 114.75 | 114.75 | 114.75 | 114.75 | 114.75 | 114.75 | 114.75 | 114.75 | 114.75 | 114.75 | 0 | 0 | 0 | 0 | 0 | 0 | 0 | 0 | 0 | 0 | 0 | 0 | 0 | 0 | 0 | 0 | 0 | 0 | 0 | 0 | 0 | 0 | 0 | 0
[19 empty] | Fixed capex | Input | £000s | 348.9785 | 447.512 | 514.8233 | 570.7032 | 459.1308 | 462.4209 | 466.0551 | 470.0856 | 474.5432 | 479.4513 | 484.8953 | 490.9154 | 497.5345 | 504.8012 | 521.7007 | 525.0167 | 534.6579 | 595.5909 | 631.1785 | 692.5132 | 681.5979 | 709.3102 | 742.8544 | 785.0725 | 842.0531 | 842.0531 | 842.0531 | 842.0531 | 842.0531 | 842.0531 | 842.0531 | 842.0531 | 842.0531 | 842.0531 | 842.0531 | 842.0531 | 842.0531 | 842.0531 | 842.0531 | 842.0531 | 842.0531 | 842.0531 | 842.0531 | 842.0531 | 842.0531 | 842.0531 | 842.0531 | 842.0531 | 842.0531 | 842.0531 | 842.0531 | 842.0531 | 842.0531 | 842.0531 | 842.0531 | 842.0531 | 842.0531 | 842.0531 | 842.0531 | 842.0531 | 842.0531 | 842.0531 | 842.0531 | 842.0531 | 842.0531 | 842.0531 | 842.0531 | 842.0531 | 842.0531 | 842.0531 | 842.0531 | 842.0531 | 842.0531 | 842.0531 | 842.0531 | 842.0531 | 842.0531 | 842.0531 | 842.0531 | 842.0531 | 0 | 0 | 0 | 0 | 0 | 0 | 0 | 0 | 0 | 0 | 0 | 0 | 0 | 0 | 0 | 0 | 0 | 0 | 0 | 0 | 0 | 0 | 0 | 0
[19 empty] | Variable capex | Input | £000s | 7439.6928 | 10411.8668 | 13008.4917 | 15356.6716 | 13016.2769 | 13130.811 | 13259.7945 | 13404.2216 | 13564.6237 | 13741.3756 | 13936.5164 | 14150.9663 | 14385.1121 | 14639.8885 | 15156.3275 | 15339.8754 | 15663.8907 | 17335.2067 | 18450.8746 | 20167.9356 | 20075.6349 | 20811.6825 | 21677.2484 | 22732.8264 | 24108.0809 | 24108.0809 | 24108.0809 | 24108.0809 | 24108.0809 | 24108.0809 | 24108.0809 | 24108.0809 | 24108.0809 | 24108.0809 | 24108.0809 | 24108.0809 | 24108.0809 | 24108.0809 | 24108.0809 | 24108.0809 | 24108.0809 | 24108.0809 | 24108.0809 | 24108.0809 | 24108.0809 | 24108.0809 | 24108.0809 | 24108.0809 | 24108.0809 | 24108.0809 | 24108.0809 | 24108.0809 | 24108.0809 | 24108.0809 | 24108.0809 | 24108.0809 | 24108.0809 | 24108.0809 | 24108.0809 | 24108.0809 | 24108.0809 | 24108.0809 | 24108.0809 | 24108.0809 | 24108.0809 | 24108.0809 | 24108.0809 | 24108.0809 | 24108.0809 | 24108.0809 | 24108.0809 | 24108.0809 | 24108.0809 | 24108.0809 | 24108.0809 | 24108.0809 | 24108.0809 | 24108.0809 | 24108.0809 | 24108.0809 | 0 | 0 | 0 | 0 | 0 | 0 | 0 | 0 | 0 | 0 | 0 | 0 | 0 | 0 | 0 | 0 | 0 | 0 | 0 | 0 | 0 | 0 | 0 | 0
[19 empty] | Financing costs | Input | £000s | 0 | 0 | 0 | 0 | 0 | 0 | 0 | 0 | 0 | 0 | 0 | 0 | 0 | 0 | 0 | 0 | 0 | 0 | 0 | 0 | 0 | 0 | 0 | 0 | 0 | 0 | 0 | 0 | 0 | 0 | 0 | 0 | 0 | 0 | 0 | 0 | 0 | 0 | 0 | 0 | 0 | 0 | 0 | 0 | 0 | 0 | 0 | 0 | 0 | 0 | 0 | 0 | 0 | 0 | 0 | 0 | 0 | 0 | 0 | 0 | 0 | 0 | 0 | 0 | 0 | 0 | 0 | 0 | 0 | 0 | 0 | 0 | 0 | 0 | 0 | 0 | 0 | 0 | 0 | O
[19 empty] | Fixed opex | Input | £000s | 0 | 0 | 0 | 0 | 0 | 0 | 0 | 0 | 0 | 0 | 0 | 0 | 0 | 0 | 0 | 0 | 0 | 0 | 0 | 0 | 0 | 0 | 0 | 0 | 0 | 0 | 0 | 0 | 0 | 0 | 0 | 0 | 0 | 0 | 0 | 0 | 0 | 0 | 0 | 0 | 0 | 0 | 0 | 0 | 0 | 0 | 0 | 0 | 0 | 0 | 0 | 0 | 0 | 0 | 0 | 0 | 0 | 0 | 0 | 0 | 0 | 0 | 0 | 0 | 0 | 0 | 0 | 0 | 0 | 0 | 0 | 0 | 0 | 0 | 0 | 0 | 0 | 0 | 0 | 0 | 0 | 0 | 0 | 0 | 0 | 0 | 0 | 0 | 0 | 0 | 0 | 0 | 0 | 0 | 0 | 0 | 0 | 0 | 0 | 0 | 0 | 0 | 0 | 0
[19 empty] | Variable opex | Input | £000s | 826.1687 | 1059.4361 | 1218.7882 | 1351.0777 | 1086.9422 | 1094.7313 | 1103.3347 | 1112.8765 | 1123.4295 | 1135.0489 | 1147.9368 | 1162.1888 | 1177.8588 | 1195.062 | 1235.0698 | 1242.92 | 1265.7446 | 1409.9968 | 1494.2465 | 1639.4497 | 1613.6089 | 1679.2149 | 1758.627 | 1858.5738 | 1993.4691 | 1993.4691 | 1993.4691 | 1993.4691 | 1993.4691 | 1993.4691 | 1993.4691 | 1993.4691 | 1993.4691 | 1993.4691 | 1993.4691 | 1993.4691 | 1993.4691 | 1993.4691 | 1993.4691 | 1993.4691 | 1993.4691 | 1993.4691 | 1993.4691 | 1993.4691 | 1993.4691 | 1993.4691 | 1993.4691 | 1993.4691 | 1993.4691 | 1993.4691 | 1993.4691 | 1993.4691 | 1993.4691 | 1993.4691 | 1993.4691 | 1993.4691 | 1993.4691 | 1993.4691 | 1993.4691 | 1993.4691 | 1993.4691 | 1993.4691 | 1993.4691 | 1993.4691 | 1993.4691 | 1993.4691 | 1993.4691 | 1993.4691 | 1993.4691 | 1993.4691 | 1993.4691 | 1993.4691 | 1993.4691 | 1993.4691 | 1993.4691 | 1993.4691 | 1993.4691 | 1993.4691 | 1993.4691 | 1993.4691 | 0 | 0 | 0 | 0 | 0 | 0 | 0 | 0 | 0 | 0 | 0 | 0 | 0 | 0 | 0 | 0 | 0 | 0 | 0 | 0 | 0 | 0 | 0 | 0
[19 empty] | Opex savings | Input | £000s | 0 | 3.0867 | 629.691 | 1464.2632 | 2295.3627 | 2321.5999 | 2353.6246 | 2390.6652 | 2432.7218 | 2479.7943 | 2531.4969 | 2588.2154 | 2649.9498 | 2717.086 | 2788.8522 | 2901.1317 | 2982.1581 | 3067.0429 | 3335.2018 | 3591.7855 | 3886.1815 | 3986.8857 | 4091.4484 | 4199.8695 | 4311.7631 | 4311.7631 | 4311.7631 | 4311.7631 | 4311.7631 | 4311.7631 | 4311.7631 | 4311.7631 | 4311.7631 | 4311.7631 | 4311.7631 | 4311.7631 | 4311.7631 | 4311.7631 | 4311.7631 | 4311.7631 | 4311.7631 | 4311.7631 | 4311.7631 | 4311.7631 | 4311.7631 | 4311.7631 | 4311.7631 | 4311.7631 | 4311.7631 | 4311.7631 | 4311.7631 | 4311.7631 | 4311.7631 | 4311.7631 | 4311.7631 | 4311.7631 | 4311.7631 | 4311.7631 | 4311.7631 | 4311.7631 | 4311.7631 | 4311.7631 | 4311.7631 | 4311.7631 | 4311.7631 | 4311.7631 | 4311.7631 | 4311.7631 | 4311.7631 | 4311.7631 | 4311.7631 | 4311.7631 | 4311.7631 | 4311.7631 | 4311.7631 | 4311.7631 | 4311.7631 | 4311.7631 | 4311.7631 | 4311.7631 | 0 | 0 | 0 | 0 | 0 | 0 | 0 | 0 | 0 | 0 | 0 | 0 | 0 | 0 | 0 | 0 | 0 | 0 | 0 | 0 | 0 | 0 | 0 | 0
[19 empty] | Fixed env & social | Input | £000s | 0 | 0 | 0 | 0 | 0 | 0 | 0 | 0 | 0 | 0 | 0 | 0 | 0 | 0 | 0 | 0 | 0 | 0 | 0 | 0 | 0 | 0 | 0 | 0 | 0 | 0 | 0 | 0 | 0 | 0 | 0 | 0 | 0 | 0 | 0 | 0 | 0 | 0 | 0 | 0 | 0 | 0 | 0 | 0 | 0 | 0 | 0 | 0 | 0 | 0 | 0 | 0 | 0 | 0 | 0 | 0 | 0 | 0 | 0 | 0 | 0 | 0 | 0 | 0 | 0 | 0 | 0 | 0 | 0 | 0 | 0 | 0 | 0 | 0 | 0 | 0 | 0 | 0 | 0 | 0 | 0 | 0 | 0 | 0 | 0 | 0 | 0 | 0 | 0 | 0 | 0 | 0 | 0 | 0 | 0 | 0 | 0 | 0 | 0 | 0 | 0 | 0 | 0 | 0
[19 empty] | Variable env & social | Input | £000s | 4.2465 | 892.1476 | 2074.7598 | 3252.4056 | 3289.8691 | 3335.0721 | 3387.5187 | 3447.0846 | 3513.6448 | 3587.0732 | 3667.5953 | 3755.2722 | 3850.002 | 3951.6829 | 4110.7633 | 4225.6167 | 4346.2669 | 4725.7813 | 5089.3999 | 5506.7446 | 5649.4436 | 5797.5622 | 5951.0346 | 6109.7973 | 6273.7894 | 6273.7894 | 6273.7894 | 6273.7894 | 6273.7894 | 6273.7894 | 6273.7894 | 6273.7894 | 6273.7894 | 6273.7894 | 6273.7894 | 6273.7894 | 6273.7894 | 6273.7894 | 6273.7894 | 6273.7894 | 6273.7894 | 6273.7894 | 6273.7894 | 6273.7894 | 6273.7894 | 6273.7894 | 6273.7894 | 6273.7894 | 6273.7894 | 6273.7894 | 6273.7894 | 6273.7894 | 6273.7894 | 6273.7894 | 6273.7894 | 6273.7894 | 6273.7894 | 6273.7894 | 6273.7894 | 6273.7894 | 6273.7894 | 6273.7894 | 6273.7894 | 6273.7894 | 6273.7894 | 6273.7894 | 6273.7894 | 6273.7894 | 6273.7894 | 6273.7894 | 6273.7894 | 6273.7894 | 6273.7894 | 6273.7894 | 6273.7894 | 6273.7894 | 6273.7894 | 6273.7894 | 6273.7894 | 6273.7894 | 0 | 0 | 0 | 0 | 0 | 0 | 0 | 0 | 0 | 0 | 0 | 0 | 0 | 0 | 0 | 0 | 0 | 0 | 0 | 0 | 0 | 0 | 0 | 0
[19 empty] | Fixed carbon costs | Input | £000s | 0 | 0 | 0 | 0 | 0 | 0 | 0 | 0 | 0 | 0 | 0 | 0 | 0 | 0 | 0 | 0 | 0 | 0 | 0 | 0 | 0 | 0 | 0 | 0 | 0 | 0 | 0 | 0 | 0 | 0 | 0 | 0 | 0 | 0 | 0 | 0 | 0 | 0 | 0 | 0 | 0 | 0 | 0 | 0 | 0 | 0 | 0 | 0 | 0 | 0 | 0 | 0 | 0 | 0 | 0 | 0 | 0 | 0 | 0 | 0 | 0 | 0 | 0 | 0 | 0 | 0 | 0 | 0 | 0 | 0 | 0 | 0 | 0 | 0 | 0 | 0 | 0 | 0 | 0 | 0 | 0 | 0 | 0 | 0 | 0 | 0 | 0 | 0 | 0 | 0 | 0 | 0 | 0 | 0 | 0 | 0 | 0 | 0 | 0 | 0 | 0 | 0 | 0 | 0
[19 empty] | Variable carbon costs | Input | £000s | 6165.29 | 7906.05 | 9095.21 | 10082.42 | 8111.31 | 8169.44 | 8233.64 | 8304.85 | 8383.6 | 8470.31 | 8566.48 | 8672.84 | 8789.78 | 8918.15 | 9216.71 | 9275.3 | 9445.62 | 10522.11 | 11150.82 | 12234.4 | 12041.56 | 12531.15 | 13123.76 | 13869.61 | 14876.27 | 14876.27 | 14876.27 | 14876.27 | 14876.27 | 14876.27 | 14876.27 | 14876.27 | 14876.27 | 14876.27 | 14876.27 | 14876.27 | 14876.27 | 14876.27 | 14876.27 | 14876.27 | 14876.27 | 14876.27 | 14876.27 | 14876.27 | 14876.27 | 14876.27 | 14876.27 | 14876.27 | 14876.27 | 14876.27 | 14876.27 | 14876.27 | 14876.27 | 14876.27 | 14876.27 | 14876.27 | 14876.27 | 14876.27 | 14876.27 | 14876.27 | 14876.27 | 14876.27 | 14876.27 | 14876.27 | 14876.27 | 14876.27 | 14876.27 | 14876.27 | 14876.27 | 14876.27 | 14876.27 | 14876.27 | 14876.27 | 14876.27 | 14876.27 | 14876.27 | 14876.27 | 14876.27 | 14876.27 | 14876.27 | 0 | 0 | 0 | 0 | 0 | 0 | 0 | 0 | 0 | 0 | 0 | 0 | 0 | 0 | 0 | 0 | 0 | 0 | 0 | 0 | 0 | 0 | 0 | 0
[19 empty] | Customer willingness to pay | Input | £000s | 0 | 0 | 0 | 0 | 0 | 0 | 0 | 0 | 0 | 0 | 0 | 0 | 0 | 0 | 0 | 0 | 0 | 0 | 0 | 0 | 0 | 0 | 0 | 0 | 0 | 0 | 0 | 0 | 0 | 0 | 0 | 0 | 0 | 0 | 0 | 0 | 0 | 0 | 0 | 0 | 0 | 0 | 0 | 0 | 0 | 0 | 0 | 0 | 0 | 0 | 0 | 0 | 0 | 0 | 0 | 0 | 0 | 0 | 0 | 0 | 0 | 0 | 0 | 0 | 0 | 0 | 0 | 0 | 0 | 0 | 0 | 0 | 0 | 0 | 0 | 0 | 0 | 0 | 0 | 0 | 0 | 0 | 0 | 0 | 0 | 0 | 0 | 0 | 0 | 0 | 0 | 0 | 0 | 0 | 0 | 0 | 0 | 0 | 0 | 0 | 0 | 0 | 0 | 0
[19 empty] | Total | Sum of above (excl WAFU) | £000s | 14784.3766 | 20720.0993 | 26541.7641 | 32077.5413 | 28258.8918 | 28514.0752 | 28803.9676 | 29129.7836 | 29492.563 | 29893.0534 | 30334.9207 | 30820.3979 | 31350.2373 | 31926.6705 | 33029.4235 | 33509.8605 | 34238.3383 | 37655.7287 | 40151.7212 | 43832.8286 | 43948.0268 | 45515.8055 | 47344.9727 | 49555.7494 | 52405.4255 | 52405.4255 | 52405.4255 | 52405.4255 | 52405.4255 | 52405.4255 | 52405.4255 | 52405.4255 | 52405.4255 | 52405.4255 | 52405.4255 | 52405.4255 | 52405.4255 | 52405.4255 | 52405.4255 | 52405.4255 | 52405.4255 | 52405.4255 | 52405.4255 | 52405.4255 | 52405.4255 | 52405.4255 | 52405.4255 | 52405.4255 | 52405.4255 | 52405.4255 | 52405.4255 | 52405.4255 | 52405.4255 | 52405.4255 | 52405.4255 | 52405.4255 | 52405.4255 | 52405.4255 | 52405.4255 | 52405.4255 | 52405.4255 | 52405.4255 | 52405.4255 | 52405.4255 | 52405.4255 | 52405.4255 | 52405.4255 | 52405.4255 | 52405.4255 | 52405.4255 | 52405.4255 | 52405.4255 | 52405.4255 | 52405.4255 | 52405.4255 | 52405.4255 | 52405.4255 | 52405.4255 | 52405.4255 | 52405.4255 | 0 | 0 | 0 | 0 | 0 | 0 | 0 | 0 | 0 | 0 | 0 | 0 | 0 | 0 | 0 | 0 | 0 | 0 | 0 | 0 | 0 | 0 | 0 | 0
59.2a | Options to reduce Distribution System Operating Use (DSOU) losses | [20 empty] | 0 | 0 | 0 | 0 | 0 | 0 | 0 | 0 | 0 | 0 | 0 | 0 | 0 | 0 | 0 | 0 | 0 | 0 | 0 | 0 | 0 | 0 | 0 | 0 | 0 | 0 | 0 | 0 | 0 | 0 | 0 | 0 | 0 | 0 | 0 | 0 | 0 | 0 | 0 | 0 | 0 | 0 | 0 | 0 | 0 | 0 | 0 | 0 | 0 | 0 | 0 | 0 | 0 | 0 | 0 | 0 | 0 | 0 | 0 | 0 | 0 | 0 | 0 | 0 | 0 | 0 | 0 | 0 | 0 | 0 | 0 | 0 | 0 | 0 | 0 | 0 | 0 | 0 | 0 | 0 | 0 | 0 | 0 | 0 | 0 | 0 | 0 | 0 | 0 | 0 | 0 | 0 | 0 | 0 | 0 | 0 | 0 | 0 | 0 | 0 | 0 | 0 | 0 | 0
60a | PRODUCTION SIDE | bar: 1 to 80
60.1a | Options to reduce treatment works losses | [20 empty] | 0 | 0 | 0 | 0 | 0 | 0 | 0 | 0 | 0 | 0 | 0 | 0 | 0 | 0 | 0 | 0 | 0 | 0 | 0 | 0 | 0 | 0 | 0 | 0 | 0 | 0 | 0 | 0 | 0 | 0 | 0 | 0 | 0 | 0 | 0 | 0 | 0 | 0 | 0 | 0 | 0 | 0 | 0 | 0 | 0 | 0 | 0 | 0 | 0 | 0 | 0 | 0 | 0 | 0 | 0 | 0 | 0 | 0 | 0 | 0 | 0 | 0 | 0 | 0 | 0 | 0 | 0 | 0 | 0 | 0 | 0 | 0 | 0 | 0 | 0 | 0 | 0 | 0 | 0 | 0 | 0 | 0 | 0 | 0 | 0 | 0 | 0 | 0 | 0 | 0 | 0 | 0 | 0 | 0 | 0 | 0 | 0 | 0 | 0 | 0 | 0 | 0 | 0 | 0
60.2a | Options to reduce outage | [20 empty] | 0 | 0 | 0 | 0 | 0 | 0 | 0 | 0 | 0 | 0 | 0 | 0 | 0 | 0 | 0 | 0 | 0 | 0 | 0 | 0 | 0 | 0 | 0 | 0 | 0 | 0 | 0 | 0 | 0 | 0 | 0 | 0 | 0 | 0 | 0 | 0 | 0 | 0 | 0 | 0 | 0 | 0 | 0 | 0 | 0 | 0 | 0 | 0 | 0 | 0 | 0 | 0 | 0 | 0 | 0 | 0 | 0 | 0 | 0 | 0 | 0 | 0 | 0 | 0 | 0 | 0 | 0 | 0 | 0 | 0 | 0 | 0 | 0 | 0 | 0 | 0 | 0 | 0 | 0 | 0 | 0 | 0 | 0 | 0 | 0 | 0 | 0 | 0 | 0 | 0 | 0 | 0 | 0 | 0 | 0 | 0 | 0 | 0 | 0 | 0 | 0 | 0 | 0 | 0
61a | CUSTOMER SIDE | bar: 1 to 80
61.1a | Options to change volume delivered to measured households | [20 empty] | 0 | 0 | 0 | 0 | 0 | 0 | 0 | 0 | 0 | 0 | 0 | 0 | 0 | 0 | 0 | 0 | 0 | 0 | 0 | 0 | 0 | 0 | 0 | 0 | 0 | 0 | 0 | 0 | 0 | 0 | 0 | 0 | 0 | 0 | 0 | 0 | 0 | 0 | 0 | 0 | 0 | 0 | 0 | 0 | 0 | 0 | 0 | 0 | 0 | 0 | 0 | 0 | 0 | 0 | 0 | 0 | 0 | 0 | 0 | 0 | 0 | 0 | 0 | 0 | 0 | 0 | 0 | 0 | 0 | 0 | 0 | 0 | 0 | 0 | 0 | 0 | 0 | 0 | 0 | 0 | 0 | 0 | 0 | 0 | 0 | 0 | 0 | 0 | 0 | 0 | 0 | 0 | 0 | 0 | 0 | 0 | 0 | 0 | 0 | 0 | 0 | 0 | 0 | 0
58.1x | Home water efficiency checks including social housing | WE003 | Demand | Y | 2020-21 | Capacity | 3.4339 | 13845.0359 | 0 | 52329.2834 | 0 | 0 | 0 | 52329.2834 | 377.9642 | 377.9642 | 3 | 3 | Gains in WAFU / Savings in demand | Input | Ml/d | 0.3302 | 0.64224 | 0.93712 | 1.2158 | 1.4791 | 1.728 | 1.9631 | 2.1854 | 2.3954 | 2.5938 | 2.7814 | 2.9586 | 3.1261 | 3.2843 | 3.4339 | 3.245 | 3.0666 | 2.8979 | 2.7385 | 2.5879 | 2.3391 | 2.1039 | 1.8817 | 1.6716 | 1.4732 | 1.2856 | 1.1084 | 0.94094 | 0.78267 | 0.63311 | 0.49177 | 0.35821 | 0.23199 | 0.11272 | 0 | 0 | 0 | 0 | 0 | 0 | 0 | 0 | 0 | 0 | 0 | 0 | 0 | 0 | 0 | 0 | 0 | 0 | 0 | 0 | 0 | 0 | 0 | 0 | 0 | 0 | 0 | 0 | 0 | 0 | 0 | 0 | 0 | 0 | 0 | 0 | 0 | 0 | 0 | 0 | 0 | 0 | 0 | 0 | 0 | 0 | 0 | 0 | 0 | 0 | 0 | 0 | 0 | 0 | 0 | 0 | 0 | 0 | 0 | 0 | 0 | 0 | 0 | 0 | 0 | 0 | 0 | 0 | 0 | 0
| This is a company wide decision, and the AIC reflects the company wide costs and demand benefits for measured and unmeasured water efficiency programmes | [17 empty] | Fixed capex | Input | £000s | 0 | 0 | 0 | 0 | 0 | 0 | 0 | 0 | 0 | 0 | 0 | 0 | 0 | 0 | 0 | 0 | 0 | 0 | 0 | 0 | 0 | 0 | 0 | 0 | 0 | 0 | 0 | 0 | 0 | 0 | 0 | 0 | 0 | 0 | 0 | 0 | 0 | 0 | 0 | 0 | 0 | 0 | 0 | 0 | 0 | 0 | 0 | 0 | 0 | 0 | 0 | 0 | 0 | 0 | 0 | 0 | 0 | 0 | 0 | 0 | 0 | 0 | 0 | 0 | 0 | 0 | 0 | 0 | 0 | 0 | 0 | 0 | 0 | 0 | 0 | 0 | 0 | 0 | 0 | 0 | 0 | 0 | 0 | 0 | 0 | 0 | 0 | 0 | 0 | 0 | 0 | 0 | 0 | 0 | 0 | 0 | 0 | 0 | 0 | 0 | 0 | 0 | 0 | 0
[19 empty] | Variable capex | Input | £000s | 0 | 0 | 0 | 0 | 0 | 0 | 0 | 0 | 0 | 0 | 0 | 0 | 0 | 0 | 0 | 0 | 0 | 0 | 0 | 0 | 0 | 0 | 0 | 0 | 0 | 0 | 0 | 0 | 0 | 0 | 0 | 0 | 0 | 0 | 0 | 0 | 0 | 0 | 0 | 0 | 0 | 0 | 0 | 0 | 0 | 0 | 0 | 0 | 0 | 0 | 0 | 0 | 0 | 0 | 0 | 0 | 0 | 0 | 0 | 0 | 0 | 0 | 0 | 0 | 0 | 0 | 0 | 0 | 0 | 0 | 0 | 0 | 0 | 0 | 0 | 0 | 0 | 0 | 0 | 0 | 0 | 0 | 0 | 0 | 0 | 0 | 0 | 0 | 0 | 0 | 0 | 0 | 0 | 0 | 0 | 0 | 0 | 0 | 0 | 0 | 0 | 0 | 0 | 0
[19 empty] | Financing costs | Input | £000s | 0 | 0 | 0 | 0 | 0 | 0 | 0 | 0 | 0 | 0 | 0 | 0 | 0 | 0 | 0 | 0 | 0 | 0 | 0 | 0 | 0 | 0 | 0 | 0 | 0 | 0 | 0 | 0 | 0 | 0 | 0 | 0 | 0 | 0 | 0 | 0 | 0 | 0 | 0 | 0 | 0 | 0 | 0 | 0 | 0 | 0 | 0 | 0 | 0 | 0 | 0 | 0 | 0 | 0 | 0 | 0 | 0 | 0 | 0 | 0 | 0 | 0 | 0 | 0 | 0 | 0 | 0 | 0 | 0 | 0 | 0 | 0 | 0 | 0 | 0 | 0 | 0 | 0 | 0 | 0
[19 empty] | Fixed opex | Input | £000s | 0 | 0 | 0 | 0 | 0 | 0 | 0 | 0 | 0 | 0 | 0 | 0 | 0 | 0 | 0 | 0 | 0 | 0 | 0 | 0 | 0 | 0 | 0 | 0 | 0 | 0 | 0 | 0 | 0 | 0 | 0 | 0 | 0 | 0 | 0 | 0 | 0 | 0 | 0 | 0 | 0 | 0 | 0 | 0 | 0 | 0 | 0 | 0 | 0 | 0 | 0 | 0 | 0 | 0 | 0 | 0 | 0 | 0 | 0 | 0 | 0 | 0 | 0 | 0 | 0 | 0 | 0 | 0 | 0 | 0 | 0 | 0 | 0 | 0 | 0 | 0 | 0 | 0 | 0 | 0 | 0 | 0 | 0 | 0 | 0 | 0 | 0 | 0 | 0 | 0 | 0 | 0 | 0 | 0 | 0 | 0 | 0 | 0 | 0 | 0 | 0 | 0 | 0 | 0
[19 empty] | Variable opex | Input | £000s | 596.3914 | 1192.7828 | 1789.1742 | 2385.5656 | 2981.957 | 3578.3484 | 4174.7398 | 4771.1312 | 5367.5226 | 5963.914 | 6560.3054 | 7156.6968 | 7753.0882 | 8349.4796 | 8945.871 | 0 | 0 | 0 | 0 | 0 | 0 | 0 | 0 | 0 | 0 | 0 | 0 | 0 | 0 | 0 | 0 | 0 | 0 | 0 | 0 | 0 | 0 | 0 | 0 | 0 | 0 | 0 | 0 | 0 | 0 | 0 | 0 | 0 | 0 | 0 | 0 | 0 | 0 | 0 | 0 | 0 | 0 | 0 | 0 | 0 | 0 | 0 | 0 | 0 | 0 | 0 | 0 | 0 | 0 | 0 | 0 | 0 | 0 | 0 | 0 | 0 | 0 | 0 | 0 | 0 | 0 | 0 | 0 | 0 | 0 | 0 | 0 | 0 | 0 | 0 | 0 | 0 | 0 | 0 | 0 | 0 | 0 | 0 | 0 | 0 | 0 | 0 | 0 | 0
[19 empty] | Opex savings | Input | £000s | 0 | 0 | 0 | 0 | 0 | 0 | 0 | 0 | 0 | 0 | 0 | 0 | 0 | 0 | 0 | 0 | 0 | 0 | 0 | 0 | 0 | 0 | 0 | 0 | 0 | 0 | 0 | 0 | 0 | 0 | 0 | 0 | 0 | 0 | 0 | 0 | 0 | 0 | 0 | 0 | 0 | 0 | 0 | 0 | 0 | 0 | 0 | 0 | 0 | 0 | 0 | 0 | 0 | 0 | 0 | 0 | 0 | 0 | 0 | 0 | 0 | 0 | 0 | 0 | 0 | 0 | 0 | 0 | 0 | 0 | 0 | 0 | 0 | 0 | 0 | 0 | 0 | 0 | 0 | 0 | 0 | 0 | 0 | 0 | 0 | 0 | 0 | 0 | 0 | 0 | 0 | 0 | 0 | 0 | 0 | 0 | 0 | 0 | 0 | 0 | 0 | 0 | 0 | 0
[19 empty] | Fixed env & social | Input | £000s | 0 | 0 | 0 | 0 | 0 | 0 | 0 | 0 | 0 | 0 | 0 | 0 | 0 | 0 | 0 | 0 | 0 | 0 | 0 | 0 | 0 | 0 | 0 | 0 | 0 | 0 | 0 | 0 | 0 | 0 | 0 | 0 | 0 | 0 | 0 | 0 | 0 | 0 | 0 | 0 | 0 | 0 | 0 | 0 | 0 | 0 | 0 | 0 | 0 | 0 | 0 | 0 | 0 | 0 | 0 | 0 | 0 | 0 | 0 | 0 | 0 | 0 | 0 | 0 | 0 | 0 | 0 | 0 | 0 | 0 | 0 | 0 | 0 | 0 | 0 | 0 | 0 | 0 | 0 | 0 | 0 | 0 | 0 | 0 | 0 | 0 | 0 | 0 | 0 | 0 | 0 | 0 | 0 | 0 | 0 | 0 | 0 | 0 | 0 | 0 | 0 | 0 | 0 | 0
[19 empty] | Variable env & social | Input | £000s | 0 | 0 | 0 | 0 | 0 | 0 | 0 | 0 | 0 | 0 | 0 | 0 | 0 | 0 | 0 | 0 | 0 | 0 | 0 | 0 | 0 | 0 | 0 | 0 | 0 | 0 | 0 | 0 | 0 | 0 | 0 | 0 | 0 | 0 | 0 | 0 | 0 | 0 | 0 | 0 | 0 | 0 | 0 | 0 | 0 | 0 | 0 | 0 | 0 | 0 | 0 | 0 | 0 | 0 | 0 | 0 | 0 | 0 | 0 | 0 | 0 | 0 | 0 | 0 | 0 | 0 | 0 | 0 | 0 | 0 | 0 | 0 | 0 | 0 | 0 | 0 | 0 | 0 | 0 | 0 | 0 | 0 | 0 | 0 | 0 | 0 | 0 | 0 | 0 | 0 | 0 | 0 | 0 | 0 | 0 | 0 | 0 | 0 | 0 | 0 | 0 | 0 | 0 | 0
[19 empty] | Fixed carbon costs | Input | £000s | 0 | 0 | 0 | 0 | 0 | 0 | 0 | 0 | 0 | 0 | 0 | 0 | 0 | 0 | 0 | 0 | 0 | 0 | 0 | 0 | 0 | 0 | 0 | 0 | 0 | 0 | 0 | 0 | 0 | 0 | 0 | 0 | 0 | 0 | 0 | 0 | 0 | 0 | 0 | 0 | 0 | 0 | 0 | 0 | 0 | 0 | 0 | 0 | 0 | 0 | 0 | 0 | 0 | 0 | 0 | 0 | 0 | 0 | 0 | 0 | 0 | 0 | 0 | 0 | 0 | 0 | 0 | 0 | 0 | 0 | 0 | 0 | 0 | 0 | 0 | 0 | 0 | 0 | 0 | 0 | 0 | 0 | 0 | 0 | 0 | 0 | 0 | 0 | 0 | 0 | 0 | 0 | 0 | 0 | 0 | 0 | 0 | 0 | 0 | 0 | 0 | 0 | 0 | 0
[19 empty] | Variable carbon costs | Input | £000s | 0 | 0 | 0 | 0 | 0 | 0 | 0 | 0 | 0 | 0 | 0 | 0 | 0 | 0 | 0 | 0 | 0 | 0 | 0 | 0 | 0 | 0 | 0 | 0 | 0 | 0 | 0 | 0 | 0 | 0 | 0 | 0 | 0 | 0 | 0 | 0 | 0 | 0 | 0 | 0 | 0 | 0 | 0 | 0 | 0 | 0 | 0 | 0 | 0 | 0 | 0 | 0 | 0 | 0 | 0 | 0 | 0 | 0 | 0 | 0 | 0 | 0 | 0 | 0 | 0 | 0 | 0 | 0 | 0 | 0 | 0 | 0 | 0 | 0 | 0 | 0 | 0 | 0 | 0 | 0 | 0 | 0 | 0 | 0 | 0 | 0 | 0 | 0 | 0 | 0 | 0 | 0 | 0 | 0 | 0 | 0 | 0 | 0 | 0 | 0 | 0 | 0 | 0 | 0
[19 empty] | Customer willingness to pay | Input | £000s | 0 | 0 | 0 | 0 | 0 | 0 | 0 | 0 | 0 | 0 | 0 | 0 | 0 | 0 | 0 | 0 | 0 | 0 | 0 | 0 | 0 | 0 | 0 | 0 | 0 | 0 | 0 | 0 | 0 | 0 | 0 | 0 | 0 | 0 | 0 | 0 | 0 | 0 | 0 | 0 | 0 | 0 | 0 | 0 | 0 | 0 | 0 | 0 | 0 | 0 | 0 | 0 | 0 | 0 | 0 | 0 | 0 | 0 | 0 | 0 | 0 | 0 | 0 | 0 | 0 | 0 | 0 | 0 | 0 | 0 | 0 | 0 | 0 | 0 | 0 | 0 | 0 | 0 | 0 | 0 | 0 | 0 | 0 | 0 | 0 | 0 | 0 | 0 | 0 | 0 | 0 | 0 | 0 | 0 | 0 | 0 | 0 | 0 | 0 | 0 | 0 | 0 | 0 | 0
[19 empty] | Total | Sum of above (excl WAFU) | £000s | 596.3914 | 1192.7828 | 1789.1742 | 2385.5656 | 2981.957 | 3578.3484 | 4174.7398 | 4771.1312 | 5367.5226 | 5963.914 | 6560.3054 | 7156.6968 | 7753.0882 | 8349.4796 | 8945.871 | 0 | 0 | 0 | 0 | 0 | 0 | 0 | 0 | 0 | 0 | 0 | 0 | 0 | 0 | 0 | 0 | 0 | 0 | 0 | 0 | 0 | 0 | 0 | 0 | 0 | 0 | 0 | 0 | 0 | 0 | 0 | 0 | 0 | 0 | 0 | 0 | 0 | 0 | 0 | 0 | 0 | 0 | 0 | 0 | 0 | 0 | 0 | 0 | 0 | 0 | 0 | 0 | 0 | 0 | 0 | 0 | 0 | 0 | 0 | 0 | 0 | 0 | 0 | 0 | 0 | 0 | 0 | 0 | 0 | 0 | 0 | 0 | 0 | 0 | 0 | 0 | 0 | 0 | 0 | 0 | 0 | 0 | 0 | 0 | 0 | 0 | 0 | 0 | 0
61.2a | Options to change volume delivered to unmeasured households | [20 empty] | 0 | 0 | 0 | 0 | 0 | 0 | 0 | 0 | 0 | 0 | 0 | 0 | 0 | 0 | 0 | 0 | 0 | 0 | 0 | 0 | 0 | 0 | 0 | 0 | 0 | 0 | 0 | 0 | 0 | 0 | 0 | 0 | 0 | 0 | 0 | 0 | 0 | 0 | 0 | 0 | 0 | 0 | 0 | 0 | 0 | 0 | 0 | 0 | 0 | 0 | 0 | 0 | 0 | 0 | 0 | 0 | 0 | 0 | 0 | 0 | 0 | 0 | 0 | 0 | 0 | 0 | 0 | 0 | 0 | 0 | 0 | 0 | 0 | 0 | 0 | 0 | 0 | 0 | 0 | 0 | 0 | 0 | 0 | 0 | 0 | 0 | 0 | 0 | 0 | 0 | 0 | 0 | 0 | 0 | 0 | 0 | 0 | 0 | 0 | 0 | 0 | 0 | 0 | 0
58.1x | Enhanced Metering |  | Demand | Y | 2020-21 | Capacity | 35.7062 | 198975.7363 | 450072.3585 | 299535.8184 | 0 | 10126.8707 | 168162.8438 | 927897.8914 | 376.7335 | 466.3372 | 3 | 3 | Gains in WAFU / Savings in demand | Input | Ml/d | 3.2731 | 4.964 | 6.6772 | 8.4361 | 10.2206 | 14.1137 | 18.1353 | 22.2053 | 26.2404 | 30.3353 | 31.5773 | 32.6149 | 33.6508 | 34.6846 | 35.7062 | 33.4778 | 31.3251 | 29.2283 | 27.1642 | 25.2109 | 23.3221 | 21.4961 | 19.7296 | 18.025 | 16.3866 | 16.3866 | 16.3866 | 16.3866 | 16.3866 | 16.3866 | 16.3866 | 16.3866 | 16.3866 | 16.3866 | 16.3866 | 16.3866 | 16.3866 | 16.3866 | 16.3866 | 16.3866 | 16.3866 | 16.3866 | 16.3866 | 16.3866 | 16.3866 | 16.3866 | 16.3866 | 16.3866 | 16.3866 | 16.3866 | 16.3866 | 16.3866 | 16.3866 | 16.3866 | 16.3866 | 16.3866 | 16.3866 | 16.3866 | 16.3866 | 16.3866 | 16.3866 | 16.3866 | 16.3866 | 16.3866 | 16.3866 | 16.3866 | 16.3866 | 16.3866 | 16.3866 | 16.3866 | 16.3866 | 16.3866 | 16.3866 | 16.3866 | 16.3866 | 16.3866 | 16.3866 | 16.3866 | 16.3866 | 16.3866 | 0 | 0 | 0 | 0 | 0 | 0 | 0 | 0 | 0 | 0 | 0 | 0 | 0 | 0 | 0 | 0 | 0 | 0 | 0 | 0 | 0 | 0 | 0 | 0
| This is a company wide decision, and the AIC reflects the company wide costs and demand benefits | [17 empty] | Fixed capex | Input | £000s | 14360.5 | 14360.5 | 14360.5 | 14360.5 | 14360.5 | 26243.0561 | 26349.7341 | 26454.5657 | 26557.3459 | 26658.0745 | 17352.9756 | 17415.9828 | 17477.9243 | 17538.6669 | 17598.2106 | 6396.0653 | 6422.0653 | 6447.6153 | 6472.6653 | 6497.2153 | 14716.3041 | 14731.6604 | 14746.7571 | 14761.5615 | 14776.0738 | 20723.2517 | 20807.4917 | 20890.2737 | 20971.4357 | 21050.9777 | 14439.2252 | 14488.9798 | 14537.8929 | 14585.8593 | 14632.879 | 6396.0653 | 6422.0653 | 6447.6153 | 6472.6653 | 6497.2153 | 14716.3041 | 14731.6604 | 14746.7571 | 14761.5615 | 14776.0738 | 20723.2517 | 20807.4917 | 20890.2737 | 20971.4357 | 21050.9777 | 14439.2252 | 14488.9798 | 14537.8929 | 14585.8593 | 14632.879 | 6396.0653 | 6422.0653 | 6447.6153 | 6472.6653 | 6497.2153 | 14716.3041 | 14731.6604 | 14746.7571 | 14761.5615 | 14776.0738 | 20723.2517 | 20807.4917 | 20890.2737 | 20971.4357 | 21050.9777 | 14439.2252 | 14488.9798 | 14537.8929 | 14585.8593 | 14632.879 | 6396.0653 | 6422.0653 | 6447.6153 | 6472.6653 | 6497.2153 | 0 | 0 | 0 | 0 | 0 | 0 | 0 | 0 | 0 | 0 | 0 | 0 | 0 | 0 | 0 | 0 | 0 | 0 | 0 | 0 | 0 | 0 | 0 | 0
[19 empty] | Variable capex | Input | £000s | 0 | 0 | 0 | 0 | 0 | 0 | 0 | 0 | 0 | 0 | 0 | 0 | 0 | 0 | 0 | 0 | 0 | 0 | 0 | 0 | 0 | 0 | 0 | 0 | 0 | 0 | 0 | 0 | 0 | 0 | 0 | 0 | 0 | 0 | 0 | 0 | 0 | 0 | 0 | 0 | 0 | 0 | 0 | 0 | 0 | 0 | 0 | 0 | 0 | 0 | 0 | 0 | 0 | 0 | 0 | 0 | 0 | 0 | 0 | 0 | 0 | 0 | 0 | 0 | 0 | 0 | 0 | 0 | 0 | 0 | 0 | 0 | 0 | 0 | 0 | 0 | 0 | 0 | 0 | 0 | 0 | 0 | 0 | 0 | 0 | 0 | 0 | 0 | 0 | 0 | 0 | 0 | 0 | 0 | 0 | 0 | 0 | 0 | 0 | 0 | 0 | 0 | 0 | 0
[19 empty] | Financing costs | Input | £000s | 0 | 0 | 0 | 0 | 0 | 0 | 0 | 0 | 0 | 0 | 0 | 0 | 0 | 0 | 0 | 0 | 0 | 0 | 0 | 0 | 0 | 0 | 0 | 0 | 0 | 0 | 0 | 0 | 0 | 0 | 0 | 0 | 0 | 0 | 0 | 0 | 0 | 0 | 0 | 0 | 0 | 0 | 0 | 0 | 0 | 0 | 0 | 0 | 0 | 0 | 0 | 0 | 0 | 0 | 0 | 0 | 0 | 0 | 0 | 0 | 0 | 0 | 0 | 0 | 0 | 0 | 0 | 0 | 0 | 0 | 0 | 0 | 0 | 0 | 0 | 0 | 0 | 0 | 0 | 0
[19 empty] | Fixed opex | Input | £000s | 700 | 1400 | 2100 | 2800 | 3500 | 4779.2131 | 6063.6261 | 7353.1492 | 8647.6823 | 9947.1253 | 10622.3862 | 11300.7182 | 11982.0697 | 12666.382 | 13353.5967 | 13353.5967 | 13353.5967 | 13353.5967 | 13353.5967 | 13353.5967 | 13353.5967 | 13353.5967 | 13353.5967 | 13353.5967 | 13353.5967 | 13353.5967 | 13353.5967 | 13353.5967 | 13353.5967 | 13353.5967 | 13353.5967 | 13353.5967 | 13353.5967 | 13353.5967 | 13353.5967 | 13353.5967 | 13353.5967 | 13353.5967 | 13353.5967 | 13353.5967 | 13353.5967 | 13353.5967 | 13353.5967 | 13353.5967 | 13353.5967 | 13353.5967 | 13353.5967 | 13353.5967 | 13353.5967 | 13353.5967 | 13353.5967 | 13353.5967 | 13353.5967 | 13353.5967 | 13353.5967 | 13353.5967 | 13353.5967 | 13353.5967 | 13353.5967 | 13353.5967 | 13353.5967 | 13353.5967 | 13353.5967 | 13353.5967 | 13353.5967 | 13353.5967 | 13353.5967 | 13353.5967 | 13353.5967 | 13353.5967 | 13353.5967 | 13353.5967 | 13353.5967 | 13353.5967 | 13353.5967 | 13353.5967 | 13353.5967 | 13353.5967 | 13353.5967 | 13353.5967 | 0 | 0 | 0 | 0 | 0 | 0 | 0 | 0 | 0 | 0 | 0 | 0 | 0 | 0 | 0 | 0 | 0 | 0 | 0 | 0 | 0 | 0 | 0 | 0
[19 empty] | Variable opex | Input | £000s | 0 | 0 | 0 | 0 | 0 | 0 | 0 | 0 | 0 | 0 | 0 | 0 | 0 | 0 | 0 | 0 | 0 | 0 | 0 | 0 | 0 | 0 | 0 | 0 | 0 | 0 | 0 | 0 | 0 | 0 | 0 | 0 | 0 | 0 | 0 | 0 | 0 | 0 | 0 | 0 | 0 | 0 | 0 | 0 | 0 | 0 | 0 | 0 | 0 | 0 | 0 | 0 | 0 | 0 | 0 | 0 | 0 | 0 | 0 | 0 | 0 | 0 | 0 | 0 | 0 | 0 | 0 | 0 | 0 | 0 | 0 | 0 | 0 | 0 | 0 | 0 | 0 | 0 | 0 | 0 | 0 | 0 | 0 | 0 | 0 | 0 | 0 | 0 | 0 | 0 | 0 | 0 | 0 | 0 | 0 | 0 | 0 | 0 | 0 | 0 | 0 | 0 | 0 | 0
[19 empty] | Opex savings | Input | £000s | 0 | 0 | 0 | 0 | 0 | 0 | 0 | 0 | 0 | 0 | 0 | 0 | 0 | 0 | 0 | 0 | 0 | 0 | 0 | 0 | 0 | 0 | 0 | 0 | 0 | 0 | 0 | 0 | 0 | 0 | 0 | 0 | 0 | 0 | 0 | 0 | 0 | 0 | 0 | 0 | 0 | 0 | 0 | 0 | 0 | 0 | 0 | 0 | 0 | 0 | 0 | 0 | 0 | 0 | 0 | 0 | 0 | 0 | 0 | 0 | 0 | 0 | 0 | 0 | 0 | 0 | 0 | 0 | 0 | 0 | 0 | 0 | 0 | 0 | 0 | 0 | 0 | 0 | 0 | 0 | 0 | 0 | 0 | 0 | 0 | 0 | 0 | 0 | 0 | 0 | 0 | 0 | 0 | 0 | 0 | 0 | 0 | 0 | 0 | 0 | 0 | 0 | 0 | 0
[19 empty] | Fixed env & social | Input | £000s | 6937.7 | 6937.7 | 6937.7 | 6937.7 | 6937.7 | 12678.2807 | 12729.8179 | 12780.4631 | 12830.1172 | 12878.7802 | 6692.51 | 6722.9493 | 6752.8739 | 6782.2192 | 6810.9854 | 0 | 0 | 0 | 0 | 0 | 4475.8 | 4475.8 | 4475.8 | 4475.8 | 4475.8 | 8179.2884 | 8212.5372 | 8245.2105 | 8277.2444 | 8308.639 | 4317.6177 | 4337.2554 | 4356.5609 | 4375.4929 | 4394.0511 | 0 | 0 | 0 | 0 | 0 | 4475.8 | 4475.8 | 4475.8 | 4475.8 | 4475.8 | 8179.2884 | 8212.5372 | 8245.2105 | 8277.2444 | 8308.639 | 4317.6177 | 4337.2554 | 4356.5609 | 4375.4929 | 4394.0511 | 0 | 0 | 0 | 0 | 0 | 4475.8 | 4475.8 | 4475.8 | 4475.8 | 4475.8 | 8179.2884 | 8212.5372 | 8245.2105 | 8277.2444 | 8308.639 | 4317.6177 | 4337.2554 | 4356.5609 | 4375.4929 | 4394.0511 | 0 | 0 | 0 | 0 | 0 | 0 | 0 | 0 | 0 | 0 | 0 | 0 | 0 | 0 | 0 | 0 | 0 | 0 | 0 | 0 | 0 | 0 | 0 | 0 | 0 | 0 | 0 | 0 | 0
[19 empty] | Variable env & social | Input | £000s | 0 | 0 | 0 | 0 | 0 | 0 | 0 | 0 | 0 | 0 | 0 | 0 | 0 | 0 | 0 | 0 | 0 | 0 | 0 | 0 | 0 | 0 | 0 | 0 | 0 | 0 | 0 | 0 | 0 | 0 | 0 | 0 | 0 | 0 | 0 | 0 | 0 | 0 | 0 | 0 | 0 | 0 | 0 | 0 | 0 | 0 | 0 | 0 | 0 | 0 | 0 | 0 | 0 | 0 | 0 | 0 | 0 | 0 | 0 | 0 | 0 | 0 | 0 | 0 | 0 | 0 | 0 | 0 | 0 | 0 | 0 | 0 | 0 | 0 | 0 | 0 | 0 | 0 | 0 | 0 | 0 | 0 | 0 | 0 | 0 | 0 | 0 | 0 | 0 | 0 | 0 | 0 | 0 | 0 | 0 | 0 | 0 | 0 | 0 | 0 | 0 | 0 | 0 | 0
[19 empty] | Fixed carbon costs | Input | £000s | 421.1889 | 421.1889 | 421.1889 | 421.1889 | 421.1889 | 769.7005 | 772.8293 | 775.904 | 778.9185 | 781.8728 | 406.3034 | 408.1513 | 409.9681 | 411.7496 | 413.496 | 0 | 0 | 0 | 0 | 0 | 265.8883 | 265.8883 | 265.8883 | 265.8883 | 265.8883 | 485.8968 | 487.872 | 489.813 | 491.716 | 493.581 | 256.4913 | 257.6579 | 258.8048 | 259.9295 | 261.0319 | 0 | 0 | 0 | 0 | 0 | 265.8883 | 265.8883 | 265.8883 | 265.8883 | 265.8883 | 485.8968 | 487.872 | 489.813 | 491.716 | 493.581 | 256.4913 | 257.6579 | 258.8048 | 259.9295 | 261.0319 | 0 | 0 | 0 | 0 | 0 | 265.8883 | 265.8883 | 265.8883 | 265.8883 | 265.8883 | 485.8968 | 487.872 | 489.813 | 491.716 | 493.581 | 256.4913 | 257.6579 | 258.8048 | 259.9295 | 261.0319 | 0 | 0 | 0 | 0 | 0 | 0 | 0 | 0 | 0 | 0 | 0 | 0 | 0 | 0 | 0 | 0 | 0 | 0 | 0 | 0 | 0 | 0 | 0 | 0 | 0 | 0 | 0 | 0 | 0
[19 empty] | Variable carbon costs | Input | £000s | 0 | 0 | 0 | 0 | 0 | 0 | 0 | 0 | 0 | 0 | 0 | 0 | 0 | 0 | 0 | 0 | 0 | 0 | 0 | 0 | 0 | 0 | 0 | 0 | 0 | 0 | 0 | 0 | 0 | 0 | 0 | 0 | 0 | 0 | 0 | 0 | 0 | 0 | 0 | 0 | 0 | 0 | 0 | 0 | 0 | 0 | 0 | 0 | 0 | 0 | 0 | 0 | 0 | 0 | 0 | 0 | 0 | 0 | 0 | 0 | 0 | 0 | 0 | 0 | 0 | 0 | 0 | 0 | 0 | 0 | 0 | 0 | 0 | 0 | 0 | 0 | 0 | 0 | 0 | 0 | 0 | 0 | 0 | 0 | 0 | 0 | 0 | 0 | 0 | 0 | 0 | 0 | 0 | 0 | 0 | 0 | 0 | 0 | 0 | 0 | 0 | 0 | 0 | 0
[19 empty] | Customer willingness to pay | Input | £000s | 0 | 0 | 0 | 0 | 0 | 0 | 0 | 0 | 0 | 0 | 0 | 0 | 0 | 0 | 0 | 0 | 0 | 0 | 0 | 0 | 0 | 0 | 0 | 0 | 0 | 0 | 0 | 0 | 0 | 0 | 0 | 0 | 0 | 0 | 0 | 0 | 0 | 0 | 0 | 0 | 0 | 0 | 0 | 0 | 0 | 0 | 0 | 0 | 0 | 0 | 0 | 0 | 0 | 0 | 0 | 0 | 0 | 0 | 0 | 0 | 0 | 0 | 0 | 0 | 0 | 0 | 0 | 0 | 0 | 0 | 0 | 0 | 0 | 0 | 0 | 0 | 0 | 0 | 0 | 0 | 0 | 0 | 0 | 0 | 0 | 0 | 0 | 0 | 0 | 0 | 0 | 0 | 0 | 0 | 0 | 0 | 0 | 0 | 0 | 0 | 0 | 0 | 0 | 0
[19 empty] | Total | Sum of above (excl WAFU) | £000s | 22419.3889 | 23119.3889 | 23819.3889 | 24519.3889 | 25219.3889 | 44470.2503 | 45916.0074 | 47364.082 | 48814.0639 | 50265.8529 | 35074.1751 | 35847.8017 | 36622.8358 | 37399.0177 | 38176.2887 | 19749.662 | 19775.662 | 19801.212 | 19826.262 | 19850.812 | 32811.5891 | 32826.9454 | 32842.0421 | 32856.8465 | 32871.3587 | 42742.0336 | 42861.4975 | 42978.8939 | 43093.9928 | 43206.7943 | 32366.9309 | 32437.4898 | 32506.8553 | 32574.8783 | 32641.5587 | 19749.662 | 19775.662 | 19801.212 | 19826.262 | 19850.812 | 32811.5891 | 32826.9454 | 32842.0421 | 32856.8465 | 32871.3587 | 42742.0336 | 42861.4975 | 42978.8939 | 43093.9928 | 43206.7943 | 32366.9309 | 32437.4898 | 32506.8553 | 32574.8783 | 32641.5587 | 19749.662 | 19775.662 | 19801.212 | 19826.262 | 19850.812 | 32811.5891 | 32826.9454 | 32842.0421 | 32856.8465 | 32871.3587 | 42742.0336 | 42861.4975 | 42978.8939 | 43093.9928 | 43206.7943 | 32366.9309 | 32437.4898 | 32506.8553 | 32574.8783 | 32641.5587 | 19749.662 | 19775.662 | 19801.212 | 19826.262 | 19850.812 | 0 | 0 | 0 | 0 | 0 | 0 | 0 | 0 | 0 | 0 | 0 | 0 | 0 | 0 | 0 | 0 | 0 | 0 | 0 | 0 | 0 | 0 | 0 | 0
61.3a | Options to change volume delivered to measured non households | [20 empty] | 0 | 0 | 0 | 0 | 0 | 0 | 0 | 0 | 0 | 0 | 0 | 0 | 0 | 0 | 0 | 0 | 0 | 0 | 0 | 0 | 0 | 0 | 0 | 0 | 0 | 0 | 0 | 0 | 0 | 0 | 0 | 0 | 0 | 0 | 0 | 0 | 0 | 0 | 0 | 0 | 0 | 0 | 0 | 0 | 0 | 0 | 0 | 0 | 0 | 0 | 0 | 0 | 0 | 0 | 0 | 0 | 0 | 0 | 0 | 0 | 0 | 0 | 0 | 0 | 0 | 0 | 0 | 0 | 0 | 0 | 0 | 0 | 0 | 0 | 0 | 0 | 0 | 0 | 0 | 0 | 0 | 0 | 0 | 0 | 0 | 0 | 0 | 0 | 0 | 0 | 0 | 0 | 0 | 0 | 0 | 0 | 0 | 0 | 0 | 0 | 0 | 0 | 0 | 0
61.4a | Options to change volume delivered to unmeasured non households | [20 empty] | 0 | 0 | 0 | 0 | 0 | 0 | 0 | 0 | 0 | 0 | 0 | 0 | 0 | 0 | 0 | 0 | 0 | 0 | 0 | 0 | 0 | 0 | 0 | 0 | 0 | 0 | 0 | 0 | 0 | 0 | 0 | 0 | 0 | 0 | 0 | 0 | 0 | 0 | 0 | 0 | 0 | 0 | 0 | 0 | 0 | 0 | 0 | 0 | 0 | 0 | 0 | 0 | 0 | 0 | 0 | 0 | 0 | 0 | 0 | 0 | 0 | 0 | 0 | 0 | 0 | 0 | 0 | 0 | 0 | 0 | 0 | 0 | 0 | 0 | 0 | 0 | 0 | 0 | 0 | 0 | 0 | 0 | 0 | 0 | 0 | 0 | 0 | 0 | 0 | 0 | 0 | 0 | 0 | 0 | 0 | 0 | 0 | 0 | 0 | 0 | 0 | 0 | 0 | 0
61.5a | Options to reduce water taken unbilled | [20 empty] | 0 | 0 | 0 | 0 | 0 | 0 | 0 | 0 | 0 | 0 | 0 | 0 | 0 | 0 | 0 | 0 | 0 | 0 | 0 | 0 | 0 | 0 | 0 | 0 | 0 | 0 | 0 | 0 | 0 | 0 | 0 | 0 | 0 | 0 | 0 | 0 | 0 | 0 | 0 | 0 | 0 | 0 | 0 | 0 | 0 | 0 | 0 | 0 | 0 | 0 | 0 | 0 | 0 | 0 | 0 | 0 | 0 | 0 | 0 | 0 | 0 | 0 | 0 | 0 | 0 | 0 | 0 | 0 | 0 | 0 | 0 | 0 | 0 | 0 | 0 | 0 | 0 | 0 | 0 | 0 | 0 | 0 | 0 | 0 | 0 | 0 | 0 | 0 | 0 | 0 | 0 | 0 | 0 | 0 | 0 | 0 | 0 | 0 | 0 | 0 | 0 | 0 | 0 | 0
61.6a | Options impacting on measured Non Household - USPL | [20 empty] | 0 | 0 | 0 | 0 | 0 | 0 | 0 | 0 | 0 | 0 | 0 | 0 | 0 | 0 | 0 | 0 | 0 | 0 | 0 | 0 | 0 | 0 | 0 | 0 | 0 | 0 | 0 | 0 | 0 | 0 | 0 | 0 | 0 | 0 | 0 | 0 | 0 | 0 | 0 | 0 | 0 | 0 | 0 | 0 | 0 | 0 | 0 | 0 | 0 | 0 | 0 | 0 | 0 | 0 | 0 | 0 | 0 | 0 | 0 | 0 | 0 | 0 | 0 | 0 | 0 | 0 | 0 | 0 | 0 | 0 | 0 | 0 | 0 | 0 | 0 | 0 | 0 | 0 | 0 | 0 | 0 | 0 | 0 | 0 | 0 | 0 | 0 | 0 | 0 | 0 | 0 | 0 | 0 | 0 | 0 | 0 | 0 | 0 | 0 | 0 | 0 | 0 | 0 | 0
61.7a | Options impacting on unmeasured Non Household - USPL | [20 empty] | 0 | 0 | 0 | 0 | 0 | 0 | 0 | 0 | 0 | 0 | 0 | 0 | 0 | 0 | 0 | 0 | 0 | 0 | 0 | 0 | 0 | 0 | 0 | 0 | 0 | 0 | 0 | 0 | 0 | 0 | 0 | 0 | 0 | 0 | 0 | 0 | 0 | 0 | 0 | 0 | 0 | 0 | 0 | 0 | 0 | 0 | 0 | 0 | 0 | 0 | 0 | 0 | 0 | 0 | 0 | 0 | 0 | 0 | 0 | 0 | 0 | 0 | 0 | 0 | 0 | 0 | 0 | 0 | 0 | 0 | 0 | 0 | 0 | 0 | 0 | 0 | 0 | 0 | 0 | 0 | 0 | 0 | 0 | 0 | 0 | 0 | 0 | 0 | 0 | 0 | 0 | 0 | 0 | 0 | 0 | 0 | 0 | 0 | 0 | 0 | 0 | 0 | 0 | 0
61.8a | Options impacting on measured Household - USPL | [20 empty] | 0 | 0 | 0 | 0 | 0 | 0 | 0 | 0 | 0 | 0 | 0 | 0 | 0 | 0 | 0 | 0 | 0 | 0 | 0 | 0 | 0 | 0 | 0 | 0 | 0 | 0 | 0 | 0 | 0 | 0 | 0 | 0 | 0 | 0 | 0 | 0 | 0 | 0 | 0 | 0 | 0 | 0 | 0 | 0 | 0 | 0 | 0 | 0 | 0 | 0 | 0 | 0 | 0 | 0 | 0 | 0 | 0 | 0 | 0 | 0 | 0 | 0 | 0 | 0 | 0 | 0 | 0 | 0 | 0 | 0 | 0 | 0 | 0 | 0 | 0 | 0 | 0 | 0 | 0 | 0 | 0 | 0 | 0 | 0 | 0 | 0 | 0 | 0 | 0 | 0 | 0 | 0 | 0 | 0 | 0 | 0 | 0 | 0 | 0 | 0 | 0 | 0 | 0 | 0
61.9a | Options impacting on unmeasured Household - USPL | [20 empty] | 0 | 0 | 0 | 0 | 0 | 0 | 0 | 0 | 0 | 0 | 0 | 0 | 0 | 0 | 0 | 0 | 0 | 0 | 0 | 0 | 0 | 0 | 0 | 0 | 0 | 0 | 0 | 0 | 0 | 0 | 0 | 0 | 0 | 0 | 0 | 0 | 0 | 0 | 0 | 0 | 0 | 0 | 0 | 0 | 0 | 0 | 0 | 0 | 0 | 0 | 0 | 0 | 0 | 0 | 0 | 0 | 0 | 0 | 0 | 0 | 0 | 0 | 0 | 0 | 0 | 0 | 0 | 0 | 0 | 0 | 0 | 0 | 0 | 0 | 0 | 0 | 0 | 0 | 0 | 0 | 0 | 0 | 0 | 0 | 0 | 0 | 0 | 0 | 0 | 0 | 0 | 0 | 0 | 0 | 0 | 0 | 0 | 0 | 0 | 0 | 0 | 0 | 0 | 0
61.10a | Options impacting on Void properties - USPL | [20 empty] | 0 | 0 | 0 | 0 | 0 | 0 | 0 | 0 | 0 | 0 | 0 | 0 | 0 | 0 | 0 | 0 | 0 | 0 | 0 | 0 | 0 | 0 | 0 | 0 | 0 | 0 | 0 | 0 | 0 | 0 | 0 | 0 | 0 | 0 | 0 | 0 | 0 | 0 | 0 | 0 | 0 | 0 | 0 | 0 | 0 | 0 | 0 | 0 | 0 | 0 | 0 | 0 | 0 | 0 | 0 | 0 | 0 | 0 | 0 | 0 | 0 | 0 | 0 | 0 | 0 | 0 | 0 | 0 | 0 | 0 | 0 | 0 | 0 | 0 | 0 | 0 | 0 | 0 | 0 | 0 | 0 | 0 | 0 | 0 | 0 | 0 | 0 | 0 | 0 | 0 | 0 | 0 | 0 | 0 | 0 | 0 | 0 | 0 | 0 | 0 | 0 | 0 | 0 | 0
RZCOSTSHERE
| 0 | 0
| 0 | 0
| 0 | 0
| 0 | 0
| 0 | 0
Start dates | Option Categories
2020-21 | Aquifer recharge
2021-22 | Bulk supply
2022-23 | Conjunctive use
2023-24 | Desalination
2024-25 | Effluent reuse
2025-26 | GW enhancement
2026-27 | GW new
2027-28 | Reservoir enlargement
2028-29 | New reservoir
2029-30 | SW enhancement
2030-31 | SW new
2031-32
2032-33
2033-34 | Active leakage management
2034-35 | Mains repair
2035-36 | Mains replacement (not trunk mains)
2036-37 | Pressure management
2037-38 | Other leakage control
2038-39 | Trunk mains renewal
2039-40 | Pumps
2040-41 | Service reservoir
2041-42
2042-43
2043-44 | Water treatment works loss recovery
2044-45 | Water treatment works capacity increase
Cistern displacement device
Household water audit
Commercial water audit
Customer education / awareness
Other water efficiency
Metering optants
Metering change of occupancy
Metering compulsory
Metering other selective
Supply pipe repairs / replacement
Outdoor water efficiency devices
Retrofitting indoor water efficiency devices
Alternative tariffs
Collaborative R&D

## 6. Preferred (Scenario Yr)
Table 6: Preferred list of water management options
DRY YEAR PLANNED GAINS IN WAFU OR SAVINGS IN DEMAND (Ml/d) - TO BE COMPLETED FOR ALL PREFERRED OPTIONS (WAFU gains for each year are individual year gains and not cumulative gains)
Row Ref | Option Name [Insert / delete non-numbered lines to suit] | Option Reference No. | Unit | Decimal places | 2016-17 | For info 2017-18 | For info 2018-19 | For info 2019-20 | 2020-21 | 2021-22 | 2022-23 | 2023-24 | 2024-25 | 2025-26 | 2026-27 | 2027-28 | 2028-29 | 2029-2030 | 2030-2031 | 2031-2032 | 2032-33 | 2033-34 | 2034-35 | 2035-36 | 2036-37 | 2037-38 | 2038-39 | 2039-40 | 2040-41 | 2041-42 | 2042-43 | 2043-44 | 2044-45
58 | Resource Management | - | Ml/d | 2 | 0 | 0 | 0 | 0 | 0 | 0 | 0 | 0 | 44.6 | 44.6 | 44.6 | 24.6 | 39.1 | 110.1 | 110.1 | 110.1 | 110.1 | 115.3 | 117.8 | 102.8 | 102.8 | 103.7 | 103.7 | 103.7 | 103.7 | 103.7 | 103.7 | 103.7 | 103.7
58.1 | Increase raw water abstractions | - | Ml/d | 2 | 0 | 0 | 0 | 0 | 0 | 0 | 0 | 0 | 15 | 15 | 15 | 15 | 17.5 | 88.5 | 88.5 | 88.5 | 88.5 | 93.7 | 96.2 | 96.2 | 96.2 | 97.1 | 97.1 | 97.1 | 97.1 | 97.1 | 97.1 | 97.1 | 97.1
- | Birmingham BHs conversion to potable supply | BHS15 | Ml/d | 2 |  |  |  |  | 0 | 0 | 0 | 0 | 15 | 15 | 15 | 15 | 15 | 15 | 15 | 15 | 15 | 15 | 15 | 15 | 15 | 15 | 15 | 15 | 15 | 15 | 15 | 15 | 15
- | River Soar to support Site B | CRO06 | Ml/d | 2 |  |  |  |  | 0 | 0 | 0 | 0 | 0 | 0 | 0 | 0 | 0 | 17 | 17 | 17 | 17 | 17 | 17 | 17 | 17 | 17 | 17 | 17 | 17 | 17 | 17 | 17 | 17
- | East Midlands third party raw water storage asset including new WTW | WTW05 | Ml/d | 2 |  |  |  |  | 0 | 0 | 0 | 0 | 0 | 0 | 0 | 0 | 0 | 45 | 45 | 45 | 45 | 45 | 45 | 45 | 45 | 45 | 45 | 45 | 45 | 45 | 45 | 45 | 45
- | Draycote Reservoir capacity increase (Size A) with transfer main from Site C to Coventry | DAM07 | Ml/d | 2 |  |  |  |  | 0 | 0 | 0 | 0 | 0 | 0 | 0 | 0 | 0 | 9 | 9 | 9 | 9 | 9 | 9 | 9 | 9 | 9 | 9 | 9 | 9 | 9 | 9 | 9 | 9
- | Stanford Reservoir capacity increase (Size A) | DAM01 | Ml/d | 2 |  |  |  |  | 0 | 0 | 0 | 0 | 0 | 0 | 0 | 0 | 2.5 | 2.5 | 2.5 | 2.5 | 2.5 | 2.5 | 2.5 | 2.5 | 2.5 | 2.5 | 2.5 | 2.5 | 2.5 | 2.5 | 2.5 | 2.5 | 2.5
- | Whitacre Reservoir capacity increase (Size A) | DAM03 | Ml/d | 2 |  |  |  |  | 0 | 0 | 0 | 0 | 0 | 0 | 0 | 0 | 0 | 0 | 0 | 0 | 0 | 2.5 | 2.5 | 2.5 | 2.5 | 2.5 | 2.5 | 2.5 | 2.5 | 2.5 | 2.5 | 2.5 | 2.5
- | Ladyflatte BHs asset and water treatment enhancements | BHS07 | Ml/d | 2 |  |  |  |  | 0 | 0 | 0 | 0 | 0 | 0 | 0 | 0 | 0 | 0 | 0 | 0 | 0 | 2.7 | 2.7 | 2.7 | 2.7 | 2.7 | 2.7 | 2.7 | 2.7 | 2.7 | 2.7 | 2.7 | 2.7
- | Lower Shustoke capacity increase (Size A) | DAM02 | Ml/d | 2 |  |  |  |  | 0 | 0 | 0 | 0 | 0 | 0 | 0 | 0 | 0 | 0 | 0 | 0 | 0 | 0 | 2.5 | 2.5 | 2.5 | 2.5 | 2.5 | 2.5 | 2.5 | 2.5 | 2.5 | 2.5 | 2.5
- | Maximise deployment from Diddlebury WTW and Munslow BH | BHS06 | Ml/d | 2 |  |  |  |  | 0 | 0 | 0 | 0 | 0 | 0 | 0 | 0 | 0 | 0 | 0 | 0 | 0 | 0 | 0 | 0 | 0 | 0.9 | 0.9 | 0.9 | 0.9 | 0.9 | 0.9 | 0.9 | 0.9
- | (insert row above) | - | - |  | - | - | - | - | - | - | - | - | - | - | - | - | - | - | - | - | bar: 2032-33 to 2044-45
58.2 | Raw water imports | - | Ml/d | 2 | 0 | 0 | 0 | 0 | 0 | 0 | 0 | 0 | 35 | 35 | 35 | 35 | 35 | 35 | 35 | 35 | 35 | 35 | 35 | 35 | 35 | 35 | 35 | 35 | 35 | 35 | 35 | 35 | 35
- | Site E expansion and transfer main supported by raw water augmentation of the River Trent | WIL05 | Ml/d | 2 |  |  |  |  | 0 | 0 | 0 | 0 | 35 | 35 | 35 | 35 | 35 | 35 | 35 | 35 | 35 | 35 | 35 | 35 | 35 | 35 | 35 | 35 | 35 | 35 | 35 | 35 | 35
- | (insert row above) | - | - |  | - | - | - | - | - | - | - | - | - | - | - | - | - | - | - | - | bar: 2032-33 to 2044-45
58.3 | Potable water Imports (input reductions as -ve) | - | Ml/d | 2 | 0 | 0 | 0 | 0 | 0 | 0 | 0 | 0 | 0 | 0 | 0 | 0 | 0 | 0 | 0 | 0 | 0 | 0 | 0 | 0 | 0 | 0 | 0 | 0 | 0 | 0 | 0 | 0 | 0
- |  |  | Ml/d | 2
- | (insert row above) | - | - |  | - | - | - | - | - | - | - | - | - | - | - | - | - | - | - | - | bar: 2032-33 to 2044-45
58.4 | Reduce raw water losses and operational use (input as -ve) | - | Ml/d | 2 | 0 | 0 | 0 | 0 | 0 | 0 | 0 | 0 | 0 | 0 | 0 | 0 | 0 | 0 | 0 | 0 | 0 | 0 | 0 | 0 | 0 | 0 | 0 | 0 | 0 | 0 | 0 | 0 | 0
- |  |  | Ml/d | 2
- | (insert row above) | - | - |  | - | - | - | - | - | - | - | - | - | - | - | - | - | - | - | - | bar: 2032-33 to 2044-45
58.5 | Reduced raw water export (including non potable supplies) |  | Ml/d | 2 | 0 | 0 | 0 | 0 | 0 | 0 | 0 | 0 | 0 | 0 | 0 | -20 | -20 | -20 | -20 | -20 | -20 | -20 | -20 | -20 | -20 | -20 | -20 | -20 | -20 | -20 | -20 | -20 | -20
58.51 | Reduce raw water exports (input as -ve) | - | Ml/d | 2 | 0 | 0 | 0 | 0 | 0 | 0 | 0 | 0 | 0 | 0 | 0 | -20 | -20 | -20 | -20 | -20 | -20 | -20 | -20 | -20 | -20 | -20 | -20 | -20 | -20 | -20 | -20 | -20 | -20
- | Site R to Baslow pipeline capacity increase | BAM04 | Ml/d | 2 |  |  |  |  | 0 | 0 | 0 | 0 | 0 | 0 | 0 | -20 | -20 | -20 | -20 | -20 | -20 | -20 | -20 | -20 | -20 | -20 | -20 | -20 | -20 | -20 | -20 | -20 | -20
- | (insert row above) | - | - |  | - | - | - | - | - | - | - | - | - | - | - | - | - | - | - | - | bar: 2032-33 to 2044-45
58.52 | Reduce non potable supplies (input as -ve) | - | Ml/d | 2 | 0 | 0 | 0 | 0 | 0 | 0 | 0 | 0 | 0 | 0 | 0 | 0 | 0 | 0 | 0 | 0 | 0 | 0 | 0 | 0 | 0 | 0 | 0 | 0 | 0 | 0 | 0 | 0 | 0
- |  |  | Ml/d | 2
- | (insert row above) | - | - |  | - | - | - | - | - | - | - | - | - | - | - | - | - | - | - | - | bar: 2032-33 to 2044-45
58.6 | Reduce potable water exports (input as -ve) | - | Ml/d |  | 0 | 0 | 0 | 0 | 0 | 0 | 0 | 0 | 30 | 30 | 30 | 30 | 30 | 60 | 60 | 60 | 60 | 60 | 60 | 75 | 75 | 75 | 75 | 75 | 75 | 75 | 75 | 75 | 75
- | Whaddon (Strategic Grid WRZ) to Forest & Stroud WRZ transfer solution | GRD15 | Ml/d | 2 |  |  |  |  | 0 | 0 | 0 | 0 | 5 | 5 | 5 | 5 | 5 | 5 | 5 | 5 | 5 | 5 | 5 | 5 | 5 | 5 | 5 | 5 | 5 | 5 | 5 | 5 | 5
- | Ambergate to Mid Nottinghamshire transfer solution | NOT01 | Ml/d | 2 |  |  |  |  | 0 | 0 | 0 | 0 | 0 | 0 | 0 | 0 | 0 | 30 | 30 | 30 | 30 | 30 | 30 | 30 | 30 | 30 | 30 | 30 | 30 | 30 | 30 | 30 | 30
- | Heathy Lea to North Nottinghamshire transfer solution | NOT04 | Ml/d | 2 |  |  |  |  | 0 | 0 | 0 | 0 | 25 | 25 | 25 | 25 | 25 | 25 | 25 | 25 | 25 | 25 | 25 | 25 | 25 | 25 | 25 | 25 | 25 | 25 | 25 | 25 | 25
- | DVA to Nottingham transfer pipeline capacity increase | GRD19 | Ml/d | 2 |  |  |  |  | 0 | 0 | 0 | 0 | 0 | 0 | 0 | 0 | 0 | 0 | 0 | 0 | 0 | 0 | 0 | 15 | 15 | 15 | 15 | 15 | 15 | 15 | 15 | 15 | 15
- | (insert row above) | - | - |  | - | - | - | - | - | - | - | - | - | - | - | - | - | - | - | - | bar: 2032-33 to 2044-45
58.7 | Other options to increase deployable output | - | Ml/d |  | 0 | 0 | 0 | 0 | 0 | 0 | 0 | 0 | 24.6 | 24.6 | 24.6 | 24.6 | 36.6 | 66.6 | 66.6 | 66.6 | 66.6 | 66.6 | 66.6 | 66.6 | 66.6 | 66.6 | 66.6 | 66.6 | 66.6 | 66.6 | 66.6 | 66.6 | 66.6
- | Site C enhancements | DOR05 | Ml/d | 2 |  |  |  |  | 0 | 0 | 0 | 0 | 9 | 9 | 9 | 9 | 9 | 9 | 9 | 9 | 9 | 9 | 9 | 9 | 9 | 9 | 9 | 9 | 9 | 9 | 9 | 9 | 9
- | Site I enhancements | DOR02 | Ml/d | 2 |  |  |  |  | 0 | 0 | 0 | 0 | 2 | 2 | 2 | 2 | 2 | 2 | 2 | 2 | 2 | 2 | 2 | 2 | 2 | 2 | 2 | 2 | 2 | 2 | 2 | 2 | 2
- | Site F expansion | LIT01 | Ml/d | 2 |  |  |  |  | 0 | 0 | 0 | 0 | 10 | 10 | 10 | 10 | 10 | 10 | 10 | 10 | 10 | 10 | 10 | 10 | 10 | 10 | 10 | 10 | 10 | 10 | 10 | 10 | 10
- | Site B enhancements | DOR08 | Ml/d | 2 |  |  |  |  | 0 | 0 | 0 | 0 | 3.6 | 3.6 | 3.6 | 3.6 | 3.6 | 3.6 | 3.6 | 3.6 | 3.6 | 3.6 | 3.6 | 3.6 | 3.6 | 3.6 | 3.6 | 3.6 | 3.6 | 3.6 | 3.6 | 3.6 | 3.6
- | Carsington Reservoir support to Site Q with Site Q enhancements | MEL29 | Ml/d | 2 |  |  |  |  | 0 | 0 | 0 | 0 | 0 | 0 | 0 | 0 | 0 | 30 | 30 | 30 | 30 | 30 | 30 | 30 | 30 | 30 | 30 | 30 | 30 | 30 | 30 | 30 | 30
- | Thornton Reservoir to support Site B | CRO05 | Ml/d | 2 |  |  |  |  | 0 | 0 | 0 | 0 | 0 | 0 | 0 | 0 | 12 | 12 | 12 | 12 | 12 | 12 | 12 | 12 | 12 | 12 | 12 | 12 | 12 | 12 | 12 | 12 | 12
- | (insert row above) | - | - |  | - | - | - | - | - | - | - | - | - | - | - | - | - | - | - | - | bar: 2032-33 to 2044-45
59 | Distribution Side Management | - |  |  | 0 | 0 | 0 | 0 | 0 | -16 | -37.25 | -58.25 | -58.25 | -58.25 | -58.25 | -58.25 | -58.25 | -58.25 | -58.25 | -58.25 | -58.25 | -58.25 | -59.18 | -59.18 | -59.18 | -63.81 | -68.05 | -73.17 | -73.17 | -73.17 | -73.17 | -73.17 | -73.17
59.1 | Reduce distribution losses (input as -ve) | - | Ml/d | 2 | 0 | 0 | 0 | 0 | 0 | -16 | -37.25 | -58.25 | -58.25 | -58.25 | -58.25 | -58.25 | -58.25 | -58.25 | -58.25 | -58.25 | -58.25 | -58.25 | -59.18 | -59.18 | -59.18 | -63.81 | -68.05 | -73.17 | -73.17 | -73.17 | -73.17 | -73.17 | -73.17
| Leakage Reductions |  | Ml/d | 2 |  |  |  |  | 0 | -16 | -37.25 | -58.25 | -58.25 | -58.25 | -58.25 | -58.25 | -58.25 | -58.25 | -58.25 | -58.25 | -58.25 | -58.25 | -59.18 | -59.18 | -59.18 | -63.81 | -68.05 | -73.17 | -73.17 | -73.17 | -73.17 | -73.17 | -73.17
- | (insert row above) | - | - |  | - | - | - | - | - | - | - | - | - | - | - | - | - | - | - | - | bar: 2032-33 to 2044-45
59.2 | Reduce distribution system operational use (DSOU) (input as -ve) | - | Ml/d | 2 | 0 | 0 | 0 | 0 | 0 | 0 | 0 | 0 | 0 | 0 | 0 | 0 | 0 | 0 | 0 | 0 | 0 | 0 | 0 | 0 | 0 | 0 | 0 | 0 | 0 | 0 | 0 | 0 | 0
- |  |  | Ml/d | 2
- | (insert row above) | - | - |  | - | - | - | - | - | - | - | - | - | - | - | - | - | - | - | - | bar: 2032-33 to 2044-45
60 | Production Side Management, Specify Below.... | - |  | 2 | 0 | 0 | 0 | 0 | 0 | 0 | 0 | 0 | 0 | 0 | 0 | 0 | 0 | 0 | 0 | 0 | 0 | 0 | 0 | 0 | 0 | 0 | 0 | 0 | 0 | 0 | 0 | 0 | 0
60.1 | Reduce treatment works losses (input as -ve) | - | Ml/d | 2 | 0 | 0 | 0 | 0 | 0 | 0 | 0 | 0 | 0 | 0 | 0 | 0 | 0 | 0 | 0 | 0 | 0 | 0 | 0 | 0 | 0 | 0 | 0 | 0 | 0 | 0 | 0 | 0 | 0
- |  |  | Ml/d | 2
- | (insert row above) | - | - |  | - | - | - | - | - | - | - | - | - | - | - | - | - | - | - | - | bar: 2032-33 to 2044-45
60.2 | Reduce outages (input as -ve) | - | Ml/d | 2 | 0 | 0 | 0 | 0 | 0 | 0 | 0 | 0 | 0 | 0 | 0 | 0 | 0 | 0 | 0 | 0 | 0 | 0 | 0 | 0 | 0 | 0 | 0 | 0 | 0 | 0 | 0 | 0 | 0
- |  |  | Ml/d | 2
- | (insert row above) | - | - |  | - | - | - | - | - | - | - | - | - | - | - | - | - | - | - | - | bar: 2032-33 to 2044-45
61 | Customer Side Management | - |  | 2 | 0 | 0 | 0 | 0 | -1.7807 | -2.5953 | -3.4267 | -4.2791 | -5.1439 | -7.3211 | -9.5186 | -11.7426 | -13.9734 | -16.2605 | -18.3894 | -20.3836 | -22.3495 | -24.2775 | -26.1707 | -24.44 | -22.768 | -21.1384 | -19.5387 | -18.0124 | -16.4257 | -14.8897 | -13.4029 | -11.9644 | -10.5769
61.1 | Change volume delivered to measured non households (input reductions as -ve) | - | Ml/d | 2 | 0 | 0 | 0 | 0 | 0 | 0 | 0 | 0 | 0 | 0 | 0 | 0 | 0 | 0 | 0 | 0 | 0 | 0 | 0 | 0 | 0 | 0 | 0 | 0 | 0 | 0 | 0 | 0 | 0
- |  |  | Ml/d | 2
- | (insert row above) | - | - |  | - | - | - | - | - | - | - | - | - | - | - | - | - | - | - | - | bar: 2032-33 to 2044-45
61.2 | Change volume delivered to unmeasured non households (input reductions as -ve) | - | Ml/d | 2 | 0 | 0 | 0 | 0 | 0 | 0 | 0 | 0 | 0 | 0 | 0 | 0 | 0 | 0 | 0 | 0 | 0 | 0 | 0 | 0 | 0 | 0 | 0 | 0 | 0 | 0 | 0 | 0 | 0
- |  |  | Ml/d | 2
- | (insert row above) | - | - |  | - | - | - | - | - | - | - | - | - | - | - | - | - | - | - | - | bar: 2032-33 to 2044-45
61.3 | Change volume delivered to measured households (input reductions as -ve) | - | Ml/d | 2 | 0 | 0 | 0 | 0 | 15.2932 | 29.333 | 43.1363 | 56.7237 | 70.1289 | 94.7991 | 119.3576 | 143.811 | 168.1813 | 192.4575 | 216.6698 | 240.8101 | 264.8448 | 288.7702 | 312.5688 | 308.5908 | 304.6975 | 300.8532 | 297.0545 | 293.3044 | 289.7089 | 286.1556 | 282.662 | 279.2076 | 275.7957
| Home water efficiency checks including social housing |  | Ml/d | 2 |  |  |  |  | -0.3302 | -0.64224 | -0.93712 | -1.2158 | -1.4791 | -1.728 | -1.9631 | -2.1854 | -2.3954 | -2.5938 | -2.7814 | -2.9586 | -3.1261 | -3.2843 | -3.4339 | -3.245 | -3.0666 | -2.8979 | -2.7385 | -2.5879 | -2.3391 | -2.1039 | -1.8817 | -1.6716 | -1.4732
| Enhanced metering |  | Ml/d | 2 |  |  |  |  | 15.6234 | 29.9753 | 44.0734 | 57.9394 | 71.608 | 96.527 | 121.3207 | 145.9963 | 170.5767 | 195.0513 | 219.4512 | 243.7687 | 267.9709 | 292.0545 | 316.0027 | 311.8358 | 307.7641 | 303.7511 | 299.793 | 295.8923 | 292.0479 | 288.2595 | 284.5437 | 280.8793 | 277.2689
- | (insert row above) | - | - |  | - | - | - | - | - | - | - | - | - | - | - | - | - | - | - | - | bar: 2032-33 to 2044-45
61.4 | Change volume delivered to unmeasured households (input reductions as -ve) | - | Ml/d | 2 | 0 | 0 | 0 | 0 | -17.0738 | -31.9283 | -46.563 | -61.0028 | -75.2728 | -102.1201 | -128.8762 | -155.5536 | -182.1548 | -208.718 | -235.0592 | -261.1937 | -287.1943 | -313.0477 | -338.7394 | -333.0308 | -327.4655 | -321.9915 | -316.5931 | -311.3167 | -306.1346 | -301.0453 | -296.0649 | -291.172 | -286.3726
| Enhanced metering |  | Ml/d | 2 |  |  |  |  | -17.0738 | -31.9283 | -46.563 | -61.0028 | -75.2728 | -102.1201 | -128.8762 | -155.5536 | -182.1548 | -208.718 | -235.0592 | -261.1937 | -287.1943 | -313.0477 | -338.7394 | -333.0308 | -327.4655 | -321.9915 | -316.5931 | -311.3167 | -306.1346 | -301.0453 | -296.0649 | -291.172 | -286.3726
- | (insert row above) | - | - |  | - | - | - | - | - | - | - | - | - | - | - | - | - | - | - | - | bar: 2032-33 to 2044-45
61.5 | Options to reduce water taken unbilled (input as -ve) | - | Ml/d | 2 | 0 | 0 | 0 | 0 | 0 | 0 | 0 | 0 | 0 | 0 | 0 | 0 | 0 | 0 | 0 | 0 | 0 | 0 | 0 | 0 | 0 | 0 | 0 | 0 | 0 | 0 | 0 | 0 | 0
- |  |  | Ml/d | 2
- | (insert row above) | - | - |  | - | - | - | - | - | - | - | - | - | - | - | - | - | - | - | - | bar: 2032-33 to 2044-45
61.6 | Options impacting on measured Non Household - USPL (input reductions as -ve) |  | l/pr | 2 | 0 | 0 | 0 | 0 | 0 | 0 | 0 | 0 | 0 | 0 | 0 | 0 | 0 | 0 | 0 | 0 | 0 | 0 | 0 | 0 | 0 | 0 | 0 | 0 | 0 | 0 | 0 | 0 | 0
- |  |  | Ml/d | 2
- | (insert row above) | - | - |  | - | - | - | - | - | - | - | - | - | - | - | - | - | - | - | - | bar: 2032-33 to 2044-45
61.7 | Options impacting on unmeasured Non Household - USPL (input reductions as -ve) |  | l/pr | 2 | 0 | 0 | 0 | 0 | 0 | 0 | 0 | 0 | 0 | 0 | 0 | 0 | 0 | 0 | 0 | 0 | 0 | 0 | 0 | 0 | 0 | 0 | 0 | 0 | 0 | 0 | 0 | 0 | 0
- |  |  | Ml/d | 2
- | (insert row above) | - | - |  | - | - | - | - | - | - | - | - | - | - | - | - | - | - | - | - | bar: 2032-33 to 2044-45
61.8 | Options impacting on measured Household - USPL (input reductions as -ve) |  | l/pr | 2 | 0 | 0 | 0 | 0 | 0 | 0 | 0 | 0 | 0 | 0 | 0 | 0 | 0 | 0 | 0 | 0 | 0 | 0 | 0 | 0 | 0 | 0 | 0 | 0 | 0 | 0 | 0 | 0 | 0
- |  |  | Ml/d | 2
- | (insert row above) | - | - |  | - | - | - | - | - | - | - | - | - | - | - | - | - | - | - | - | bar: 2032-33 to 2044-45
61.9 | Options impacting on unmeasured Household - USPL (input reductions as -ve) |  | l/pr | 2 | 0 | 0 | 0 | 0 | 0 | 0 | 0 | 0 | 0 | 0 | 0 | 0 | 0 | 0 | 0 | 0 | 0 | 0 | 0 | 0 | 0 | 0 | 0 | 0 | 0 | 0 | 0 | 0 | 0
- |  |  | Ml/d | 2
- | (insert row above) | - | - |  | - | - | - | - | - | - | - | - | - | - | - | - | - | - | - | - | bar: 2032-33 to 2044-45
61.1 | Options impacting on Void properties - USPL (input reductions as -ve) |  | l/pr | 2 | 0 | 0 | 0 | 0 | 0 | 0 | 0 | 0 | 0 | 0 | 0 | 0 | 0 | 0 | 0 | 0 | 0 | 0 | 0 | 0 | 0 | 0 | 0 | 0 | 0 | 0 | 0 | 0 | 0
- |  |  | Ml/d | 2
- | (insert row above) | - | - |  | - | - | - | - | - | - | - | - | - | - | - | - | - | - | - | - | bar: 2032-33 to 2044-45
| Company: | Severn Trent Water
| Resource Zone Name: | Strategic Grid
| Resource Zone Number: | 13
| Planning Scenario Name: | Dry Year Annual Average
| Chosen Level of Service: | No more than 3 in 100 Temporary Use Bans

## 7. FP Supply
Table 7: Final planning water supply
| Row Ref | Component | Derivation | Unit | Decimal places | 2016-17 | For info 2017-18 | For info 2018-19 | For info 2019-20 | 2020-21 | 2021-22 | 2022-23 | 2023-24 | 2024-25 | 2025-26 | 2026-27 | 2027-28 | 2028-29 | 2029-2030 | 2030-2031 | 2031-2032 | 2032-33 | 2033-34 | 2034-35 | 2035-36 | 2036-37 | 2037-38 | 2038-39 | 2039-40 | 2040-41 | 2041-42 | 2042-43 | 2043-44 | 2044-45
Resources | 1FP | Raw Water Abstracted | 1BL | Ml/d | 2 | 1312.7919 | 1312.7919 | 1312.7919 | 1312.7919 | 1312.7919 | 1312.7919 | 1312.7919 | 1312.7919 | 1312.7919 | 1312.7919 | 1312.7919 | 1312.7919 | 1312.7919 | 1312.7919 | 1312.7919 | 1312.7919 | 1312.7919 | 1312.7919 | 1312.7919 | 1312.7919 | 1312.7919 | 1312.7919 | 1312.7919 | 1312.7919 | 1312.7919 | 1312.7919 | 1312.7919 | 1312.7919 | 1312.7919
| 2FP | Raw Water Imported | 2BL+ (6. Preferred scenario ref 58.2) | Ml/d | 2 | 0 | 0 | 0 | 0 | 0 | 0 | 0 | 0 | 35 | 35 | 35 | 35 | 35 | 35 | 35 | 35 | 35 | 35 | 35 | 35 | 35 | 35 | 35 | 35 | 35 | 35 | 35 | 35 | 35
| - | - | - | - | 2 | - | - | - | - | - | - | - | - | - | - | - | - | - | - | - | - | bar: 2032-33 to 2044-45
| - | - | - | - | 2 | - | - | - | - | - | - | - | - | - | - | - | - | - | - | - | - | bar: 2032-33 to 2044-45
| - | - | - | - | 2 | - | - | - | - | - | - | - | - | - | - | - | - | - | - | - | - | bar: 2032-33 to 2044-45
| 3FP | Potable Water Imported | 3BL+ (6. Preferred scenario ref 58.3) | Ml/d | 2 | 8 | 8 | 8 | 8 | 8 | 8 | 8 | 8 | 8 | 8 | 8 | 8 | 8 | 8 | 8 | 8 | 8 | 8 | 8 | 8 | 8 | 8 | 8 | 8 | 8 | 8 | 8 | 8 | 8
| - | - | - | - | 2 | - | - | - | - | - | - | - | - | - | - | - | - | - | - | - | - | bar: 2032-33 to 2044-45
| - | - | - | - | 2 | - | - | - | - | - | - | - | - | - | - | - | - | - | - | - | - | bar: 2032-33 to 2044-45
| - | - | - | - | 2 | - | - | - | - | - | - | - | - | - | - | - | - | - | - | - | - | bar: 2032-33 to 2044-45
| - | - | - | - | 2 | - | - | - | - | - | - | - | - | - | - | - | - | - | - | - | - | bar: 2032-33 to 2044-45
Resource (and process) losses | 5FP | Raw Water Exported (raw exports and non potable uses) | 5BL+ (6. Preferred scenario ref 58.5) | Ml/d | 2 | 0 | 0 | 0 | 0 | 0 | 0 | 0 | 0 | 0 | 0 | 0 | -20 | -20 | -20 | -20 | -20 | -20 | -20 | -20 | -20 | -20 | -20 | -20 | -20 | -20 | -20 | -20 | -20 | -20
| - | - | - | - | 2 | - | - | - | - | - | - | - | - | - | - | - | - | - | - | - | - | bar: 2032-33 to 2044-45
| - | - | - | - | 2 | - | - | - | - | - | - | - | - | - | - | - | - | - | - | - | - | bar: 2032-33 to 2044-45
| - | - | - | - | 2 | - | - | - | - | - | - | - | - | - | - | - | - | - | - | - | - | bar: 2032-33 to 2044-45
| 6FP | Potable Water Exported | 6BL+ (6. Preferred scenario ref 58.6) | Ml/d | 2 | 2 | 2 | 2 | 2 | 2 | 2 | 2 | 2 | 32 | 32 | 32 | 32 | 32 | 62 | 62 | 62 | 62 | 62 | 62 | 77 | 77 | 77 | 77 | 77 | 77 | 77 | 77 | 77 | 77
| - | - | - | - | 2 | - | - | - | - | - | - | - | - | - | - | - | - | - | - | - | - | bar: 2032-33 to 2044-45
| - | - | - | - | 2 | - | - | - | - | - | - | - | - | - | - | - | - | - | - | - | - | bar: 2032-33 to 2044-45
| - | - | - | - | 2 | - | - | - | - | - | - | - | - | - | - | - | - | - | - | - | - | bar: 2032-33 to 2044-45
| 7FP | Deployable Output | 7BL+ 8.1BL+ (6. Preferred scenario ref 58.7)+ (6. Preferred scenario ref 58.1)+7.1FP |  | 2 | 1428.82 | 1426.82 | 1424.82 | 1422.82 | 1420.82 | 1418.82 | 1416.82 | 1414.82 | 1452.42 | 1450.42 | 1448.42 | 1446.42 | 1458.92 | 1557.92 | 1471.42 | 1470.92 | 1470.42 | 1475.12 | 1477.12 | 1466.62 | 1466.12 | 1466.52 | 1466.02 | 1465.52 | 1465.02 | 1464.52 | 1464.02 | 1463.52 | 1463.02
| - | - | - | - | 2 |  |  |  |  | - | - | - | - | - | - | - | - | - | - | - | - | bar: 2032-33 to 2044-45
| 7.1FP | Change to WINEP timings | 8.2BL from 2030 | - | 2 | 0 | 0 | 0 | 0 | 0 | 0 | 0 | 0 | 0 | 0 | 0 | 0 | 0 | 0 | -85 | -85 | -85 | -85 | -85 | -95 | -95 | -95 | -95 | -95 | -95 | -95 | -95 | -95 | -95
| - | - | - | - | 2 | - | - | - | - | - | - | - | - | - | - | - | - | - | - | - | - | bar: 2032-33 to 2044-45
| - | - | - | - | 2 | - | - | - | - | - | - | - | - | - | - | - | - | - | - | - | - | bar: 2032-33 to 2044-45
| - | - | - | - | 2 | - | - | - | - | - | - | - | - | - | - | - | - | - | - | - | - | bar: 2032-33 to 2044-45
| 9FP | Raw water losses, treatment works losses and operational use | 9BL+ (6. Preferred scenario ref 60.1)+(6. Preferred scenario ref 58.4) | Ml/d | 2 | 37.4265 | 37.4265 | 37.4265 | 37.4265 | 37.4265 | 37.4265 | 37.4265 | 37.4265 | 37.4265 | 37.4265 | 37.4265 | 37.4265 | 37.4265 | 37.4265 | 37.4265 | 37.4265 | 37.4265 | 37.4265 | 37.4265 | 37.4265 | 37.4265 | 37.4265 | 37.4265 | 37.4265 | 37.4265 | 37.4265 | 37.4265 | 37.4265 | 37.4265
| 10FP | Outage allowance | 10BL+ (6. Preferred scenario ref 60.2) | Ml/d | 2 | 113.1469 | 113.1469 | 113.1469 | 113.1469 | 113.1469 | 113.1469 | 113.1469 | 113.1469 | 113.1469 | 113.1469 | 113.1469 | 113.1469 | 113.1469 | 113.1469 | 113.1469 | 113.1469 | 113.1469 | 113.1469 | 113.1469 | 113.1469 | 113.1469 | 113.1469 | 113.1469 | 113.1469 | 113.1469 | 113.1469 | 113.1469 | 113.1469 | 113.1469
|  | Company: | Severn Trent Water
|  | Resource Zone Name: | Strategic Grid
|  | Resource Zone Number: | 13
|  | Planning Scenario Name: | Dry Year Annual Average
|  | Chosen Level of Service: | No more than 3 in 100 Temporary Use Bans

## 8. FP Demand
Table 8: Final planning water demand
| Row Ref | Component | Derivation / Impact of preferred options | Unit | Decimal places | 2016-17 | For info 2017-18 | For info 2018-19 | For info 2019-20 | 2020-21 | 2021-22 | 2022-23 | 2023-24 | 2024-25 | 2025-26 | 2026-27 | 2027-28 | 2028-29 | 2029-2030 | 2030-2031 | 2031-2032 | 2032-33 | 2033-34 | 2034-35 | 2035-36 | 2036-37 | 2037-38 | 2038-39 | 2039-40 | 2040-41 | 2041-42 | 2042-43 | 2043-44 | 2044-45
Consumption | 19FP | Water Delivered Measured Non Household | Calculated BL+Preferred options | Ml/d | 2 | 236.192 | 236.3841 | 236.2123 | 236.466 | 236.2309 | 237.4315 | 238.1796 | 238.8906 | 238.7675 | 239.6565 | 239.8504 | 240.0412 | 239.5838 | 240.4083 | 240.6389 | 240.8852 | 240.4625 | 241.2972 | 241.4571 | 241.6135 | 241.1074 | 241.939 | 242.1377 | 242.3458 | 241.9095 | 242.7913 | 243.029 | 243.274 | 242.8709
| 20FP | Water Delivered Unmeasured Non Household | Calculated BL+Preferred options | Ml/d | 2 | 4.8932 | 4.8932 | 4.8932 | 4.8932 | 4.8932 | 4.8932 | 4.8932 | 4.8932 | 4.8932 | 4.8932 | 4.8932 | 4.8932 | 4.8932 | 4.8932 | 4.8932 | 4.8932 | 4.8932 | 4.8932 | 4.8932 | 4.8932 | 4.8932 | 4.8932 | 4.8932 | 4.8932 | 4.8932 | 4.8932 | 4.8932 | 4.8932 | 4.8932
| 21FP | Water Delivered Measured Household | Calculated BL+Preferred options | Ml/d | 2 | 263.1074 | 272.2638 | 282.687 | 292.8441 | 317.4215 | 340.9321 | 363.8117 | 386.0789 | 408.1528 | 441.1249 | 473.9592 | 506.5216 | 539.0844 | 571.1897 | 602.1749 | 633.5525 | 664.777 | 695.8463 | 726.7556 | 730.2427 | 733.8288 | 737.4103 | 740.9792 | 744.5464 | 748.219 | 751.5895 | 755.0251 | 758.4575 | 761.8999
| 22FP | Water Delivered Unmeasured Household | Calculated BL+Preferred options | Ml/d | 2 | 470.2694 | 461.6339 | 452.3581 | 443.6743 | 417.8797 | 394.8422 | 372.4942 | 350.6352 | 329.1453 | 295.4077 | 261.9506 | 228.7607 | 195.7757 | 163.0507 | 130.386 | 97.8686 | 65.6116 | 33.6139 | 1.8919 | 1.8853 | 1.879 | 1.8727 | 1.8663 | 1.8602 | 1.8542 | 1.8476 | 1.8412 | 1.8349 | 1.8287
| 23FP | Measured Non Household - Consumption | 19FP-34FP | Ml/d | 2 | 232.5487 | 232.7409 | 232.569 | 232.8227 | 232.5876 | 233.7882 | 234.5364 | 235.2473 | 235.1242 | 236.0132 | 236.2072 | 236.3979 | 235.9405 | 236.765 | 236.9956 | 237.242 | 236.8192 | 237.654 | 237.8138 | 237.9702 | 237.4642 | 238.2957 | 238.4945 | 238.7025 | 238.2662 | 239.148 | 239.3857 | 239.6307 | 239.2276
| 24FP | Unmeasured Non Household - Consumption | 20FP-35FP | Ml/d | 2 | 4.7329 | 4.7329 | 4.7329 | 4.7329 | 4.7329 | 4.7329 | 4.7329 | 4.7329 | 4.7329 | 4.7329 | 4.7329 | 4.7329 | 4.7329 | 4.7329 | 4.7329 | 4.7329 | 4.7329 | 4.7329 | 4.7329 | 4.7329 | 4.7329 | 4.7329 | 4.7329 | 4.7329 | 4.7329 | 4.7329 | 4.7329 | 4.7329 | 4.7329
| 25FP | Measured Household - Consumption | 21FP-36FP | Ml/d | 2 | 238.8754 | 247.5627 | 257.5256 | 267.2311 | 288.0768 | 309.9577 | 331.2797 | 352.0509 | 372.673 | 403.4238 | 434.0835 | 464.5193 | 494.9954 | 525.0599 | 554.0374 | 583.4387 | 612.7253 | 641.8944 | 670.94 | 674.5212 | 678.2002 | 681.8736 | 685.533 | 689.1898 | 692.9508 | 696.7043 | 700.516 | 704.3181 | 708.1238
| 26FP | Unmeasured Household - Consumption | 22FP-37FP | Ml/d | 2 | 436.6104 | 428.557 | 419.8634 | 411.7618 | 389.8153 | 368.5224 | 347.8451 | 327.5939 | 307.6659 | 276.2583 | 245.083 | 214.1255 | 183.3316 | 152.7505 | 122.1952 | 91.7545 | 61.5344 | 31.5347 | 1.7731 | 1.7676 | 1.7624 | 1.7573 | 1.752 | 1.747 | 1.742 | 1.737 | 1.7323 | 1.7275 | 1.7229
| 27 - | Percentage of consumption driven by climate change | n/a in FP | - | 1 | - | - | - | - | - | - | - | - | - | - | - | - | - | - | - | - | bar: 2032-33 to 2044-45
| 28 - | Volume of consumption driven by climate change | n/a in FP | - | 1 | - | - | - | - | - | - | - | - | - | - | - | - | - | - | - | - | bar: 2032-33 to 2044-45
PCC and consumption by component | 29FP | Measured Household - PCC | (25FP*1,000,000)/(51FP*1,000) | l/h/d | 1 | 121 | 120 | 120 | 120 | 120 | 120 | 120 | 120 | 120 | 120 | 121 | 121 | 121 | 121 | 121 | 121 | 121 | 121 | 121 | 121 | 121 | 121 | 121 | 122 | 122 | 122 | 122 | 122 | 122
| 29.1FP | Measured toilet flushing | Input brief explanation here | l/h/d | 1 | 27.3702 | 26.6491 | 25.9685 | 25.3219 | 24.6916 | 24.1551 | 23.6048 | 23.0433 | 22.4796 | 21.9396 | 21.382 | 20.8091 | 20.2283 | 19.63 | 19.619 | 19.6277 | 19.6368 | 19.6477 | 19.66 | 19.6536 | 19.6463 | 19.6398 | 19.6353 | 19.6276 | 19.6198 | 19.6117 | 19.6033 | 19.5947 | 19.5852
| 29.2FP | Measured personal washing | Input brief explanation here | l/h/d | 1 | 50.9161 | 51.8808 | 52.8997 | 53.8851 | 54.8781 | 56.0381 | 57.1311 | 58.1742 | 59.2015 | 60.2939 | 61.3524 | 62.3798 | 63.3989 | 64.3776 | 64.5189 | 64.7173 | 64.9117 | 65.1072 | 65.3033 | 65.3844 | 65.4628 | 65.5441 | 65.6328 | 65.711 | 65.7888 | 65.8664 | 65.9435 | 66.0199 | 66.0937
| 29.3FP | Measured clothes washing | Input brief explanation here | l/h/d | 1 | 14.9846 | 14.9225 | 14.8742 | 14.8216 | 14.741 | 14.7141 | 14.6761 | 14.6299 | 14.5829 | 14.5516 | 14.5141 | 14.4705 | 14.4258 | 14.3724 | 14.2863 | 14.2125 | 14.1375 | 14.0621 | 13.9864 | 13.8878 | 13.7883 | 13.6891 | 13.5911 | 13.4906 | 13.3897 | 13.2885 | 13.1869 | 13.0849 | 12.9821
| 29.4FP | Measured dish washing | Input brief explanation here | l/h/d | 1 | 11.8057 | 11.8292 | 11.8635 | 11.8895 | 11.8969 | 11.9443 | 11.9799 | 12.0068 | 12.0318 | 12.0695 | 12.1016 | 12.1284 | 12.1541 | 12.1724 | 12.1901 | 12.2186 | 12.2463 | 12.2741 | 12.3019 | 12.308 | 12.3136 | 12.3197 | 12.3272 | 12.3326 | 12.3379 | 12.3432 | 12.3483 | 12.3532 | 12.3577
| 29.5FP | Measured miscellaneous internal use | Input brief explanation here | l/h/d | 1 | 14.1247 | 14.0871 | 14.0566 | 14.0276 | 13.8253 | 13.7031 | 13.5954 | 13.4995 | 13.4176 | 13.3138 | 13.2257 | 13.1494 | 13.0858 | 13.0263 | 12.9771 | 12.9466 | 12.922 | 12.9034 | 12.8898 | 12.901 | 12.9116 | 12.9229 | 12.9357 | 12.9465 | 12.9572 | 12.968 | 12.9787 | 12.9893 | 12.9995
| 29.6FP | Measured external use | Input brief explanation here | l/h/d | 1 | 1.3945 | 1.4464 | 1.4987 | 1.5495 | 1.5796 | 1.617 | 1.6541 | 1.6912 | 1.7289 | 1.766 | 1.8037 | 1.8417 | 1.8804 | 1.9188 | 1.9568 | 1.9971 | 2.0377 | 2.0786 | 2.1199 | 2.161 | 2.2018 | 2.2427 | 2.2838 | 2.3245 | 2.3652 | 2.4057 | 2.4463 | 2.4867 | 2.527
| 30FP | Unmeasured Household - PCC | (26FP*1,000,000)/(52FP*1,000) | l/h/d | 1 | 146 | 145 | 144 | 144 | 144 | 144 | 144 | 143 | 143 | 143 | 143 | 143 | 143 | 143 | 143 | 142 | 142 | 142 | 145 | 145 | 145 | 145 | 145 | 145 | 145 | 145 | 145 | 145 | 145
| 30.1FP | Unmeasured toilet flushing | Input brief explanation here | l/h/d | 1 | 32.6452 | 31.7332 | 30.8698 | 29.9908 | 29.2107 | 28.4238 | 27.6211 | 26.8074 | 25.9907 | 25.1649 | 24.336 | 23.5037 | 22.672 | 21.8339 | 21.811 | 21.8025 | 21.7978 | 21.8042 | 22.1655 | 22.1507 | 22.1349 | 22.1191 | 22.1038 | 22.0864 | 22.0685 | 22.05 | 22.031 | 22.0114 | 21.991
| 30.2FP | Unmeasured personal washing | Input brief explanation here | l/h/d | 1 | 61.0816 | 61.8371 | 62.68 | 63.4858 | 64.5029 | 65.5156 | 66.5014 | 67.4678 | 68.4334 | 69.3807 | 70.3242 | 71.2618 | 72.2058 | 73.1333 | 73.1774 | 73.2701 | 73.3755 | 73.5192 | 74.8615 | 74.9362 | 75.008 | 75.0796 | 75.1533 | 75.2203 | 75.2856 | 75.3492 | 75.4112 | 75.4714 | 75.529
| 30.3FP | Unmeasured clothes washing | Input brief explanation here | l/h/d | 1 | 17.5474 | 17.4036 | 17.2854 | 17.1577 | 17.0869 | 17.0136 | 16.9322 | 16.845 | 16.7569 | 16.6637 | 16.5691 | 16.4728 | 16.3775 | 16.2782 | 16.1576 | 16.0475 | 15.9398 | 15.8399 | 15.9957 | 15.8781 | 15.7596 | 15.6409 | 15.5223 | 15.402 | 15.2812 | 15.1598 | 15.0379 | 14.9154 | 14.7922
| 30.4FP | Unmeasured dish washing | Input brief explanation here | l/h/d | 1 | 13.893 | 13.852 | 13.8313 | 13.8028 | 13.8201 | 13.8356 | 13.8448 | 13.8495 | 13.8536 | 13.8536 | 13.8526 | 13.8503 | 13.8489 | 13.8441 | 13.8419 | 13.8489 | 13.8582 | 13.8747 | 14.1172 | 14.1205 | 14.1232 | 14.1258 | 14.1288 | 14.1305 | 14.1319 | 14.133 | 14.1337 | 14.1341 | 14.134
| 30.5FP | Unmeasured miscellaneous internal use | Input brief explanation here | l/h/d | 1 | 18.8529 | 18.8115 | 18.7975 | 18.773 | 18.8107 | 18.8462 | 18.873 | 18.8937 | 18.9137 | 18.9281 | 18.9412 | 18.9524 | 18.9649 | 18.9729 | 18.9843 | 19.0084 | 19.0357 | 19.073 | 19.4212 | 19.4406 | 19.4593 | 19.4778 | 19.497 | 19.5143 | 19.5313 | 19.5478 | 19.5639 | 19.5795 | 19.5944
| 30.6FP | Unmeasured external use | Input brief explanation here | l/h/d | 1 | 1.4917 | 1.5354 | 1.5813 | 1.6264 | 1.6762 | 1.7258 | 1.7746 | 1.8229 | 1.8711 | 1.9188 | 1.9663 | 2.0137 | 2.061 | 2.108 | 2.1547 | 2.2022 | 2.2497 | 2.2977 | 2.366 | 2.4122 | 2.4582 | 2.504 | 2.5496 | 2.595 | 2.6402 | 2.6852 | 2.7301 | 2.7747 | 2.8192
| 31FP | Average Household - PCC | ((25FP+26FP)*1,000,000))/(51FP+52FP*1,000) | l/h/d | 1 | 135.6041 | 134.7798 | 134.1374 | 133.5801 | 132.513 | 131.7724 | 131.0488 | 130.3156 | 129.6312 | 128.7108 | 127.8255 | 126.9689 | 126.1735 | 125.3715 | 124.3828 | 123.54 | 122.734 | 121.9704 | 121.2451 | 121.3075 | 121.3805 | 121.4563 | 121.5418 | 121.6058 | 121.686 | 121.7625 | 121.8468 | 121.9264 | 122.0002
| 32FP | Water Taken Unbilled | Calculated BL+Preferred options | Ml/d | 1 | 31.3925 | 31.3925 | 31.3925 | 31.3925 | 31.3925 | 31.3925 | 31.3925 | 31.3925 | 31.3925 | 31.3925 | 31.3925 | 31.3925 | 31.3925 | 31.3925 | 31.3925 | 31.3925 | 31.3925 | 31.3925 | 31.3925 | 31.3925 | 31.3925 | 31.3925 | 31.3925 | 31.3925 | 31.3925 | 31.3925 | 31.3925 | 31.3925 | 31.3925
| 33FP | Distribution System Operational Use | Calculated BL+Preferred options | Ml/d | 1 | 3.6663 | 3.6663 | 3.6663 | 3.6663 | 3.6663 | 3.6663 | 3.6663 | 3.6663 | 3.6663 | 3.6663 | 3.6663 | 3.6663 | 3.6663 | 3.6663 | 3.6663 | 3.6663 | 3.6663 | 3.6663 | 3.6663 | 3.6663 | 3.6663 | 3.6663 | 3.6663 | 3.6663 | 3.6663 | 3.6663 | 3.6663 | 3.6663 | 3.6663
Leakage | 34FP | Measured Non Household - USPL | Calculated BL+Preferred options | Ml/d | 2 | 3.6433 | 3.6433 | 3.6433 | 3.6433 | 3.6433 | 3.6433 | 3.6433 | 3.6433 | 3.6433 | 3.6433 | 3.6433 | 3.6433 | 3.6433 | 3.6433 | 3.6433 | 3.6433 | 3.6433 | 3.6433 | 3.6433 | 3.6433 | 3.6433 | 3.6433 | 3.6433 | 3.6433 | 3.6433 | 3.6433 | 3.6433 | 3.6433 | 3.6433
| 35FP | Unmeasured Non Household - USPL | Calculated BL+Preferred options | Ml/d | 2 | 0.16023 | 0.16023 | 0.16023 | 0.16023 | 0.16023 | 0.16023 | 0.16023 | 0.16023 | 0.16023 | 0.16023 | 0.16023 | 0.16023 | 0.16023 | 0.16023 | 0.16023 | 0.16023 | 0.16023 | 0.16023 | 0.16023 | 0.16023 | 0.16023 | 0.16023 | 0.16023 | 0.16023 | 0.16023 | 0.16023 | 0.16023 | 0.16023 | 0.16023
| 36FP | Measured Household - USPL | Calculated BL+Preferred options | Ml/d | 2 | 24.232 | 24.7011 | 25.1614 | 25.613 | 29.3447 | 30.9744 | 32.532 | 34.028 | 35.4798 | 37.7011 | 39.8756 | 42.0022 | 44.0889 | 46.1297 | 48.1375 | 50.1138 | 52.0516 | 53.9519 | 55.8157 | 55.7215 | 55.6286 | 55.5368 | 55.4461 | 55.3566 | 55.2682 | 54.8852 | 54.509 | 54.1394 | 53.7762
| 37FP | Unmeasured Household - USPL | Calculated BL+Preferred options | Ml/d | 2 | 33.659 | 33.0768 | 32.4947 | 31.9125 | 28.0644 | 26.3198 | 24.6491 | 23.0413 | 21.4794 | 19.1494 | 16.8676 | 14.6352 | 12.4441 | 10.3002 | 8.1908 | 6.1141 | 4.0772 | 2.0791 | 0.11888 | 0.11771 | 0.11657 | 0.11545 | 0.11434 | 0.11326 | 0.11219 | 0.11054 | 0.10893 | 0.10736 | 0.10583
| 38FP | Void Properties - USPL | Calculated BL+Preferred options | Ml/d | 2 | 3.6433 | 3.6433 | 3.6433 | 3.6433 | 3.6433 | 3.6433 | 3.6433 | 3.6433 | 3.6433 | 3.6433 | 3.6433 | 3.6433 | 3.6433 | 3.6433 | 3.6433 | 3.6433 | 3.6433 | 3.6433 | 3.6433 | 3.6433 | 3.6433 | 3.6433 | 3.6433 | 3.6433 | 3.6433 | 3.6433 | 3.6433 | 3.6433 | 3.6433
| 39FP | Distribution Losses | Calculated BL+Preferred options | Ml/d | 2 | 217.6623 | 213.8253 | 209.4672 | 207.1578 | 207.2742 | 191.389 | 170.2522 | 149.3639 | 149.4741 | 149.5828 | 149.69 | 149.7958 | 149.9002 | 150.0033 | 150.1049 | 150.2053 | 150.3044 | 150.4022 | 149.5687 | 149.664 | 149.7581 | 145.221 | 141.0728 | 136.0434 | 136.1329 | 136.5175 | 136.8953 | 137.2665 | 137.6313
| 40FP | Total Leakage | Sum(34FP:39FP) | Ml/d | 2 | 283 | 279.05 | 274.57 | 272.13 | 272.13 | 256.13 | 234.88 | 213.88 | 213.88 | 213.88 | 213.88 | 213.88 | 213.88 | 213.88 | 213.88 | 213.88 | 213.88 | 213.88 | 212.95 | 212.95 | 212.95 | 208.32 | 204.08 | 198.96 | 198.96 | 198.96 | 198.96 | 198.96 | 198.96
| 41FP | Total Leakage | (40FP*1,000,000)/(48FP*1,000) | l/prop/d | 2 | 122.6298 | 119.738 | 116.4583 | 114.2136 | 113.0981 | 105.4244 | 95.829 | 86.5528 | 85.8625 | 85.2378 | 84.6294 | 84.0537 | 83.4816 | 82.9628 | 82.4247 | 81.8344 | 81.2511 | 80.6746 | 79.7553 | 78.753 | 77.7836 | 75.175 | 72.7748 | 70.1274 | 69.331 | 68.5588 | 67.8097 | 67.0824 | 66.3762
Customer: Properties | 42FP | Measured Non Household - Properties | Input (total, excluding voids) | 000's | 2 | 103.5734 | 103.9963 | 104.4193 | 104.8422 | 105.2652 | 105.6881 | 106.1111 | 106.5341 | 106.9572 | 107.3802 | 107.8033 | 108.2264 | 108.6495 | 109.0726 | 109.4958 | 109.9189 | 110.3421 | 110.7653 | 111.1885 | 111.6117 | 112.035 | 112.4583 | 112.8815 | 113.3048 | 113.7282 | 114.1515 | 114.5748 | 114.9982 | 115.4216
| 43FP | Unmeasured Non Household - Properties | Input (total, excluding voids) | 000's | 2 | 5.7318 | 5.6372 | 5.5426 | 5.448 | 5.3534 | 5.2588 | 5.1642 | 5.0696 | 4.975 | 4.8804 | 4.7858 | 4.6912 | 4.5966 | 4.502 | 4.4075 | 4.3129 | 4.2183 | 4.1237 | 4.0291 | 3.9345 | 3.8399 | 3.7453 | 3.6507 | 3.5561 | 3.4615 | 3.3669 | 3.2723 | 3.1777 | 3.0831
| 44FP | All void non-households - properties | Input (voids in each year) | 000's | 2 | 25.3028 | 25.3028 | 25.3028 | 25.3028 | 25.3028 | 25.3028 | 25.3028 | 25.3028 | 25.3028 | 25.3028 | 25.3028 | 25.3028 | 25.3028 | 25.3028 | 25.3028 | 25.3028 | 25.3028 | 25.3028 | 25.3028 | 25.3028 | 25.3028 | 25.3028 | 25.3028 | 25.3028 | 25.3028 | 25.3028 | 25.3028 | 25.3028 | 25.3028
| 45FP | Measured Household - Properties (excl voids) | Pre-plan year = input. Forecast years = Previous year 45FP + sum(45.1FP:45.6FP) | 000's | 2 | 892.5575 | 936.5934 | 985.0313 | 1031.2611 | 1108.1599 | 1184.518 | 1258.6242 | 1330.8758 | 1402.5453 | 1505.1201 | 1607.4183 | 1708.929 | 1810.5059 | 1910.607 | 2011.4571 | 2114.1314 | 2216.7937 | 2319.4441 | 2422.1208 | 2455.779 | 2489.1518 | 2522.239 | 2555.0458 | 2587.5778 | 2619.8397 | 2651.8368 | 2683.574 | 2715.0558 | 2746.2871
| 45.1FP | New properties | Input (new builds in each year) | 000's | 2 | 21.3536 | 23.569 | 27.9867 | 25.7947 | 24.3256 | 24.1708 | 22.2977 | 20.8145 | 20.5971 | 18.9615 | 18.6983 | 17.9242 | 18.0034 | 16.5403 | 17.3017 | 19.1383 | 19.1383 | 19.1383 | 19.1763 | 19.1763 | 19.1821 | 19.1821 | 19.1821 | 19.1821 | 19.1821 | 19.1821 | 19.1821 | 19.1821 | 19.1821
| 45.2FP | Meter optants - properties | Input (meter optants in each year) | 000's | 2 | 18.868 | 20.7782 | 20.7782 | 20.7782 | 19.9321 | 19.5613 | 19.1971 | 18.8399 | 18.4893 | 18.1452 | 17.8075 | 17.4757 | 17.1504 | 16.8316 | 16.518 | 16.2109 | 15.9089 | 15.6128 | 15.3226 | 15.0369 | 14.757 | 14.4824 | 14.2129 | 13.9486 | 13.6889 | 13.4344 | 13.1844 | 12.9389 | 12.6981
| 45.3FP | Compulsory metering - properties | Input (compulsory meters in each year) | 000's | 2 | 0 | 0 | 0 | 0 | 33 | 33 | 33 | 33 | 33 | 65.8989 | 66.2365 | 66.5683 | 66.8936 | 67.2125 | 67.5261 | 67.8332 | 68.1351 | 68.4312 | 68.7215 | 0 | 0 | 0 | 0 | 0 | 0 | 0 | 0 | 0 | 0
| 45.4FP | Metering on change of occupancy - properties | Input (change of occupancy meters in each year) | 000's | 2 | 0 | 0 | 0 | 0 | 0 | 0 | 0 | 0 | 0 | 0 | 0 | 0 | 0 | 0 | 0 | 0 | 0 | 0 | 0 | 0 | 0 | 0 | 0 | 0 | 0 | 0 | 0 | 0 | 0
| 45.5FP | Selective metering properties | Input (selective meters in each year) | 000's | 2 | 0 | 0 | 0 | 0 | 0 | 0 | 0 | 0 | 0 | 0 | 0 | 0 | 0 | 0 | 0 | 0 | 0 | 0 | 0 | 0 | 0 | 0 | 0 | 0 | 0 | 0 | 0 | 0 | 0
| 45.6FP | Other changes to existing metering - properties | Input (other changes to meters in each year) | 000's | 2 | 0 | -0.31129 | -0.32691 | -0.34309 | -0.35885 | -0.37395 | -0.38859 | -0.40288 | -0.41693 | -0.43074 | -0.44421 | -0.45749 | -0.47056 | -0.48331 | -0.4957 | -0.50804 | -0.52012 | -0.53199 | -0.54363 | -0.55506 | -0.56628 | -0.57728 | -0.58808 | -0.59868 | -0.60908 | -0.61929 | -0.62932 | -0.63915 | -0.64881
| 45.7FP | Measured void households - properties | Input (voids in each year) | 000's | 2 | 42.7545 | 42.7545 | 42.7545 | 42.7545 | 102.2504 | 102.2504 | 102.2504 | 102.2504 | 102.2504 | 102.2504 | 102.2504 | 102.2504 | 102.2504 | 102.2504 | 102.2504 | 102.2504 | 102.2504 | 102.2504 | 102.2504 | 102.2504 | 102.2504 | 102.2504 | 102.2504 | 102.2504 | 102.2504 | 102.2504 | 102.2504 | 102.2504 | 102.2504
| 46FP | Unmeasured households - properties (excl void) | Input (total) | 000's | 2 | 1178.3422 | 1156.7247 | 1135.1226 | 1113.5359 | 1059.8106 | 1006.4943 | 953.5803 | 901.0611 | 848.93 | 764.2812 | 679.6927 | 595.1645 | 510.6965 | 426.2886 | 341.9409 | 257.6533 | 173.4257 | 89.2581 | 5.1504 | 5.1468 | 5.1431 | 5.1394 | 5.1358 | 5.1321 | 5.1285 | 5.1248 | 5.1212 | 5.1175 | 5.1139
| 47FP | Unmeasured void households - properties | Input (voids in each year) | 000's | 2 | 59.4959 | 59.4959 | 59.4959 | 59.4959 | 0 | 0 | 0 | 0 | 0 | 0 | 0 | 0 | 0 | 0 | 0 | 0 | 0 | 0 | 0 | 0 | 0 | 0 | 0 | 0 | 0 | 0 | 0 | 0 | 0
| 48FP | Total Resource Zone Properties (incl voids) | SUM(42FP:45FP)+45.7FP+46FP+47FP | 000's | 2 | 2307.7582 | 2330.5048 | 2357.6689 | 2382.6403 | 2406.1422 | 2429.5125 | 2451.033 | 2471.0938 | 2490.9606 | 2509.2152 | 2527.2533 | 2544.5643 | 2562.0017 | 2578.0234 | 2594.8544 | 2613.5696 | 2632.3329 | 2651.1443 | 2670.042 | 2704.0252 | 2737.723 | 2771.1351 | 2804.267 | 2837.1241 | 2869.711 | 2902.0332 | 2934.0955 | 2965.9024 | 2997.4589
Customer: Population | 49FP | Measured Non Household - Population | Input (total) | 000's | 2 | 93.773 | 93.773 | 93.773 | 93.773 | 93.773 | 93.773 | 93.773 | 93.773 | 93.773 | 93.773 | 93.773 | 93.773 | 93.773 | 93.773 | 93.773 | 93.773 | 93.773 | 93.773 | 93.773 | 93.773 | 93.773 | 93.773 | 93.773 | 93.773 | 93.773 | 93.773 | 93.773 | 93.773 | 93.773
| 50FP | Unmeasured Non Household - Population | Input (total) | 000's | 2 | 0 | 0 | 0 | 0 | 0 | 0 | 0 | 0 | 0 | 0 | 0 | 0 | 0 | 0 | 0 | 0 | 0 | 0 | 0 | 0 | 0 | 0 | 0 | 0 | 0 | 0 | 0 | 0 | 0
| 51FP | Measured Household - Population | Input (total) | 000's | 2 | 1980.7944 | 2056.6622 | 2140.6526 | 2220.8094 | 2403.5836 | 2583.931 | 2759.7903 | 2931.9285 | 3101.9753 | 3351.7014 | 3600.3725 | 3847.1003 | 4092.763 | 4336.1602 | 4579.3889 | 4821.2336 | 5061.5057 | 5299.8111 | 5536.1134 | 5562.7776 | 5589.7257 | 5616.471 | 5642.6146 | 5669.7016 | 5696.8602 | 5724.0907 | 5751.3977 | 5778.8121 | 5806.5012
| 52FP | Unmeasured Household - Population | Input (total) | 000's | 2 | 3000.514 | 2959.8159 | 2909.3126 | 2862.2297 | 2712.0834 | 2564.9474 | 2422.4392 | 2283.4483 | 2146.2914 | 1928.9916 | 1712.8606 | 1497.8689 | 1283.3808 | 1070.2547 | 857.3186 | 644.1463 | 432.1632 | 221.4372 | 12.2577 | 12.2196 | 12.1825 | 12.1456 | 12.1079 | 12.0728 | 12.0383 | 12.0044 | 11.9712 | 11.9386 | 11.9071
| 53FP | Total Resource Zone Population | 49FP+Sum(50FP:52FP) | 000's | 2 | 5075.0814 | 5110.251 | 5143.7382 | 5176.8121 | 5209.44 | 5242.6513 | 5276.0025 | 5309.1498 | 5342.0396 | 5374.466 | 5407.0061 | 5438.7422 | 5469.9168 | 5500.1879 | 5530.4806 | 5559.1529 | 5587.4419 | 5615.0214 | 5642.1441 | 5668.7701 | 5695.6813 | 5722.3896 | 5748.4955 | 5775.5474 | 5802.6715 | 5829.8681 | 5857.1419 | 5884.5237 | 5912.1813
Occupancy | 54FP | Measured Household - Occupancy Rate (average) (excl voids) | 51FP/45FP | h/prop | 1 | 2.2192 | 2.1959 | 2.1732 | 2.1535 | 2.169 | 2.1814 | 2.1927 | 2.203 | 2.2117 | 2.2269 | 2.2398 | 2.2512 | 2.2606 | 2.2695 | 2.2767 | 2.2805 | 2.2833 | 2.2849 | 2.2856 | 2.2652 | 2.2456 | 2.2268 | 2.2084 | 2.1911 | 2.1745 | 2.1585 | 2.1432 | 2.1284 | 2.1143
| 55FP | Unmeasured Household - Occupancy Rate | 52BL/46BL | h/prop | 1 | 2.5464 | 2.5588 | 2.563 | 2.5704 | 2.559 | 2.5484 | 2.5404 | 2.5342 | 2.5282 | 2.5239 | 2.5201 | 2.5167 | 2.513 | 2.5106 | 2.5072 | 2.5001 | 2.4919 | 2.4809 | 2.3799 | 2.3742 | 2.3687 | 2.3632 | 2.3576 | 2.3524 | 2.3473 | 2.3424 | 2.3376 | 2.3329 | 2.3284
Metering | 56FP | Total Household Metering penetration (excl. voids) | 45FP/45FP+46FP | % | 0 | 43.1% | 44.74% | 46.46% | 48.08% | 51.12% | 54.06% | 56.89% | 59.63% | 62.29% | 66.32% | 70.28% | 74.17% | 78% | 81.76% | 85.47% | 89.14% | 92.74% | 96.29% | 99.79% | 99.79% | 99.79% | 99.8% | 99.8% | 99.8% | 99.8% | 99.81% | 99.81% | 99.81% | 99.81%
| 57FP | Total Household Metering penetration (incl. voids) | 45FP/(45FP+45.7FP+46FP+47FP) | % | 0 | 41.07% | 42.66% | 44.32% | 45.89% | 48.81% | 51.65% | 54.38% | 57.02% | 59.59% | 63.46% | 67.27% | 71.02% | 74.71% | 78.33% | 81.91% | 85.45% | 88.94% | 92.37% | 95.75% | 95.81% | 95.86% | 95.92% | 95.97% | 96.02% | 96.06% | 96.11% | 96.15% | 96.2% | 96.24%
|  | Company: | Severn Trent Water
|  | Resource Zone Name: | Strategic Grid
|  | Resource Zone Number: | 13
|  | Planning Scenario Name: | Dry Year Annual Average
|  | Chosen Level of Service: | No more than 3 in 100 Temporary Use Bans

## 9. FP SDB
Table 9: Final planning water supply
| Row Ref | Component | Derivation | Unit | Decimal places | 2016-17 | For info 2017-18 | For info 2018-19 | For info 2019-20 | 2020-21 | 2021-22 | 2022-23 | 2023-24 | 2024-25 | 2025-26 | 2026-27 | 2027-28 | 2028-29 | 2029-2030 | 2030-2031 | 2031-2032 | 2032-33 | 2033-34 | 2034-35 | 2035-36 | 2036-37 | 2037-38 | 2038-39 | 2039-40 | 2040-41 | 2041-42 | 2042-43 | 2043-44 | 2044-45
SDB | 11FP | Distribution Input | 19FP+20FP+21FP+22FP+32FP+33FP+38FP+39FP | Ml/d | 2 | 1230.8262 | 1227.7022 | 1224.3197 | 1223.7373 | 1222.4015 | 1208.19 | 1188.3328 | 1168.5638 | 1169.1348 | 1169.367 | 1169.0454 | 1168.7144 | 1167.9392 | 1168.247 | 1166.8999 | 1166.1068 | 1164.7506 | 1164.7547 | 1163.2685 | 1167.0007 | 1170.1685 | 1170.0382 | 1169.6512 | 1168.3909 | 1171.7107 | 1176.341 | 1180.3857 | 1184.428 | 1187.826
| 12FP | Water Available For Use (own sources) | 7FP-(10FP) | Ml/d | 2 | 1315.6731 | 1313.6731 | 1311.6731 | 1309.6731 | 1307.6731 | 1305.6731 | 1303.6731 | 1301.6731 | 1339.2731 | 1337.2731 | 1335.2731 | 1333.2731 | 1345.7731 | 1444.7731 | 1358.2731 | 1357.7731 | 1357.2731 | 1361.9731 | 1363.9731 | 1353.4731 | 1352.9731 | 1353.3731 | 1352.8731 | 1352.3731 | 1351.8731 | 1351.3731 | 1350.8731 | 1350.3731 | 1349.8731
| 13FP | Total Water Available For Use | 12FP+(2FP+3FP)-(5FP+6FP) | Ml/d | 2 | 1321.6731 | 1319.6731 | 1317.6731 | 1315.6731 | 1313.6731 | 1311.6731 | 1309.6731 | 1307.6731 | 1350.2731 | 1348.2731 | 1346.2731 | 1364.2731 | 1376.7731 | 1445.7731 | 1359.2731 | 1358.7731 | 1358.2731 | 1362.9731 | 1364.9731 | 1339.4731 | 1338.9731 | 1339.3731 | 1338.8731 | 1338.3731 | 1337.8731 | 1337.3731 | 1336.8731 | 1336.3731 | 1335.8731
| 14FP | Target headroom (climate change component) | Input | Ml/d | 2 | -2.5412e-10 | 20.287 | 40.9966 | 60.4498 | 80.9501 | 101.2553 | 121.9285 | 142.0192 | 162.2775 | 160.0258 | 175.8853 | 196.203 | 211.2186 | 232.1263 | 197.3302 | 202.0738 | 202.1488 | 207.8065 | 210.8335 | 169.422 | 172.5988 | 178.7872 | 180.8132 | 184.8729 | 148.0451 | 154.3206 | 154.9739 | 159.6254 | 157.4227
| 15FP | Target headroom (All other components) | Input | Ml/d | 2 | 33.5261 | 21.5946 | 12.731 | 9.3537 | 4.1698 | 2.1451 | -0.8058 | -3.2471 | -4.0462 | -7.593 | -7.1663 | -7.0987 | -8.9989 | -9.1269 | -11.294 | -13.8007 | -11.0317 | -11.8082 | -12.5652 | -12.2955 | -13.0903 | -12.352 | -14.3337 | -17.482 | -15.046 | -14.697 | -13.5106 | -14.0709 | -14.3985
| 16FP | Target Headroom | 14FP+15FP | Ml/d | 2 | 33.5261 | 41.8816 | 53.7277 | 69.8035 | 85.1199 | 103.4004 | 121.1227 | 138.7721 | 158.2313 | 152.4328 | 168.719 | 189.1043 | 202.2196 | 222.9995 | 186.0362 | 188.2731 | 191.1171 | 195.9984 | 198.2683 | 157.1266 | 159.5086 | 166.4353 | 166.4796 | 167.3909 | 132.9992 | 139.6237 | 141.4632 | 145.5545 | 143.0242
| 17FP | Available Headroom | 13FP-11FP | Ml/d | 2 | 90.8469 | 91.9708 | 93.3534 | 91.9358 | 91.2716 | 103.4831 | 121.3403 | 139.1093 | 181.1383 | 178.9061 | 177.2277 | 195.5587 | 208.8339 | 277.526 | 192.3731 | 192.6663 | 193.5225 | 198.2183 | 201.7046 | 172.4723 | 168.8046 | 169.3349 | 169.2219 | 169.9822 | 166.1624 | 161.0321 | 156.4874 | 151.9451 | 148.0471
| 18FP | Supply Demand Balance | 17FP-16FP | Ml/d | 2 | 57.3208 | 50.0892 | 39.6257 | 22.1323 | 6.1517 | 0.082753 | 0.21757 | 0.33718 | 22.907 | 26.4733 | 8.5087 | 6.4544 | 6.6143 | 54.5266 | 6.3369 | 4.3932 | 2.4054 | 2.22 | 3.4363 | 15.3458 | 9.296 | 2.8996 | 2.7423 | 2.5912 | 33.1632 | 21.4084 | 15.0242 | 6.3906 | 5.0229
|  | Company: | Severn Trent Water
|  | Resource Zone Name: | Strategic Grid
|  | Resource Zone Number: | 13
|  | Planning Scenario Name: | Dry Year Annual Average
|  | Chosen Level of Service: | No more than 3 in 100 Temporary Use Bans

## 10. Drought plan links
Table 10: Drought plan links and Deployable Output Overview
10.1 Planning scenarios |  |  |  |  | 10.2 Water resources management plan | [7 empty] | 10.3 Drought plan | [14 empty] | 10.4 Demand
Drought Scenarios | Drought Description | Drought Severity | Plan in which scenario is used (highlights overlaps) |  | WRMP DO of Sources (not including drought measures) | WRMP Additional Yield from Drought Supply Measures (eg drought permits or orders) |  |  | WRMP Impact on DO of drought plan Demand Restrictions (eg TUBs) |  |  | WRMP DO Levels of Service | Drought Plan Additional Yield from Further Supply Measures (eg drought permits or orders) |  |  | Drought Plan Additional Yield from Further Supply Measures (eg drought permits or orders) |  |  | Drought Plan Additional Yield from Further Supply Measures (eg drought permits or orders) |  |  | Drought Plan Additional Yield from Further Supply Measures (eg drought permits or orders) |  |  | Drought Plan Impact on DO of Further Demand Restrictions (eg TUBs) |  |  | Unrestricted Demand | Restricted Demand
|  |  | WRMP | Drought Plan | DO (Ml/d) | Description | Marginal Benefit (Ml/d) | DO (Ml/d) | Description | Marginal Benefit (Ml/d) | DO (Ml/d) | DO (Ml/d) | Description | Marginal Benefit (Ml/d) | DO (Ml/d) | Description | Marginal Benefit (Ml/d) | DO (Ml/d) | Description | Marginal Benefit (Ml/d) | DO (Ml/d) | Description | Marginal Benefit (Ml/d) | DO (Ml/d) | Description | Marginal Benefit (Ml/d) | DO (Ml/d) | Ml/d | Ml/d
Historic Droughts | 1887-89 | Severe historic drought | Y | n | 1435 | (6) | 0 | 0 | (1) | 0 | 1435 | 1435 | (2) | 0 | 1435 | (3) | 0 | 1435 | (4) | 8 | 1443 | (5) | 17.8 | 0 | (6) | 0 | 0 | 1215.7 | 1154.9
| 1933-34 | Severe historic drought | Y | Y | 1435 | (6) | 0 | 0 | (1) | 0 | 1435 | 1435 | (2) | 0 | 1435 | (3) | 0 | 1435 | (4) | 8 | 1443 | (5) | 17.8 | 0 | (6) | 0 | 0 | 1215.7 | 1154.9
| 1975-76 | Severe historic drought | Y | Y | 1435 | (6) | 0 | 0 | (1) | 0 | 1435 | 1435 | (2) | 0 | 1435 | (3) | 0 | 1435 | (4) | 8 | 1443 | (5) | 17.8 | 0 | (6) | 0 | 0 | 1215.7 | 1154.9
| 1995-96 | TUBs last implemented | Y | Y | 1435 | (6) | 0 | 0 | (1) | 0 | 1435 | 1435 | (2) | 0 | 1435 | (3) | 0 | 1435 | (4) | 8 | 1443 | (5) | 17.8 | 0 | (6) | 0 | 0 | 1215.7 | 1154.9
Additional Drought Scenarios | Scenario 141 | 1 in 200 yr 30-month (0.50% chance of occurance) | Y | n | 1435 | (6) | 0 | 0 | (1) | 0 | 1435 | 1435 | (2) | 0 | 1435 | (3) | 0 | 1435 | (4) | 8 | 1443 | (5) | 17.8 | 0 | (6) | 0 | 0 | 1215.7 | 1154.9
| Scenario 43 | 1 in 300 yr 18-month (0.33% chance of occurance) | Y | n | 1415 | (6) | 0 | 0 | (1) | 0 | 1415 | 1415 | (2) | 0 | 1415 | (3) | 0 | 1415 | (4) | 7 | 1422 | (5) | 17.8 | 0 | (6) | 0 | 0 | 1215.7 | 1154.9
| Scenario 169 | 1 in 500 yr 30-month (0.20% of chance of occurance) | Y | n | 1410 | (6) | 0 | 0 | (1) | 0 | 1410 | 1410 | (2) | 0 | 1410 | (3) | 0 | 1410 | (4) | 6 | 1416 | (5) | 17.8 | 0 | (6) | 0 | 0 | 1215.7 | 1154.9
| Scenario 161 | 1 in 1000 yr 24-month (0.10% chance of occurance) | Y | n | 1316 | (6) | 0 | 0 | (1) | 0 | 1316 | 1316 | (2) | 0 | 1316 | (3) | 0 | 1316 | (4) | 0 | 1316 | (5) | 17.8 | 0 | (6) | 0 | 0 | 1215.7 | 1154.9
Reported DO for WRMP tables highlighted in yellow
10.5 Summary report
WRMP DO Overview | [8 empty] | Drought Plan Overview
DO Modelling Assumptions- each drought event is modelled over a 95-year run with LoS at 1 in 33-years (1 TUBs and 1 NEUBs) for the Demand Restrictions Run (1) in the data table and emergency storage is not used under any run. | [8 empty] | For the Strategic Grid WRZ there are 4 drought supply measures included which are included in our drought plan- these are 3 different drought permit/orders and a range of emergency drought sources. For the purposes of this table the total yield from all emergency sources are presented together. Please see our most recent drought plan and the associated Environmental Assessment Reports for more information.
Additional Drought Scenarios | [8 empty] | Drought Supply Measures and Demand Restrictions Further Details
Drought scenarios selected from our drought library of 200 stochastic scenarios. The scenarios presented in the table provide a range of drought severities and durations for plausible events. See Appendix A9 of the dWRMP report for more information on their development. | [8 empty] | List individual measures used in scenario e.g. (1) Demand savings restrictions drought measure (TUBs 5% demand saving and NEUBs additional 5% demand saving assumed) (2) Avon and Leam Drought Permit/Order (3) River Derwent Drought Permit/Order for Ambergate and Ladybower (4) Trimpley Drought Permit/Order (5) Additional Drought Plan Actions Emergency Sources- only marginal benefit is included (not DO) as these are calculated outside of our Aquator model (6) No data entered- N/A for the WRZ
Impact on Supply Demand
Drought scenarios from 1 in 300-years to 1 in 1000-years have a DO values lower than the observed droughts and a 1 in 200-years drought scenario. The Trimpley (4) drought permit/order increases DO by approximately 6 to 8 Ml/d all drought scenarios with the exception of the 1 in 1000-year scenario. Drought Plan Emergency Sources (5) have a potential yield of approximately 17.8 Ml/d under all scenarios.
Demands
Unrestricted demand based on total vaule summed across all demand centres for the WRZ in our Aquator model restricted demand is based on the value reported for the unrestricted demand with a 5% reduction to account for an assumed 5% demand savings that could be realised through a TUB.