## TITLE PAGE
Water Resources Planning Tables 2019
v11 - August 2016 with updates upto v14 Oct 17
All queries on the content of this workbook should be sent to:
water-company-plan@environment-agency.gov.uk
Water resource zone information
Company: |  | Severn Trent Water
Resource Zone Name: |  | Whitchurch and Wem |  |  |  |  | Data validation: Cell D20
Resource Zone Number: |  | 14 |  |  |  |  | Dry Year Annual Average
Planning Scenario Name: |  | Dry Year Annual Average | DYAA | Normal Year Annual Average |  |  | Dry Year Critical Period
Chosen Level of Service: |  | No more than 3 in 100 Temporary Use Bans |  |  |  |  | Dry Year Annual Average - benchmarking data
Base Year: |  | 2016-17 |  |  |  |  | Dry Year Critical Period - benchmarking data
Responsible Officer: |  | Marcus O'Kane | Signed: | Marcus O'Kane | Dated: | 2017-11-29
Version: |  | 1 |  | [Digital signature is acceptable]
Key to cells
Clear cells - indicate an input is required
Yellow shaded cells - indicates a formula.
Blue shaded cells - indicate base year data.
Light grey shaded cells - indicate preceding years.
Dark grey cells - indicate that no data entry is required.
Worksheet |  | Content
WRZ summary |  | Supply-Demand Balance and components
1. BL Licences |  | Baseline water resources
2. BL Supply |  | Baseline water supplies
3. BL Demand |  | Baseline demand
4. BL SDB |  | Baseline supply demand balance
5. Feasible options |  | Fixed and Variable costs, Net Present Value, AIC and AISC of all feasible options - confidential
6. Preferred options |  | High level costs of preferred options (Dry Year) - publicly available
7. FP Supply |  | Final Planning water supplies (impact of Scenario options)
8. FP Demand |  | Final Planning demand (impact of Scenario options)
9. FP SDB |  | Final Planning supply demand balance
10. Drought plan links |  | Drought plan links
11. Drought plan links graph |  | Drought plan links graph

## WRZ summary
Summary graphs of water resources planning tables data
DERIVATION | DESCRIPTION | UNITS | 2016-17 | For info 2017-18 | For info 2018-19 | For info 2019-20 | 2020-21 | 2021-22 | 2022-23 | 2023-24 | 2024-25 | 2025-26 | 2026-27 | 2027-28 | 2028-29 | 2029-2030 | 2030-2031 | 2031-2032 | 2032-33 | 2033-34 | 2034-35 | 2035-36 | 2036-37 | 2037-38 | 2038-39 | 2039-40 | 2040-41 | 2041-42 | 2042-43 | 2043-44 | 2044-45
SUPPLY
13BL | Total water available for use | Ml/d | 10.56 | 10.56 | 10.56 | 10.56 | 10.56 | 10.56 | 10.56 | 10.56 | 10.56 | 10.56 | 10.56 | 10.56 | 10.56 | 10.56 | 9.47 | 9.47 | 9.47 | 9.47 | 9.47 | 9.47 | 9.47 | 9.47 | 9.47 | 9.47 | 9.47 | 9.47 | 9.47 | 9.47 | 9.47
13FP | Total water available for use | Ml/d | 10.56 | 10.56 | 10.56 | 10.56 | 10.56 | 10.56 | 10.56 | 10.56 | 10.56 | 10.56 | 10.56 | 10.56 | 10.56 | 10.56 | 9.47 | 9.47 | 9.47 | 9.47 | 9.47 | 9.47 | 9.47 | 9.47 | 9.47 | 9.47 | 9.47 | 9.47 | 9.47 | 9.47 | 9.47
| DEMAND |  | 0
26BL | Unmeasured household consumption | Ml/d | 1.9324 | 1.8902 | 1.8498 | 1.8116 | 1.7726 | 1.735 | 1.6991 | 1.664 | 1.63 | 1.597 | 1.5658 | 1.5356 | 1.5061 | 1.4773 | 1.4484 | 1.4194 | 1.3912 | 1.3638 | 1.3367 | 1.3112 | 1.2862 | 1.2617 | 1.2375 | 1.2141 | 1.1911 | 1.1686 | 1.1466 | 1.1252 | 1.1042
26FP | Unmeasured household consumption | Ml/d | 1.9324 | 1.8902 | 1.8498 | 1.8116 | 1.7726 | 1.735 | 1.6991 | 1.664 | 1.63 | 1.269 | 0.94823 | 0.6317 | 0.31914 | 0.010957 | 0.010882 | 0.010803 | 0.010725 | 0.010649 | 0.010572 | 0.010504 | 0.010437 | 0.01037 | 0.010302 | 0.010236 | 0.010171 | 0.010106 | 0.010043 | 0.0099807 | 0.009919
25BL | Measured household consumption | Ml/d | 1.7913 | 1.8301 | 1.8692 | 1.9102 | 1.947 | 1.988 | 2.0292 | 2.0704 | 2.1113 | 2.1527 | 2.1907 | 2.2283 | 2.2658 | 2.3033 | 2.3319 | 2.3634 | 2.3945 | 2.4254 | 2.4559 | 2.4889 | 2.523 | 2.5566 | 2.5899 | 2.6227 | 2.6551 | 2.6872 | 2.7192 | 2.7508 | 2.7821
25FP | Measured household consumption | Ml/d | 1.7913 | 1.8301 | 1.8692 | 1.9102 | 1.945 | 1.9841 | 2.0235 | 2.063 | 2.1023 | 2.4209 | 2.716 | 3.0081 | 3.2979 | 3.5848 | 3.5889 | 3.5962 | 3.6037 | 3.6113 | 3.619 | 3.6324 | 3.6472 | 3.6617 | 3.6759 | 3.6898 | 3.7041 | 3.7181 | 3.7322 | 3.7461 | 3.7597
23BL+24BL | Non-household consumption | Ml/d | 2.1473 | 2.1556 | 2.1557 | 2.1563 | 2.1498 | 2.1564 | 2.16 | 2.1632 | 2.1585 | 2.1628 | 2.1611 | 2.1592 | 2.1516 | 2.1554 | 2.1537 | 2.1521 | 2.1444 | 2.1479 | 2.1452 | 2.1421 | 2.1327 | 2.1358 | 2.1334 | 2.131 | 2.123 | 2.1265 | 2.1243 | 2.1222 | 2.1144
23FP+24FP | Non-household consumption | Ml/d | 2.1473 | 2.1556 | 2.1557 | 2.1563 | 2.1498 | 2.1564 | 2.16 | 2.1632 | 2.1585 | 2.1628 | 2.1611 | 2.1592 | 2.1516 | 2.1554 | 2.1537 | 2.1521 | 2.1444 | 2.1479 | 2.1452 | 2.1421 | 2.1327 | 2.1358 | 2.1334 | 2.131 | 2.123 | 2.1265 | 2.1243 | 2.1222 | 2.1144
40BL | Total leakage | Ml/d | 3.05 | 3.02 | 2.99 | 2.96 | 2.96 | 2.96 | 2.96 | 2.96 | 2.96 | 2.96 | 2.96 | 2.96 | 2.96 | 2.96 | 2.96 | 2.96 | 2.96 | 2.96 | 2.96 | 2.96 | 2.96 | 2.96 | 2.96 | 2.96 | 2.96 | 2.96 | 2.96 | 2.96 | 2.96
40FP | Total leakage | Ml/d | 3.05 | 3.02 | 2.99 | 2.96 | 2.96 | 2.96 | 2.96 | 2.96 | 2.96 | 2.96 | 2.96 | 2.96 | 2.96 | 2.96 | 2.96 | 2.96 | 2.96 | 2.96 | 2.96 | 2.96 | 2.96 | 2.96 | 2.96 | 2.96 | 2.96 | 2.96 | 2.96 | 2.96 | 2.96
11BL-(23BL:26BL)-40BL | Other components of demand | Ml/d | 0.23389 | 0.23389 | 0.23389 | 0.23389 | 0.23389 | 0.23389 | 0.23389 | 0.23389 | 0.23389 | 0.23389 | 0.23389 | 0.23389 | 0.23389 | 0.23389 | 0.23389 | 0.23389 | 0.23389 | 0.23389 | 0.23389 | 0.23389 | 0.23389 | 0.23389 | 0.23389 | 0.23389 | 0.23389 | 0.23389 | 0.23389 | 0.23389 | 0.23389
11FP-(23FP:26FP)-40FP | Other components of demand | Ml/d | 0.23389 | 0.23389 | 0.23389 | 0.23389 | 0.23389 | 0.23389 | 0.23389 | 0.23389 | 0.23389 | 0.23389 | 0.23389 | 0.23389 | 0.23389 | 0.23389 | 0.23389 | 0.23389 | 0.23389 | 0.23389 | 0.23389 | 0.23389 | 0.23389 | 0.23389 | 0.23389 | 0.23389 | 0.23389 | 0.23389 | 0.23389 | 0.23389 | 0.23389
| Total demand + target headroom (baseline) | Ml/d | 9.5549 | 9.5099 | 9.4686 | 9.4319 | 9.4134 | 9.4233 | 9.4222 | 9.4316 | 9.4337 | 9.4264 | 9.4215 | 9.427 | 9.4273 | 9.4399 | 9.4379 | 9.4488 | 9.444 | 9.4509 | 9.4518 | 9.4661 | 9.4557 | 9.478 | 9.4946 | 9.5016 | 9.4931 | 9.5262 | 9.5341 | 9.5521 | 9.5446
| Total demand + target headroom (final plan) | Ml/d | 9.5549 | 9.5099 | 9.4686 | 9.4319 | 9.4113 | 9.4194 | 9.4165 | 9.4241 | 9.4246 | 9.3666 | 9.3292 | 9.303 | 9.2725 | 9.255 | 9.2573 | 9.273 | 9.2728 | 9.2838 | 9.2887 | 9.3089 | 9.3042 | 9.3317 | 9.3534 | 9.3649 | 9.3611 | 9.3986 | 9.4105 | 9.4321 | 9.4279
SUPPLY-DEMAND BALANCE
16BL | Target headroom | Ml/d | 0.4 | 0.38 | 0.37 | 0.36 | 0.35 | 0.35 | 0.34 | 0.34 | 0.34 | 0.32 | 0.31 | 0.31 | 0.31 | 0.31 | 0.31 | 0.32 | 0.32 | 0.32 | 0.32 | 0.33 | 0.32 | 0.33 | 0.34 | 0.34 | 0.33 | 0.35 | 0.35 | 0.36 | 0.35
16FP | Target headroom | Ml/d | 0.4 | 0.38 | 0.37 | 0.36 | 0.35 | 0.35 | 0.34 | 0.34 | 0.34 | 0.32 | 0.31 | 0.31 | 0.31 | 0.31 | 0.31 | 0.32 | 0.32 | 0.32 | 0.32 | 0.33 | 0.32 | 0.33 | 0.34 | 0.34 | 0.33 | 0.35 | 0.35 | 0.36 | 0.35
17BL | Available headroom | Ml/d | 1.4051 | 1.4301 | 1.4614 | 1.4881 | 1.4966 | 1.4867 | 1.4778 | 1.4684 | 1.4663 | 1.4536 | 1.4485 | 1.443 | 1.4427 | 1.4301 | 0.34213 | 0.34124 | 0.34598 | 0.33907 | 0.33821 | 0.3339 | 0.33428 | 0.32205 | 0.31541 | 0.30836 | 0.30691 | 0.29381 | 0.28593 | 0.27792 | 0.27542
17FP | Available headroom | Ml/d | 1.4051 | 1.4301 | 1.4614 | 1.4881 | 1.4987 | 1.4906 | 1.4835 | 1.4759 | 1.4754 | 1.5134 | 1.5408 | 1.567 | 1.5975 | 1.615 | 0.52269 | 0.51701 | 0.51725 | 0.50624 | 0.50134 | 0.49113 | 0.48582 | 0.46832 | 0.4566 | 0.4451 | 0.43888 | 0.42141 | 0.40951 | 0.39788 | 0.39215
Baseline Supply-Demand Balance:
|  | 2020-21 | 2021-22 | 2022-23 | 2023-24 | 2024-25 | 2025-26 | 2026-27 | 2027-28 | 2028-29 | 2029-2030 | 2030-2031 | 2031-2032 | 2032-33 | 2033-34 | 2034-35 | 2035-36 | 2036-37 | 2037-38 | 2038-39 | 2039-40 | 2040-41 | 2041-42 | 2042-43 | 2043-44 | 2044-45
| SDB (Ml/d) | 1.1466 | 1.1367 | 1.1378 | 1.1284 | 1.1263 | 1.1336 | 1.1385 | 1.133 | 1.1327 | 1.1201 | 0.032131 | 0.021239 | 0.025984 | 0.019069 | 0.018206 | 0.0039026 | 0.014285 | -0.0079523 | -0.024586 | -0.031641 | -0.023088 | -0.056194 | -0.064073 | -0.082082 | -0.074584
Final Planning Supply-Demand Balance:
|  | 2020-21 | 2021-22 | 2022-23 | 2023-24 | 2024-25 | 2025-26 | 2026-27 | 2027-28 | 2028-29 | 2029-2030 | 2030-2031 | 2031-2032 | 2032-33 | 2033-34 | 2034-35 | 2035-36 | 2036-37 | 2037-38 | 2038-39 | 2039-40 | 2040-41 | 2041-42 | 2042-43 | 2043-44 | 2044-45
| SDB (Ml/d) | 1.1487 | 1.1406 | 1.1435 | 1.1359 | 1.1354 | 1.1934 | 1.2308 | 1.257 | 1.2875 | 1.305 | 0.21269 | 0.19701 | 0.19725 | 0.18624 | 0.18134 | 0.16113 | 0.16582 | 0.13832 | 0.1166 | 0.1051 | 0.10888 | 0.071412 | 0.059515 | 0.037885 | 0.04215
| Company: | 2026-27: Severn Trent Water
| Resource Zone Name | 2026-27: Whitchurch and Wem
| Resource Zone Number: | 2026-27: 14
| Planning Scenario Name: | 2026-27: Dry Year Annual Average
| Chosen Level of Service: | 2026-27: No more than 3 in 100 Temporary Use Bans

## 1. BL Licences (hidden)
Table 1: Baseline licences |  |  |  |  | deployable output (Ml/d)
Row ref | Derivation | Licence number | Source name | Source type | Deployable output (Ml/d) | Annual licensed quantity (Ml/d) | Constraints on deployable output
All individual licences:
0.1BL | Sum (0.1BL+...) | - | - | - | 10.6 | 12.87 | -
- | Input | 18/54/4/986 | Lee Brockhurst | GW | 7.49 | 7.49 | Licence
| Input | 18/54/4/355 | Preston Brockhurst | GW | 0 | 1.96 | WQ risks/Mains vulnerability
| Input | 24/67/9/6/G | Overton Scar | GW | 3.11 | 3.42 | Pump capacity
0.2BL | Sum (0.2BL+...) | - | Total | - | 0 | - | -
- | - | Group #: | [Enter name of group] | - | 0 | - | -
- | Input
- | Input
- | Input
- | Input
- | Input
Unused licences: | Derivation | Licence number | Source name | Source type | DYAA deployable output (Ml/d) | Annual licensed quantity (Ml/d) | Reason licence is unused
0.3BL | Sum (0.3BL+...) | - | - | - | 0 | 0 | -
Input
- | Input
New licences (within current AMP): | Derivation | Licence number | Source name | Source type | DYAA deployable output (Ml/d) | Annual licensed quantity (Ml/d) | Status of licence
0.4BL | Sum (0.4BL+...) | - | - | - | 0 | 0 | -
Input
- | Input
- | - | - | - | - | - | - | -
Company: |  | Severn Trent Water
Resource Zone Name: |  | Whitchurch and Wem
Resource Zone Number: |  | 14
Planning Scenario Name: |  | Dry Year Annual Average
Chosen Level of Service: |  | No more than 3 in 100 Temporary Use Bans
README

## 2. BL Supply
Table 2: Baseline supply
| Row ref | Component | Derivation | Unit | decimal places | 2016-17 | For info 2017-18 | For info 2018-19 | For info 2019-20 | 2020-21 | 2021-22 | 2022-23 | 2023-24 | 2024-25 | 2025-26 | 2026-27 | 2027-28 | 2028-29 | 2029-2030 | 2030-2031 | 2031-2032 | 2032-33 | 2033-34 | 2034-35 | 2035-36 | 2036-37 | 2037-38 | 2038-39 | 2039-40 | 2040-41 | 2041-42 | 2042-43 | 2043-44 | 2044-45
| 1BL | Raw water abstracted | Input | Ml/d | 2 | 10.6 | 10.6 | 10.6 | 10.6 | 10.6 | 10.6 | 10.6 | 10.6 | 10.6 | 10.6 | 10.6 | 10.6 | 10.6 | 10.6 | 10.6 | 10.6 | 10.6 | 10.6 | 10.6 | 10.6 | 10.6 | 10.6 | 10.6 | 10.6 | 10.6 | 10.6 | 10.6 | 10.6 | 10.6
Resources | 2BL | Total raw water imported | sum(2.1BL+2.2BL+2.3BL...) | Ml/d | 2 | 0 | 0 | 0 | 0 | 0 | 0 | 0 | 0 | 0 | 0 | 0 | 0 | 0 | 0 | 0 | 0 | 0 | 0 | 0 | 0 | 0 | 0 | 0 | 0 | 0 | 0 | 0 | 0 | 0
| 2.1BL+ | Raw water imported from: None | Input | Ml/d | 2 | 0 | 0 | 0 | 0 | 0 | 0 | 0 | 0 | 0 | 0 | 0 | 0 | 0 | 0 | 0 | 0 | 0 | 0 | 0 | 0 | 0 | 0 | 0 | 0 | 0 | 0 | 0 | 0 | 0
| - | - | - | - | 2 | - | - | - | - | bar: 2020-21 to 2044-45
| 3BL | Total potable water imported | sum(3.1BL+3.2BL+3.3BL...) | Ml/d | 2 | 0 | 0 | 0 | 0 | 0 | 0 | 0 | 0 | 0 | 0 | 0 | 0 | 0 | 0 | 0 | 0 | 0 | 0 | 0 | 0 | 0 | 0 | 0 | 0 | 0 | 0 | 0 | 0 | 0
| 3.1BL+ | Potable water imported from: None | Input | Ml/d | 2 | 0 | 0 | 0 | 0 | 0 | 0 | 0 | 0 | 0 | 0 | 0 | 0 | 0 | 0 | 0 | 0 | 0 | 0 | 0 | 0 | 0 | 0 | 0 | 0 | 0 | 0 | 0 | 0 | 0
| - | - | - | - | 2 | - | - | - | - | bar: 2020-21 to 2044-45
| 5BL | Total raw water exported (raw exports and non potable uses) | sum(5.1BL+5.2BL+...) | Ml/d | 2 | 0 | 0 | 0 | 0 | 0 | 0 | 0 | 0 | 0 | 0 | 0 | 0 | 0 | 0 | 0 | 0 | 0 | 0 | 0 | 0 | 0 | 0 | 0 | 0 | 0 | 0 | 0 | 0 | 0
| 5.1BL | Non potable water supplied to: | Input | Ml/d | 2 | 0 | 0 | 0 | 0 | 0 | 0 | 0 | 0 | 0 | 0 | 0 | 0 | 0 | 0 | 0 | 0 | 0 | 0 | 0 | 0 | 0 | 0 | 0 | 0 | 0 | 0 | 0 | 0 | 0
| 5.2BL+ | Raw water export to: None | Input | Ml/d | 2 | 0 | 0 | 0 | 0 | 0 | 0 | 0 | 0 | 0 | 0 | 0 | 0 | 0 | 0 | 0 | 0 | 0 | 0 | 0 | 0 | 0 | 0 | 0 | 0 | 0 | 0 | 0 | 0 | 0
| - |  | - | - | 2 | - | - | - | - | bar: 2020-21 to 2044-45
| 6BL | Total potable water exported | sum(6.1BL+6.2BL+6.3BL...) | Ml/d | 2 | 0 | 0 | 0 | 0 | 0 | 0 | 0 | 0 | 0 | 0 | 0 | 0 | 0 | 0 | 0 | 0 | 0 | 0 | 0 | 0 | 0 | 0 | 0 | 0 | 0 | 0 | 0 | 0 | 0
| 6.1BL+ | Potable water export to: None | Input | Ml/d | 2 | 0 | 0 | 0 | 0 | 0 | 0 | 0 | 0 | 0 | 0 | 0 | 0 | 0 | 0 | 0 | 0 | 0 | 0 | 0 | 0 | 0 | 0 | 0 | 0 | 0 | 0 | 0 | 0 | 0
| - |  | - | Ml/d | 2 | - | - | - | - | bar: 2020-21 to 2044-45
| 7BL | Deployable Output (baseline profile without reductions) | sum(0.1Bl+0.2BL+0.3BL+0.4BL) | Ml/d | 2 | 10.6 | 10.6 | 10.6 | 10.6 | 10.6 | 10.6 | 10.6 | 10.6 | 10.6 | 10.6 | 10.6 | 10.6 | 10.6 | 10.6 | 10.6 | 10.6 | 10.6 | 10.6 | 10.6 | 10.6 | 10.6 | 10.6 | 10.6 | 10.6 | 10.6 | 10.6 | 10.6 | 10.6 | 10.6
Resource (and process) Losses | 8BL | Baseline forecast changes to Deployable Output | sum(8.1BL+8.2BL+8.3BL) | Ml/d | 2 | 0 | 0 | 0 | 0 | 0 | 0 | 0 | 0 | 0 | 0 | 0 | 0 | 0 | 0 | -1.09 | -1.09 | -1.09 | -1.09 | -1.09 | -1.09 | -1.09 | -1.09 | -1.09 | -1.09 | -1.09 | -1.09 | -1.09 | -1.09 | -1.09
| 8.1BL | Change in DO due to climate change | Input (reductions must be expressed as -ve) | Ml/d | 2 | 0 | 0 | 0 | 0 | 0 | 0 | 0 | 0 | 0 | 0 | 0 | 0 | 0 | 0 | 0 | 0 | 0 | 0 | 0 | 0 | 0 | 0 | 0 | 0 | 0 | 0 | 0 | 0 | 0
| 8.2BL | Reductions to restore sustainable abstraction | sum(8.2BL sub components) | Ml/d | 2 | 0 | 0 | 0 | 0 | 0 | 0 | 0 | 0 | 0 | 0 | 0 | 0 | 0 | 0 | -1.09 | -1.09 | -1.09 | -1.09 | -1.09 | -1.09 | -1.09 | -1.09 | -1.09 | -1.09 | -1.09 | -1.09 | -1.09 | -1.09 | -1.09
| 8.2BL+ | WFD No Deterioration | Input (zero or negative number) | Ml/d | 2 | 0 | 0 | 0 | 0 | 0 | 0 | 0 | 0 | 0 | 0 | 0 | 0 | 0 | 0 | -1.09 | -1.09 | -1.09 | -1.09 | -1.09 | -1.09 | -1.09 | -1.09 | -1.09 | -1.09 | -1.09 | -1.09 | -1.09 | -1.09 | -1.09
| - | RSA | - | - | 2 | 0 | 0 | 0 | 0 | 0 | 0 | 0 | 0 | 0 | 0 | 0 | 0 | 0 | 0 | 0 | 0 | 0 | 0 | 0 | 0 | 0 | 0 | 0 | 0 | 0 | 0 | 0 | 0 | 0
| 8.3BL | Total other changes to DO (specify, e.g. nitrates): None | Input (reductions must be expressed as -ve) | Ml/d | 2 | 0 | 0 | 0 | 0 | 0 | 0 | 0 | 0 | 0 | 0 | 0 | 0 | 0 | 0 | 0 | 0 | 0 | 0 | 0 | 0 | 0 | 0 | 0 | 0 | 0 | 0 | 0 | 0 | 0
| 9BL | Raw water losses, treatment works losses and operational use | Input | Ml/d | 2 | 0 | 0 | 0 | 0 | 0 | 0 | 0 | 0 | 0 | 0 | 0 | 0 | 0 | 0 | 0 | 0 | 0 | 0 | 0 | 0 | 0 | 0 | 0 | 0 | 0 | 0 | 0 | 0 | 0
| 10BL | Outage allowance | Input | Ml/d | 2 | 0.04 | 0.04 | 0.04 | 0.04 | 0.04 | 0.04 | 0.04 | 0.04 | 0.04 | 0.04 | 0.04 | 0.04 | 0.04 | 0.04 | 0.04 | 0.04 | 0.04 | 0.04 | 0.04 | 0.04 | 0.04 | 0.04 | 0.04 | 0.04 | 0.04 | 0.04 | 0.04 | 0.04 | 0.04
|  | Company: | Severn Trent Water
|  | Resource Zone Name: | Whitchurch and Wem
|  | Resource Zone Number: | 14
|  | Planning Scenario Name: | Dry Year Annual Average
|  | Chosen Level of Service: | No more than 3 in 100 Temporary Use Bans

## 3. BL Demand
Table 3: Baseline demand
| Row ref | Component | Derivation | Unit | Decimal places | 2016-17 | For info 2017-18 | For info 2018-19 | For info 2019-20 | 2020-21 | 2021-22 | 2022-23 | 2023-24 | 2024-25 | 2025-26 | 2026-27 | 2027-28 | 2028-29 | 2029-2030 | 2030-2031 | 2031-2032 | 2032-33 | 2033-34 | 2034-35 | 2035-36 | 2036-37 | 2037-38 | 2038-39 | 2039-40 | 2040-41 | 2041-42 | 2042-43 | 2043-44 | 2044-45
Consumption | 19BL | Water delivered measured non-household | Input | Ml/d | 2 | 2.1422 | 2.1505 | 2.1506 | 2.1511 | 2.1447 | 2.1513 | 2.1549 | 2.1581 | 2.1533 | 2.1576 | 2.1559 | 2.1541 | 2.1464 | 2.1502 | 2.1485 | 2.1469 | 2.1393 | 2.1428 | 2.1401 | 2.1369 | 2.1275 | 2.1306 | 2.1282 | 2.1259 | 2.1178 | 2.1213 | 2.1192 | 2.117 | 2.1092
| 20BL | Water delivered unmeasured non- household | Input | Ml/d | 2 | 0.031488 | 0.031488 | 0.031488 | 0.031488 | 0.031488 | 0.031488 | 0.031488 | 0.031488 | 0.031488 | 0.031488 | 0.031488 | 0.031488 | 0.031488 | 0.031488 | 0.031488 | 0.031488 | 0.031488 | 0.031488 | 0.031488 | 0.031488 | 0.031488 | 0.031488 | 0.031488 | 0.031488 | 0.031488 | 0.031488 | 0.031488 | 0.031488 | 0.031488
| 21BL | Water delivered measured household | Input | Ml/d | 2 | 1.9565 | 1.9976 | 2.0389 | 2.082 | 2.1209 | 2.164 | 2.2072 | 2.2504 | 2.2932 | 2.3365 | 2.3764 | 2.4158 | 2.4551 | 2.4944 | 2.5247 | 2.5578 | 2.5906 | 2.6231 | 2.6553 | 2.6898 | 2.7254 | 2.7606 | 2.7953 | 2.8296 | 2.8634 | 2.8955 | 2.9275 | 2.9591 | 2.9904
| 22BL | Water delivered unmeasured household | Input | Ml/d | 2 | 2.0809 | 2.036 | 1.9928 | 1.9518 | 1.9102 | 1.8699 | 1.8315 | 1.7939 | 1.7573 | 1.722 | 1.6883 | 1.6558 | 1.624 | 1.593 | 1.5618 | 1.5307 | 1.5003 | 1.4707 | 1.4416 | 1.4141 | 1.387 | 1.3606 | 1.3345 | 1.3091 | 1.2843 | 1.26 | 1.2363 | 1.213 | 1.1903
| 23BL | Measured Non Household - Consumption | 19BL-34BL | Ml/d | 2 | 2.1168 | 2.1251 | 2.1252 | 2.1257 | 2.1193 | 2.1259 | 2.1295 | 2.1327 | 2.1279 | 2.1323 | 2.1306 | 2.1287 | 2.1211 | 2.1248 | 2.1232 | 2.1215 | 2.1139 | 2.1174 | 2.1147 | 2.1116 | 2.1022 | 2.1052 | 2.1028 | 2.1005 | 2.0925 | 2.096 | 2.0938 | 2.0917 | 2.0839
| 24BL | Unmeasured Non Household - Consumption | 20BL-35BL | Ml/d | 2 | 0.030524 | 0.030524 | 0.030524 | 0.030524 | 0.030524 | 0.030524 | 0.030524 | 0.030524 | 0.030524 | 0.030524 | 0.030524 | 0.030524 | 0.030524 | 0.030524 | 0.030524 | 0.030524 | 0.030524 | 0.030524 | 0.030524 | 0.030524 | 0.030524 | 0.030524 | 0.030524 | 0.030524 | 0.030524 | 0.030524 | 0.030524 | 0.030524 | 0.030524
| 25BL | Measured Household - Consumption | 21BL-36BL | Ml/d | 2 | 1.7913 | 1.8301 | 1.8692 | 1.9102 | 1.947 | 1.988 | 2.0292 | 2.0704 | 2.1113 | 2.1527 | 2.1907 | 2.2283 | 2.2658 | 2.3033 | 2.3319 | 2.3634 | 2.3945 | 2.4254 | 2.4559 | 2.4889 | 2.523 | 2.5566 | 2.5899 | 2.6227 | 2.6551 | 2.6872 | 2.7192 | 2.7508 | 2.7821
| 26BL | Unmeasured Household - Consumption | 22BL-37BL | Ml/d | 2 | 1.9324 | 1.8902 | 1.8498 | 1.8116 | 1.7726 | 1.735 | 1.6991 | 1.664 | 1.63 | 1.597 | 1.5658 | 1.5356 | 1.5061 | 1.4773 | 1.4484 | 1.4194 | 1.3912 | 1.3638 | 1.3367 | 1.3112 | 1.2862 | 1.2617 | 1.2375 | 1.2141 | 1.1911 | 1.1686 | 1.1466 | 1.1252 | 1.1042
| 27 - | Percentage of consumption driven by climate change | Input | % | 1 | 0 | 0.032311 | 0.064601 | 0.09687 | 0.12912 | 0.16135 | 0.19355 | 0.22574 | 0.2579 | 0.29005 | 0.32217 | 0.35428 | 0.38636 | 0.41842 | 0.45046 | 0.48248 | 0.51448 | 0.54646 | 0.57842 | 0.61036 | 0.64228 | 0.67417 | 0.70605 | 0.73791 | 0.76974 | 0.80156 | 0.83335 | 0.86513 | 0.89688
| 28 - | Volume of consumption driven by climate change |  | Ml/d | 1 | 0 | 0.0018986 | 0.0037952 | 0.0056941 | 0.0075786 | 0.0094862 | 0.011397 | 0.013313 | 0.015216 | 0.017149 | 0.019065 | 0.020984 | 0.022886 | 0.024837 | 0.02673 | 0.028635 | 0.030509 | 0.032444 | 0.034346 | 0.036269 | 0.038163 | 0.040141 | 0.042086 | 0.044036 | 0.045948 | 0.047952 | 0.049919 | 0.051892 | 0.053819
PCC and consumption by component | 29BL | Measured Household - PCC | (25BL*1,000,000)/(51BL*1,000) | l/h/d | 1 | 123.6 | 123 | 122.6 | 122.2 | 121.7 | 121.5 | 121.3 | 121.3 | 121.2 | 121.3 | 121.3 | 121.3 | 121.4 | 121.6 | 121.3 | 121.2 | 121.1 | 120.9 | 120.9 | 121 | 121.2 | 121.3 | 121.5 | 121.7 | 121.9 | 122.1 | 122.2 | 122.4 | 122.6
| 29.1BL | Measured toilet flushing | Input | l/h/d | 1 | 28.0982 | 27.3043 | 26.5477 | 25.8222 | 25.1189 | 24.4675 | 23.8415 | 23.2428 | 22.6687 | 22.1138 | 21.5638 | 21.026 | 20.5069 | 20.0001 | 19.9944 | 20.0042 | 20.0154 | 20.0244 | 20.0396 | 20.0587 | 20.083 | 20.1061 | 20.1348 | 20.1571 | 20.1802 | 20.2032 | 20.2244 | 20.2451 | 20.2645
| 29.2BL | Measured personal washing | Input | l/h/d | 1 | 52.1229 | 52.969 | 53.8146 | 54.657 | 55.482 | 56.3787 | 57.278 | 58.193 | 59.1215 | 60.0572 | 60.9546 | 61.8465 | 62.7571 | 63.6711 | 63.7045 | 63.7948 | 63.8932 | 63.988 | 64.106 | 64.2399 | 64.3943 | 64.5479 | 64.7221 | 64.8781 | 65.0396 | 65.203 | 65.3626 | 65.5231 | 65.6813
| 29.3BL | Measured clothes washing | Input | l/h/d | 1 | 15.3511 | 15.2421 | 15.1379 | 15.0371 | 14.9353 | 14.8549 | 14.7779 | 14.7074 | 14.6424 | 14.581 | 14.5125 | 14.4443 | 14.3819 | 14.3214 | 14.2198 | 14.1299 | 14.0412 | 13.951 | 13.865 | 13.7818 | 13.7021 | 13.6213 | 13.5441 | 13.4623 | 13.3808 | 13.2989 | 13.2154 | 13.1314 | 13.0461
| 29.4BL | Measured dish washing | Input | l/h/d | 1 | 12.0917 | 12.0794 | 12.0676 | 12.0556 | 12.0401 | 12.0401 | 12.0408 | 12.0447 | 12.0513 | 12.0591 | 12.0593 | 12.0583 | 12.0608 | 12.0639 | 12.0634 | 12.0734 | 12.0847 | 12.095 | 12.1095 | 12.1268 | 12.1478 | 12.1684 | 12.1927 | 12.2133 | 12.2349 | 12.2566 | 12.2774 | 12.2983 | 12.3186
| 29.5BL | Measured miscellaneous internal use | Input | l/h/d | 1 | 14.5063 | 14.4405 | 14.3796 | 14.3217 | 14.2634 | 14.2228 | 14.1858 | 14.1549 | 14.1297 | 14.1078 | 14.0822 | 14.0574 | 14.0383 | 14.021 | 14.004 | 13.9973 | 13.9932 | 13.9891 | 13.9908 | 13.9965 | 14.0065 | 14.0169 | 14.0323 | 14.0443 | 14.058 | 14.0725 | 14.0866 | 14.1014 | 14.116
| 29.6BL | Measured external use | Input | l/h/d | 1 | 1.432 | 1.4777 | 1.5226 | 1.5665 | 1.609 | 1.6526 | 1.6958 | 1.7388 | 1.7819 | 1.8248 | 1.8664 | 1.9075 | 1.949 | 1.9903 | 2.0295 | 2.0698 | 2.11 | 2.1497 | 2.1899 | 2.2303 | 2.2711 | 2.3116 | 2.3526 | 2.3927 | 2.4328 | 2.4728 | 2.5124 | 2.5518 | 2.591
| 30BL | Unmeasured Household - PCC | (26BL*1,000,000)/(52BL*1,000) | l/h/d | 1 | 139.3 | 138.9 | 138.5 | 138.1 | 137.6 | 137.3 | 137 | 136.7 | 136.4 | 136.1 | 135.8 | 135.5 | 135.2 | 134.9 | 134.6 | 134.3 | 134 | 133.7 | 133.5 | 133.3 | 133.2 | 133.1 | 133 | 132.8 | 132.7 | 132.6 | 132.4 | 132.3 | 132.2
| 30.1BL | Unmeasured toilet flushing | Input | l/h/d | 1 | 31.4261 | 30.6236 | 29.8092 | 28.9885 | 28.1716 | 27.3629 | 26.5504 | 25.7371 | 24.9239 | 24.1101 | 23.2874 | 22.4632 | 21.641 | 20.819 | 20.7713 | 20.7304 | 20.6896 | 20.6472 | 20.6071 | 20.5681 | 20.5309 | 20.4927 | 20.4563 | 20.4166 | 20.3767 | 20.3361 | 20.2954 | 20.2538 | 20.2112
| 30.2BL | Unmeasured personal washing | Input | l/h/d | 1 | 58.1355 | 59.0001 | 59.8419 | 60.6702 | 61.5049 | 62.3572 | 63.2008 | 64.0419 | 64.8827 | 65.721 | 66.5331 | 67.3373 | 68.1432 | 68.9457 | 68.9014 | 68.8795 | 68.8579 | 68.8312 | 68.8117 | 68.7961 | 68.7861 | 68.7729 | 68.7658 | 68.7476 | 68.7285 | 68.7071 | 68.6851 | 68.66 | 68.6315
| 30.3BL | Unmeasured clothes washing | Input | l/h/d | 1 | 16.7873 | 16.6909 | 16.5879 | 16.4814 | 16.3768 | 16.2769 | 16.1748 | 16.072 | 15.9693 | 15.866 | 15.7566 | 15.6457 | 15.5356 | 15.425 | 15.2917 | 15.1634 | 15.0353 | 14.9061 | 14.7786 | 14.652 | 14.5266 | 14.4006 | 14.2759 | 14.1489 | 14.0219 | 13.8944 | 13.7669 | 13.6388 | 13.5102
| 30.4BL | Unmeasured dish washing | Input | l/h/d | 1 | 13.2748 | 13.2682 | 13.2565 | 13.2418 | 13.2287 | 13.2193 | 13.2082 | 13.1965 | 13.1848 | 13.1726 | 13.1554 | 13.1367 | 13.1186 | 13.1001 | 13.0815 | 13.0672 | 13.0529 | 13.0377 | 13.0238 | 13.0107 | 12.9987 | 12.986 | 12.9745 | 12.9609 | 12.9472 | 12.933 | 12.9187 | 12.9038 | 12.8883
| 30.5BL | Unmeasured miscellaneous internal use | Input | l/h/d | 1 | 18.2072 | 18.2122 | 18.2101 | 18.204 | 18.2 | 18.2012 | 18.1998 | 18.1978 | 18.1958 | 18.1931 | 18.1833 | 18.1717 | 18.1608 | 18.1492 | 18.1376 | 18.1318 | 18.1261 | 18.1191 | 18.114 | 18.1098 | 18.1072 | 18.1037 | 18.1019 | 18.0971 | 18.0921 | 18.0864 | 18.0806 | 18.074 | 18.0665
| 30.6BL | Unmeasured external use | Input | l/h/d | 1 | 1.4522 | 1.4976 | 1.5424 | 1.5868 | 1.6314 | 1.6763 | 1.7209 | 1.7655 | 1.81 | 1.8545 | 1.8984 | 1.9421 | 1.9859 | 2.0296 | 2.0729 | 2.1164 | 2.1599 | 2.2032 | 2.2465 | 2.2898 | 2.333 | 2.3761 | 2.4193 | 2.4621 | 2.5048 | 2.5474 | 2.5899 | 2.6323 | 2.6746
| 31BL | Average Household - PCC | ((25BL+26BL)*1,000,000))/(51BL+52BL*1,000) | l/h/d | 1 | 131.2718 | 130.6139 | 129.9903 | 129.4833 | 128.8169 | 128.3741 | 127.9976 | 127.664 | 127.3909 | 127.176 | 126.94 | 126.7283 | 126.5807 | 126.4667 | 126.0772 | 125.7841 | 125.5162 | 125.2547 | 125.0406 | 124.9831 | 124.9802 | 124.979 | 125.0111 | 125.0182 | 125.037 | 125.0618 | 125.0985 | 125.1384 | 125.1797
| 32BL | Water Taken Unbilled | Input | Ml/d | 2 | 0.20922 | 0.20922 | 0.20922 | 0.20922 | 0.20922 | 0.20922 | 0.20922 | 0.20922 | 0.20922 | 0.20922 | 0.20922 | 0.20922 | 0.20922 | 0.20922 | 0.20922 | 0.20922 | 0.20922 | 0.20922 | 0.20922 | 0.20922 | 0.20922 | 0.20922 | 0.20922 | 0.20922 | 0.20922 | 0.20922 | 0.20922 | 0.20922 | 0.20922
| 33BL | Distribution System Operational Use | Input | Ml/d | 2 | 0.02467 | 0.02467 | 0.02467 | 0.02467 | 0.02467 | 0.02467 | 0.02467 | 0.02467 | 0.02467 | 0.02467 | 0.02467 | 0.02467 | 0.02467 | 0.02467 | 0.02467 | 0.02467 | 0.02467 | 0.02467 | 0.02467 | 0.02467 | 0.02467 | 0.02467 | 0.02467 | 0.02467 | 0.02467 | 0.02467 | 0.02467 | 0.02467 | 0.02467
Leakage | 34BL | Measured Non Household - USPL | Input | Ml/d | 2 | 0.025366 | 0.025366 | 0.025366 | 0.025366 | 0.025366 | 0.025366 | 0.025366 | 0.025366 | 0.025366 | 0.025366 | 0.025366 | 0.025366 | 0.025366 | 0.025366 | 0.025366 | 0.025366 | 0.025366 | 0.025366 | 0.025366 | 0.025366 | 0.025366 | 0.025366 | 0.025366 | 0.025366 | 0.025366 | 0.025366 | 0.025366 | 0.025366 | 0.025366
| 35BL | Unmeasured Non Household - USPL | Input | Ml/d | 2 | 0.0009636 | 0.0009636 | 0.0009636 | 0.0009636 | 0.0009636 | 0.0009636 | 0.0009636 | 0.0009636 | 0.0009636 | 0.0009636 | 0.0009636 | 0.0009636 | 0.0009636 | 0.0009636 | 0.0009636 | 0.0009636 | 0.0009636 | 0.0009636 | 0.0009636 | 0.0009636 | 0.0009636 | 0.0009636 | 0.0009636 | 0.0009636 | 0.0009636 | 0.0009636 | 0.0009636 | 0.0009636 | 0.0009636
| 36BL | Measured Household - USPL | Input | Ml/d | 2 | 0.16529 | 0.1675 | 0.16968 | 0.17181 | 0.17391 | 0.17596 | 0.17797 | 0.17995 | 0.18189 | 0.18379 | 0.18565 | 0.18748 | 0.18928 | 0.19104 | 0.19276 | 0.19446 | 0.19612 | 0.19774 | 0.19934 | 0.20091 | 0.20244 | 0.20395 | 0.20543 | 0.20688 | 0.2083 | 0.2083 | 0.2083 | 0.2083 | 0.2083
| 37BL | Unmeasured Household - USPL | Input | Ml/d | 2 | 0.14851 | 0.14575 | 0.14298 | 0.14021 | 0.13755 | 0.13493 | 0.13237 | 0.12985 | 0.12737 | 0.12494 | 0.12255 | 0.12021 | 0.1179 | 0.11564 | 0.11341 | 0.11123 | 0.10909 | 0.10698 | 0.10491 | 0.10288 | 0.10088 | 0.098915 | 0.096987 | 0.095093 | 0.093232 | 0.091404 | 0.089607 | 0.087843 | 0.086109
| 38BL | Void Properties - USPL | Input | Ml/d | 2 | 0.025366 | 0.025366 | 0.025366 | 0.025366 | 0.025366 | 0.025366 | 0.025366 | 0.025366 | 0.025366 | 0.025366 | 0.025366 | 0.025366 | 0.025366 | 0.025366 | 0.025366 | 0.025366 | 0.025366 | 0.025366 | 0.025366 | 0.025366 | 0.025366 | 0.025366 | 0.025366 | 0.025366 | 0.025366 | 0.025366 | 0.025366 | 0.025366 | 0.025366 | 0.024677
| 39BL | Distribution Losses | Input | Ml/d | 2 | 2.6845 | 2.6551 | 2.6257 | 2.5963 | 2.5969 | 2.5974 | 2.598 | 2.5985 | 2.599 | 2.5996 | 2.6001 | 2.6006 | 2.6011 | 2.6016 | 2.6021 | 2.6026 | 2.6031 | 2.6036 | 2.6041 | 2.6045 | 2.605 | 2.6054 | 2.6059 | 2.6063 | 2.6068 | 2.6086 | 2.6104 | 2.6122 | 2.6139
| 40BL | Total Leakage | sum(34BL:39BL) | Ml/d | 2 | 3.05 | 3.02 | 2.99 | 2.96 | 2.96 | 2.96 | 2.96 | 2.96 | 2.96 | 2.96 | 2.96 | 2.96 | 2.96 | 2.96 | 2.96 | 2.96 | 2.96 | 2.96 | 2.96 | 2.96 | 2.96 | 2.96 | 2.96 | 2.96 | 2.96 | 2.96 | 2.96 | 2.96 | 2.96
| 41BL | Total Leakage | (40BL*1,000,000)/(48BL*1,000) | l/prop/d | 2 | 214.6532 | 210.3368 | 206.1355 | 202.0229 | 200.06 | 198.0093 | 196.0253 | 194.0836 | 192.21 | 190.3768 | 188.7485 | 187.1837 | 185.6651 | 184.187 | 182.7571 | 181.2198 | 179.7084 | 178.2222 | 176.7606 | 175.3229 | 173.8691 | 172.4394 | 171.0332 | 169.6499 | 168.2889 | 166.9498 | 165.632 | 164.3349 | 163.0582
Customer: Properties | 42BL | Measured non-households - properties | Input (total, excluding voids) | 000's | 2 | 1.0396 | 1.0436 | 1.0476 | 1.0516 | 1.0556 | 1.0596 | 1.0635 | 1.0675 | 1.0715 | 1.0755 | 1.0795 | 1.0834 | 1.0874 | 1.0914 | 1.0954 | 1.0993 | 1.1033 | 1.1073 | 1.1113 | 1.1152 | 1.1192 | 1.1232 | 1.1272 | 1.1311 | 1.1351 | 1.1391 | 1.143 | 1.147 | 1.151
| 43BL | Unmeasured non-households - properties | Input (total, excluding voids) | 000's | 2 | 0.03718 | 0.036566 | 0.035953 | 0.035339 | 0.034726 | 0.034112 | 0.033498 | 0.032885 | 0.032271 | 0.031658 | 0.031044 | 0.03043 | 0.029817 | 0.029203 | 0.02859 | 0.027976 | 0.027362 | 0.026749 | 0.026135 | 0.025522 | 0.024908 | 0.024294 | 0.023681 | 0.023067 | 0.022454 | 0.02184 | 0.021226 | 0.020613 | 0.019999
| 44BL | All void non-households - properties | Input (voids in each year) | 000's | 2 | 0.22439 | 0.22439 | 0.22439 | 0.22439 | 0.22439 | 0.22439 | 0.22439 | 0.22439 | 0.22439 | 0.22439 | 0.22439 | 0.22439 | 0.22439 | 0.22439 | 0.22439 | 0.22439 | 0.22439 | 0.22439 | 0.22439 | 0.22439 | 0.22439 | 0.22439 | 0.22439 | 0.22439 | 0.22439 | 0.22439 | 0.22439 | 0.22439 | 0.22439
| 45BL | Total measured households - properties (excl void) | Pre-plan year = input. Forecast years = Previous year 45BL + sum(45.1BL:45.6BL) | 000's | 2 | 6.5665 | 6.815 | 7.0615 | 7.3076 | 7.5467 | 7.7933 | 8.0363 | 8.2772 | 8.514 | 8.7487 | 8.9676 | 9.1818 | 9.3926 | 9.6005 | 9.8046 | 10.0189 | 10.2316 | 10.4428 | 10.6526 | 10.861 | 11.0718 | 11.2813 | 11.4894 | 11.6962 | 11.9017 | 12.1059 | 12.3088 | 12.5105 | 12.7111
| 45.1BL | New build properties - properties | Input (new builds in each year) | 000's | 2 | 0.15461 | 0.15187 | 0.15002 | 0.14972 | 0.14671 | 0.15619 | 0.15428 | 0.15406 | 0.15168 | 0.15132 | 0.13719 | 0.13418 | 0.13244 | 0.13106 | 0.12887 | 0.14054 | 0.14054 | 0.14054 | 0.14054 | 0.14054 | 0.14441 | 0.14441 | 0.14441 | 0.14441 | 0.14441 | 0.14441 | 0.14441 | 0.14441 | 0.14441
| 45.2BL | Meter optants - properties | Input (meter optants in each year) | 000's | 2 | 0.101 | 0.098884 | 0.098884 | 0.098884 | 0.094858 | 0.093093 | 0.09136 | 0.08966 | 0.087992 | 0.086354 | 0.084747 | 0.083168 | 0.08162 | 0.080102 | 0.07861 | 0.077148 | 0.075711 | 0.074302 | 0.072921 | 0.071561 | 0.070229 | 0.068922 | 0.06764 | 0.066382 | 0.065146 | 0.063935 | 0.062745 | 0.061577 | 0.060431
| 45.3BL | Compulsory metering - properties | Input (compulsory meters in each year) | 000's | 2 | 0 | 0 | 0 | 0 | 0 | 0 | 0 | 0 | 0 | 0 | 0 | 0 | 0 | 0 | 0 | 0 | 0 | 0 | 0 | 0 | 0 | 0 | 0 | 0 | 0 | 0 | 0 | 0 | 0
| 45.4BL | Metering on change of occupancy - properties | Input (change of occupancy meters in each year) | 000's | 2 | 0 | 0 | 0 | 0 | 0 | 0 | 0 | 0 | 0 | 0 | 0 | 0 | 0 | 0 | 0 | 0 | 0 | 0 | 0 | 0 | 0 | 0 | 0 | 0 | 0 | 0 | 0 | 0 | 0
| 45.5BL | Selective metering - properties | Input (selective meters in each year) | 000's | 2 | 0 | 0 | 0 | 0 | 0 | 0 | 0 | 0 | 0 | 0 | 0 | 0 | 0 | 0 | 0 | 0 | 0 | 0 | 0 | 0 | 0 | 0 | 0 | 0 | 0 | 0 | 0 | 0 | 0
| 45.6BL | Other changes to existing metering - properties | Input (other changes to meters in each year) | 000's | 2 | 0 | -0.0022902 | -0.0023787 | -0.0024595 | -0.0025429 | -0.0026248 | -0.0027075 | -0.002792 | -0.0028786 | -0.0029634 | -0.0030499 | -0.0031311 | -0.0032118 | -0.0032898 | -0.0033685 | -0.0034445 | -0.0035187 | -0.0035916 | -0.0036633 | -0.0037336 | -0.0038028 | -0.003872 | -0.0039401 | -0.0040071 | -0.0040729 | -0.0041376 | -0.0042012 | -0.0042638 | -0.0043253
| 45.7BL | Measured void households - properties | Input (voids in each year) | 000's | 2 | 0.41636 | 0.41636 | 0.41636 | 0.41636 | 0.41636 | 0.41636 | 0.41636 | 0.41636 | 0.41636 | 0.41636 | 0.41636 | 0.41636 | 0.41636 | 0.41636 | 0.41636 | 0.41636 | 0.41636 | 0.41636 | 0.41636 | 0.41636 | 0.41636 | 0.41636 | 0.41636 | 0.41636 | 0.41636 | 0.41636 | 0.41636 | 0.41636 | 0.41636
| 46BL | Unmeasured households - properties (excl void) | Input (total) | 000's | 2 | 5.6078 | 5.5049 | 5.4021 | 5.2994 | 5.2007 | 5.1039 | 5.0089 | 4.9157 | 4.8242 | 4.7344 | 4.6463 | 4.5598 | 4.475 | 4.3917 | 4.3099 | 4.2297 | 4.151 | 4.0737 | 3.9979 | 3.9235 | 3.8505 | 3.7788 | 3.7085 | 3.6395 | 3.5717 | 3.5052 | 3.44 | 3.376 | 3.3131
| 47BL | Unmeasured void households - properties | Input (voids in each year) | 000's | 2 | 0.3171 | 0.3171 | 0.3171 | 0.3171 | 0.3171 | 0.3171 | 0.3171 | 0.3171 | 0.3171 | 0.3171 | 0.3171 | 0.3171 | 0.3171 | 0.3171 | 0.3171 | 0.3171 | 0.3171 | 0.3171 | 0.3171 | 0.3171 | 0.3171 | 0.3171 | 0.3171 | 0.3171 | 0.3171 | 0.3171 | 0.3171 | 0.3171 | 0.3171
| 48BL | Total Resource Zone Properties (incl voids) | SUM(42BL:45BL)+45.7BL+46BL+47BL | 000's | 2 | 14.209 | 14.3579 | 14.505 | 14.6518 | 14.7956 | 14.9488 | 15.1001 | 15.2512 | 15.3998 | 15.5481 | 15.6822 | 15.8133 | 15.9427 | 16.0706 | 16.1964 | 16.3338 | 16.4711 | 16.6085 | 16.7458 | 16.8831 | 17.0243 | 17.1655 | 17.3066 | 17.4477 | 17.5888 | 17.7299 | 17.8709 | 18.012 | 18.153
Customer: Population | 49BL | Measured Non Household - Population | Input (total) | 000's | 2 | 0.825 | 0.825 | 0.825 | 0.825 | 0.825 | 0.825 | 0.825 | 0.825 | 0.825 | 0.825 | 0.825 | 0.825 | 0.825 | 0.825 | 0.825 | 0.825 | 0.825 | 0.825 | 0.825 | 0.825 | 0.825 | 0.825 | 0.825 | 0.825 | 0.825 | 0.825 | 0.825 | 0.825 | 0.825
| 50BL | Unmeasured Non Household - Population | Input (total) | 000's | 2 | 0 | 0 | 0 | 0 | 0 | 0 | 0 | 0 | 0 | 0 | 0 | 0 | 0 | 0 | 0 | 0 | 0 | 0 | 0 | 0 | 0 | 0 | 0 | 0 | 0 | 0 | 0 | 0 | 0
| 51BL | Measured Household - Population | Input (total) | 000's | 2 | 14.4921 | 14.8734 | 15.2502 | 15.6269 | 15.9961 | 16.3637 | 16.7234 | 17.0752 | 17.4151 | 17.7494 | 18.0609 | 18.3652 | 18.6579 | 18.9446 | 19.2211 | 19.5031 | 19.7791 | 20.0527 | 20.3157 | 20.57 | 20.8223 | 21.0712 | 21.3095 | 21.5501 | 21.7852 | 22.0159 | 22.2443 | 22.4688 | 22.6906
| 52BL | Unmeasured Household - Population | Input (total) | 000's | 2 | 13.8739 | 13.6104 | 13.3599 | 13.1166 | 12.8794 | 12.6376 | 12.4046 | 12.177 | 11.9537 | 11.7353 | 11.532 | 11.335 | 11.1403 | 10.9498 | 10.7629 | 10.5708 | 10.3821 | 10.1986 | 10.0158 | 9.835 | 9.6555 | 9.4804 | 9.3065 | 9.1394 | 8.9755 | 8.8154 | 8.6583 | 8.5049 | 8.3553
| 53BL | Total Resource Zone Population | Sum(49BL:52BL) | 000's | 2 | 29.191 | 29.3088 | 29.4351 | 29.5684 | 29.7005 | 29.8263 | 29.953 | 30.0772 | 30.1937 | 30.3097 | 30.4179 | 30.5252 | 30.6232 | 30.7194 | 30.8089 | 30.8989 | 30.9862 | 31.0764 | 31.1565 | 31.23 | 31.3029 | 31.3766 | 31.441 | 31.5145 | 31.5857 | 31.6563 | 31.7275 | 31.7988 | 31.8709
Occupancy | 54BL | Measured Household - Occupancy Rate (average) (excl voids) | 51BL/45BL | h/prop | 1 | 2.207 | 2.1825 | 2.1596 | 2.1384 | 2.1196 | 2.0997 | 2.081 | 2.0629 | 2.0455 | 2.0288 | 2.014 | 2.0002 | 1.9864 | 1.9733 | 1.9604 | 1.9466 | 1.9331 | 1.9202 | 1.9071 | 1.8939 | 1.8807 | 1.8678 | 1.8547 | 1.8425 | 1.8304 | 1.8186 | 1.8072 | 1.796 | 1.7851
| 55BL | Unmeasured Household - Occupancy Rate | 52BL/46BL | h/prop | 1 | 2.474 | 2.4724 | 2.4731 | 2.4751 | 2.4765 | 2.4761 | 2.4765 | 2.4772 | 2.4778 | 2.4787 | 2.482 | 2.4858 | 2.4895 | 2.4933 | 2.4972 | 2.4992 | 2.5011 | 2.5035 | 2.5053 | 2.5067 | 2.5076 | 2.5088 | 2.5095 | 2.5112 | 2.5129 | 2.5149 | 2.5169 | 2.5192 | 2.5219
Metering | 56BL | Total Household Metering penetration (excl. voids) | 45BL/45BL+46BL | % | 0 | 53.94% | 55.32% | 56.66% | 57.96% | 59.2% | 60.43% | 61.6% | 62.74% | 63.83% | 64.89% | 65.87% | 66.82% | 67.73% | 68.61% | 69.46% | 70.31% | 71.14% | 71.94% | 72.71% | 73.46% | 74.2% | 74.91% | 75.6% | 76.27% | 76.92% | 77.55% | 78.16% | 78.75% | 79.32%
| 57BL | Total Household Metering penetration (incl. voids) | 45BL/(45BL+45.7BL+46BL+47BL) | % | 0 | 50.87% | 52.21% | 53.51% | 54.78% | 55.98% | 57.17% | 58.32% | 59.44% | 60.5% | 61.54% | 62.5% | 63.43% | 64.33% | 65.2% | 66.03% | 66.87% | 67.69% | 68.48% | 69.24% | 69.99% | 70.72% | 71.43% | 72.12% | 72.79% | 73.44% | 74.07% | 74.68% | 75.27% | 75.85%
|  | Company: | Severn Trent Water
|  | Resource Zone Name: | Whitchurch and Wem
|  | Resource Zone Number: | 14
|  | Planning Scenario Name: | Dry Year Annual Average
|  | Chosen Level of Service: | No more than 3 in 100 Temporary Use Bans

## 4. BL SDB
Table 4: Baseline supply demand balance
| Row ref | Component | Derivation | Unit | Decimal places | 2016-17 | For info 2017-18 | For info 2018-19 | For info 2019-20 | 2020-21 | 2021-22 | 2022-23 | 2023-24 | 2024-25 | 2025-26 | 2026-27 | 2027-28 | 2028-29 | 2029-2030 | 2030-2031 | 2031-2032 | 2032-33 | 2033-34 | 2034-35 | 2035-36 | 2036-37 | 2037-38 | 2038-39 | 2039-40 | 2040-41 | 2041-42 | 2042-43 | 2043-44 | 2044-45
SDB | 11BL | Distribution input | 19BL+20BL+21BL+22BL+32BL+33BL+38BL+39BL | Ml/d | 2 | 9.1549 | 9.1299 | 9.0986 | 9.0719 | 9.0634 | 9.0733 | 9.0822 | 9.0916 | 9.0937 | 9.1064 | 9.1115 | 9.117 | 9.1173 | 9.1299 | 9.1279 | 9.1288 | 9.124 | 9.1309 | 9.1318 | 9.1361 | 9.1357 | 9.148 | 9.1546 | 9.1616 | 9.1631 | 9.1762 | 9.1841 | 9.1921 | 9.1946
| 12BL | Water Available For Use (own sources) | (7BL+8BL)-(9BL+10BL) | Ml/d | 2 | 10.56 | 10.56 | 10.56 | 10.56 | 10.56 | 10.56 | 10.56 | 10.56 | 10.56 | 10.56 | 10.56 | 10.56 | 10.56 | 10.56 | 9.47 | 9.47 | 9.47 | 9.47 | 9.47 | 9.47 | 9.47 | 9.47 | 9.47 | 9.47 | 9.47 | 9.47 | 9.47 | 9.47 | 9.47
| 13BL | Total Water Available For Use | 12BL+(2BL+3BL)-(5BL+6BL) | Ml/d | 2 | 10.56 | 10.56 | 10.56 | 10.56 | 10.56 | 10.56 | 10.56 | 10.56 | 10.56 | 10.56 | 10.56 | 10.56 | 10.56 | 10.56 | 9.47 | 9.47 | 9.47 | 9.47 | 9.47 | 9.47 | 9.47 | 9.47 | 9.47 | 9.47 | 9.47 | 9.47 | 9.47 | 9.47 | 9.47
| 14BL | Target headroom (climate change component) | Input | Ml/d | 2 | 0 | 0 | 0 | 0 | 0 | 0 | 0 | 0 | 0 | 0 | 0 | 0 | 0 | 0 | 0 | 0 | 0 | 0 | 0 | 0 | 0 | 0 | 0 | 0 | 0 | 0 | 0 | 0 | 0
| 15BL | Target headroom (All other components) | Input | Ml/d | 2 | 0.4 | 0.38 | 0.37 | 0.36 | 0.35 | 0.35 | 0.34 | 0.34 | 0.34 | 0.32 | 0.31 | 0.31 | 0.31 | 0.31 | 0.31 | 0.32 | 0.32 | 0.32 | 0.32 | 0.33 | 0.32 | 0.33 | 0.34 | 0.34 | 0.33 | 0.35 | 0.35 | 0.36 | 0.35
| 16BL | Target Headroom | 14BL+15BL | Ml/d | 2 | 0.4 | 0.38 | 0.37 | 0.36 | 0.35 | 0.35 | 0.34 | 0.34 | 0.34 | 0.32 | 0.31 | 0.31 | 0.31 | 0.31 | 0.31 | 0.32 | 0.32 | 0.32 | 0.32 | 0.33 | 0.32 | 0.33 | 0.34 | 0.34 | 0.33 | 0.35 | 0.35 | 0.36 | 0.35
| 17BL | Available Headroom | 13BL-11BL | Ml/d | 2 | 1.4051 | 1.4301 | 1.4614 | 1.4881 | 1.4966 | 1.4867 | 1.4778 | 1.4684 | 1.4663 | 1.4536 | 1.4485 | 1.443 | 1.4427 | 1.4301 | 0.34213 | 0.34124 | 0.34598 | 0.33907 | 0.33821 | 0.3339 | 0.33428 | 0.32205 | 0.31541 | 0.30836 | 0.30691 | 0.29381 | 0.28593 | 0.27792 | 0.27542
| 18BL | Supply Demand Balance | 17BL-16BL | Ml/d | 2 | 1.0051 | 1.0501 | 1.0914 | 1.1281 | 1.1466 | 1.1367 | 1.1378 | 1.1284 | 1.1263 | 1.1336 | 1.1385 | 1.133 | 1.1327 | 1.1201 | 0.032131 | 0.021239 | 0.025984 | 0.019069 | 0.018206 | 0.0039026 | 0.014285 | -0.0079523 | -0.024586 | -0.031641 | -0.023088 | -0.056194 | -0.064073 | -0.082082 | -0.074584
|  | Company: | Severn Trent Water
|  | Resource Zone Name: | Whitchurch and Wem
|  | Resource Zone Number: | 14
|  | Planning Scenario Name: | Dry Year Annual Average
|  | Chosen Level of Service: | No more than 3 in 100 Temporary Use Bans
README

## 5. Feasible Options
Table 5: Feasible options detailed costs | [18 empty] | ENTER DISCOUNT RATE % |  |  |  | 3.5% | 3.5% | 3.5% | 3.5% | 3.5% | 3.5% | 3.5% | 3.5% | 3.5% | 3.5% | 3.5% | 3.5% | 3.5% | 3.5% | 3.5% | 3.5% | 3.5% | 3.5% | 3.5% | 3.5% | 3.5% | 3.5% | 3.5% | 3.5% | 3.5% | 3.5% | 3.5% | 3.5% | 3.5% | 3% | 3% | 3% | 3% | 3% | 3% | 3% | 3% | 3% | 3% | 3% | 3% | 3% | 3% | 3% | 3% | 3% | 3% | 3% | 3% | 3% | 3% | 3% | 3% | 3% | 3% | 3% | 3% | 3% | 3% | 3% | 3% | 3% | 3% | 3% | 3% | 3% | 3% | 3% | 3% | 3% | 3% | 3% | 3% | 3% | 2.5% | 2.5% | 2.5% | 2.5% | 2.5% | 2.5% | 2.5% | 2.5% | 2.5% | 2.5% | 2.5% | 2.5% | 2.5% | 2.5% | 2.5% | 2.5% | 2.5% | 2.5% | 2.5% | 2.5% | 2.5% | 2.5% | 2.5% | 2.5% | 2.5% | 2.5% | 2.5% | 2.5% | 2.5%
Detail the gains in WAFU / savings in demand, and the costs of feasible options under capacity use scenario | [18 empty] | ENTER DISCOUNT PERIOD (YRS) | 80 |  | 1 | 0.96618 | 0.93351 | 0.90194 | 0.87144 | 0.84197 | 0.8135 | 0.78599 | 0.75941 | 0.73373 | 0.70892 | 0.68495 | 0.66178 | 0.6394 | 0.61778 | 0.59689 | 0.57671 | 0.5572 | 0.53836 | 0.52016 | 0.50257 | 0.48557 | 0.46915 | 0.45329 | 0.43796 | 0.42315 | 0.40884 | 0.39501 | 0.38165 | 0.36875 | 0.35801 | 0.34758 | 0.33746 | 0.32763 | 0.31809 | 0.30882 | 0.29983 | 0.29109 | 0.28261 | 0.27438 | 0.26639 | 0.25863 | 0.2511 | 0.24379 | 0.23669 | 0.22979 | 0.2231 | 0.2166 | 0.21029 | 0.20417 | 0.19822 | 0.19245 | 0.18684 | 0.1814 | 0.17612 | 0.17099 | 0.16601 | 0.16117 | 0.15648 | 0.15192 | 0.14749 | 0.1432 | 0.13903 | 0.13498 | 0.13105 | 0.12723 | 0.12352 | 0.11993 | 0.11643 | 0.11304 | 0.10975 | 0.10655 | 0.10345 | 0.10044 | 0.097511 | 0.095133 | 0.092813 | 0.090549 | 0.08834 | 0.086186 | Note: If option costs are required from beyond year 80 then the NPV calculation formula must be amended manually to cover the extended period
[22 empty] | 1 | 2 | 3 | 4 | 5 | 6 | 7 | 8 | 9 | 10 | 11 | 12 | 13 | 14 | 15 | 16 | 17 | 18 | 19 | 20 | 21 | 22 | 23 | 24 | 25 | 26 | 27 | 28 | 29 | 30 | 31 | 32 | 33 | 34 | 35 | 36 | 37 | 38 | 39 | 40 | 41 | 42 | 43 | 44 | 45 | 46 | 47 | 48 | 49 | 50 | 51 | 52 | 53 | 54 | 55 | 56 | 57 | 58 | 59 | 60 | 61 | 62 | 63 | 64 | 65 | 66 | 67 | 68 | 69 | 70 | 71 | 72 | 73 | 74 | 75 | 76 | 77 | 78 | 79 | 80 | 81 | 82 | 83 | 84 | 85 | 86 | 87 | 88 | 89 | 90 | 91 | 92 | 93 | 94 | 95 | 96 | 97 | 98 | 99 | 100 | 101 | 102 | 103 | 104
Row ref | Option name | Option reference no. | Type of option | Preferred Option (Y/N) | Earliest potential option start date (Year) | Costs based on capacity | WAFU on full implementation (Ml/d) | NPV of WAFU (Ml) | CAPEX NPV (£000) | OPEX NPV (£000) | NPV of opex savings (£000) | NPV of carbon (£000) | Social & Env. NPV (£000) | TOTAL NPV (£000) | AIC (p/m3) | AISC (p/m3) | Scope confidence (score 1 to 5) | Cost confidence (score 1 to 5) | Cost component | Derivation | Unit | Year 1 | Year 2 | Year 3 | Year 4 | Year 5 | Year 6 | Year 7 | Year 8 | Year 9 | Year 10 | Year 11 | Year 12 | Year 13 | Year 14 | Year 15 | Year 16 | Year 17 | Year 18 | Year 19 | Year 20 | Year 21 | Year 22 | Year 23 | Year 24 | Year 25 | Year 26 | Year 27 | Year 28 | Year 29 | Year 30 | Year 31 | Year 32 | Year 33 | Year 34 | Year 35 | Year 36 | Year 37 | Year 38 | Year 39 | Year 40 | Year 41 | Year 42 | Year 43 | Year 44 | Year 45 | Year 46 | Year 47 | Year 48 | Year 49 | Year 50 | Year 51 | Year 52 | Year 53 | Year 54 | Year 55 | Year 56 | Year 57 | Year 58 | Year 59 | Year 60 | Year 61 | Year 62 | Year 63 | Year 64 | Year 65 | Year 66 | Year 67 | Year 68 | Year 69 | Year 70 | Year 71 | Year 72 | Year 73 | Year 74 | Year 75 | Year 76 | Year 77 | Year 78 | Year 79 | Year 80 | Year 81 | Year 82 | Year 83 | Year 84 | Year 85 | Year 86 | Year 87 | Year 88 | Year 89 | Year 90 | Year 91 | Year 92 | Year 93 | Year 94 | Year 95 | Year 96 | Year 97 | Year 98 | Year 99 | Year 100 | Year 101 | Year 102 | Year 103 | Year 104
58a | RESOURCE SIDE | bar: 1 Year 1 to 80 Year 80
58.1a | Options to increase raw water abstractions | [17 empty] | Total Mld for SDB component |  |  | 0 | 0 | 0 | 0 | 0 | 0 | 0 | 0 | 0 | 0 | 0 | 0 | 0 | 0 | 0 | 0 | 0 | 0 | 0 | 0 | 0 | 0 | 0 | 0 | 0 | 0 | 0 | 0 | 0 | 0 | 0 | 0 | 0 | 0 | 0 | 0 | 0 | 0 | 0 | 0 | 0 | 0 | 0 | 0 | 0 | 0 | 0 | 0 | 0 | 0 | 0 | 0 | 0 | 0 | 0 | 0 | 0 | 0 | 0 | 0 | 0 | 0 | 0 | 0 | 0 | 0 | 0 | 0 | 0 | 0 | 0 | 0 | 0 | 0 | 0 | 0 | 0 | 0 | 0 | 0 | 0 | 0 | 0 | 0 | 0 | 0 | 0 | 0 | 0 | 0 | 0 | 0 | 0 | 0 | 0 | 0 | 0 | 0 | 0 | 0 | 0 | 0 | 0 | 0
58.1x | Preston Brockhurst BH asset and water treatment enhancements | BHS03 | GW enhancement | N | 2025-26 | Capacity | 1.5 | 13061.6738 | 2638.595 | 811.1359 | 0 | 75.085 | 11.5232 | 3536.3392 | 26.4111 | 27.0742 | 3 | 3 | Gains in WAFU / Savings in demand | Input | Ml/d | 0 | 0 | 0 | 0 | 0 | 1.5 | 1.5 | 1.5 | 1.5 | 1.5 | 1.5 | 1.5 | 1.5 | 1.5 | 1.5 | 1.5 | 1.5 | 1.5 | 1.5 | 1.5 | 1.5 | 1.5 | 1.5 | 1.5 | 1.5 | 1.5 | 1.5 | 1.5 | 1.5 | 1.5 | 1.5 | 1.5 | 1.5 | 1.5 | 1.5 | 1.5 | 1.5 | 1.5 | 1.5 | 1.5 | 1.5 | 1.5 | 1.5 | 1.5 | 1.5 | 1.5 | 1.5 | 1.5 | 1.5 | 1.5 | 1.5 | 1.5 | 1.5 | 1.5 | 1.5 | 1.5 | 1.5 | 1.5 | 1.5 | 1.5 | 1.5 | 1.5 | 1.5 | 1.5 | 1.5 | 1.5 | 1.5 | 1.5 | 1.5 | 1.5 | 1.5 | 1.5 | 1.5 | 1.5 | 1.5 | 1.5 | 1.5 | 1.5 | 1.5 | 1.5 | 0 | 0 | 0 | 0 | 0 | 0 | 0 | 0 | 0 | 0 | 0 | 0 | 0 | 0 | 0 | 0 | 0 | 0 | 0 | 0 | 0 | 0 | 0 | 0
[19 empty] | Fixed capex | Input | £000s | 163.8 | 187.2 | 234 | 936 | 819 | 0 | 0 | 0 | 0 | 0 | 0 | 0 | 0 | 0 | 0 | 0 | 0 | 0 | 0 | 0 | 20.3 | 23.2 | 29 | 116 | 101.5 | 0 | 0 | 0 | 0 | 0 | 0 | 0 | 0 | 0 | 0 | 0 | 0 | 0 | 0 | 0 | 20.3 | 23.2 | 29 | 116 | 101.5 | 0 | 0 | 0 | 0 | 0 | 0 | 0 | 0 | 0 | 0 | 0 | 0 | 0 | 0 | 0 | 162.4 | 185.6 | 232 | 928 | 812 | 0 | 0 | 0 | 0 | 0 | 0 | 0 | 0 | 0 | 0 | 0 | 0 | 0 | 0 | 0 | 0 | 0 | 0 | 0 | 0 | 0 | 0 | 0 | 0 | 0 | 0 | 0 | 0 | 0 | 0 | 0 | 0 | 0 | 0 | 0 | 0 | 0 | 0 | 0
[19 empty] | Variable capex | Input | £000s | 0 | 0 | 0 | 0 | 0 | 0 | 0 | 0 | 0 | 0 | 0 | 0 | 0 | 0 | 0 | 0 | 0 | 0 | 0 | 0 | 0 | 0 | 0 | 0 | 0 | 0 | 0 | 0 | 0 | 0 | 0 | 0 | 0 | 0 | 0 | 0 | 0 | 0 | 0 | 0 | 0 | 0 | 0 | 0 | 0 | 0 | 0 | 0 | 0 | 0 | 0 | 0 | 0 | 0 | 0 | 0 | 0 | 0 | 0 | 0 | 0 | 0 | 0 | 0 | 0 | 0 | 0 | 0 | 0 | 0 | 0 | 0 | 0 | 0 | 0 | 0 | 0 | 0 | 0 | 0 | 0 | 0 | 0 | 0 | 0 | 0 | 0 | 0 | 0 | 0 | 0 | 0 | 0 | 0 | 0 | 0 | 0 | 0 | 0 | 0 | 0 | 0 | 0 | 0
[19 empty] | Financing costs | Input | £000s | 0 | 0 | 0 | 0 | 0 | 0 | 0 | 0 | 0 | 0 | 0 | 0 | 0 | 0 | 0 | 0 | 0 | 0 | 0 | 0 | 0 | 0 | 0 | 0 | 0 | 0 | 0 | 0 | 0 | 0 | 0 | 0 | 0 | 0 | 0 | 0 | 0 | 0 | 0 | 0 | 0 | 0 | 0 | 0 | 0 | 0 | 0 | 0 | 0 | 0 | 0 | 0 | 0 | 0 | 0 | 0 | 0 | 0 | 0 | 0 | 0 | 0 | 0 | 0 | 0 | 0 | 0 | 0 | 0 | 0 | 0 | 0 | 0 | 0 | 0 | 0 | 0 | 0 | 0 | 0
[19 empty] | Fixed opex | Input | £000s | 0 | 0 | 0 | 0 | 0 | 8 | 8 | 8 | 8 | 8 | 8 | 8 | 8 | 8 | 8 | 8 | 8 | 8 | 8 | 8 | 8 | 8 | 8 | 8 | 8 | 8 | 8 | 8 | 8 | 8 | 8 | 8 | 8 | 8 | 8 | 8 | 8 | 8 | 8 | 8 | 8 | 8 | 8 | 8 | 8 | 8 | 8 | 8 | 8 | 8 | 8 | 8 | 8 | 8 | 8 | 8 | 8 | 8 | 8 | 8 | 8 | 8 | 8 | 8 | 8 | 8 | 8 | 8 | 8 | 8 | 8 | 8 | 8 | 8 | 8 | 8 | 8 | 8 | 8 | 8 | 0 | 0 | 0 | 0 | 0 | 0 | 0 | 0 | 0 | 0 | 0 | 0 | 0 | 0 | 0 | 0 | 0 | 0 | 0 | 0 | 0 | 0 | 0 | 0
[19 empty] | Variable opex | Input | £000s | 0 | 0 | 0 | 0 | 0 | 26 | 26 | 26 | 26 | 26 | 26 | 26 | 26 | 26 | 26 | 26 | 26 | 26 | 26 | 26 | 26 | 26 | 26 | 26 | 26 | 26 | 26 | 26 | 26 | 26 | 26 | 26 | 26 | 26 | 26 | 26 | 26 | 26 | 26 | 26 | 26 | 26 | 26 | 26 | 26 | 26 | 26 | 26 | 26 | 26 | 26 | 26 | 26 | 26 | 26 | 26 | 26 | 26 | 26 | 26 | 26 | 26 | 26 | 26 | 26 | 26 | 26 | 26 | 26 | 26 | 26 | 26 | 26 | 26 | 26 | 26 | 26 | 26 | 26 | 26 | 0 | 0 | 0 | 0 | 0 | 0 | 0 | 0 | 0 | 0 | 0 | 0 | 0 | 0 | 0 | 0 | 0 | 0 | 0 | 0 | 0 | 0 | 0 | 0
[19 empty] | Opex savings | Input | £000s | 0 | 0 | 0 | 0 | 0 | 0 | 0 | 0 | 0 | 0 | 0 | 0 | 0 | 0 | 0 | 0 | 0 | 0 | 0 | 0 | 0 | 0 | 0 | 0 | 0 | 0 | 0 | 0 | 0 | 0 | 0 | 0 | 0 | 0 | 0 | 0 | 0 | 0 | 0 | 0 | 0 | 0 | 0 | 0 | 0 | 0 | 0 | 0 | 0 | 0 | 0 | 0 | 0 | 0 | 0 | 0 | 0 | 0 | 0 | 0 | 0 | 0 | 0 | 0 | 0 | 0 | 0 | 0 | 0 | 0 | 0 | 0 | 0 | 0 | 0 | 0 | 0 | 0 | 0 | 0 | 0 | 0 | 0 | 0 | 0 | 0 | 0 | 0 | 0 | 0 | 0 | 0 | 0 | 0 | 0 | 0 | 0 | 0 | 0 | 0 | 0 | 0 | 0 | 0
[19 empty] | Fixed env & social | Input | £000s | 0.0637 | 0.0728 | 0.091 | 0.364 | 0.3185 | 0 | 0 | 0 | 0 | 0 | 0 | 0 | 0 | 0 | 0 | 0 | 0 | 0 | 0 | 0 | 0.0078944 | 0.0090222 | 0.011278 | 0.045111 | 0.039472 | 0 | 0 | 0 | 0 | 0 | 0 | 0 | 0 | 0 | 0 | 0 | 0 | 0 | 0 | 0 | 0.0078944 | 0.0090222 | 0.011278 | 0.045111 | 0.039472 | 0 | 0 | 0 | 0 | 0 | 0 | 0 | 0 | 0 | 0 | 0 | 0 | 0 | 0 | 0 | 0.063156 | 0.072178 | 0.090222 | 0.36089 | 0.31578 | 0 | 0 | 0 | 0 | 0 | 0 | 0 | 0 | 0 | 0 | 0 | 0 | 0 | 0 | 0 | 0 | 0 | 0 | 0 | 0 | 0 | 0 | 0 | 0 | 0 | 0 | 0 | 0 | 0 | 0 | 0 | 0 | 0 | 0 | 0 | 0 | 0 | 0 | 0
[19 empty] | Variable env & social | Input | £000s | 0 | 0 | 0 | 0 | 0 | 0.44 | 0.44 | 0.44 | 0.44 | 0.44 | 0.44 | 0.44 | 0.44 | 0.44 | 0.44 | 0.44 | 0.44 | 0.44 | 0.44 | 0.44 | 0.44 | 0.44 | 0.44 | 0.44 | 0.44 | 0.44 | 0.44 | 0.44 | 0.44 | 0.44 | 0.44 | 0.44 | 0.44 | 0.44 | 0.44 | 0.44 | 0.44 | 0.44 | 0.44 | 0.44 | 0.44 | 0.44 | 0.44 | 0.44 | 0.44 | 0.44 | 0.44 | 0.44 | 0.44 | 0.44 | 0.44 | 0.44 | 0.44 | 0.44 | 0.44 | 0.44 | 0.44 | 0.44 | 0.44 | 0.44 | 0.44 | 0.44 | 0.44 | 0.44 | 0.44 | 0.44 | 0.44 | 0.44 | 0.44 | 0.44 | 0.44 | 0.44 | 0.44 | 0.44 | 0.44 | 0.44 | 0.44 | 0.44 | 0.44 | 0.44 | 0 | 0 | 0 | 0 | 0 | 0 | 0 | 0 | 0 | 0 | 0 | 0 | 0 | 0 | 0 | 0 | 0 | 0 | 0 | 0 | 0 | 0 | 0 | 0
[19 empty] | Fixed carbon costs | Input | £000s | 2.8671 | 3.2767 | 4.0958 | 16.3834 | 14.3354 | 0 | 0 | 0 | 0 | 0 | 0 | 0 | 0 | 0 | 0 | 0 | 0 | 0 | 0 | 0 | 0.35532 | 0.40608 | 0.5076 | 2.0304 | 1.7766 | 0 | 0 | 0 | 0 | 0 | 0 | 0 | 0 | 0 | 0 | 0 | 0 | 0 | 0 | 0 | 0.35532 | 0.40608 | 0.5076 | 2.0304 | 1.7766 | 0 | 0 | 0 | 0 | 0 | 0 | 0 | 0 | 0 | 0 | 0 | 0 | 0 | 0 | 0 | 2.8426 | 3.2487 | 4.0608 | 16.2433 | 14.2129 | 0 | 0 | 0 | 0 | 0 | 0 | 0 | 0 | 0 | 0 | 0 | 0 | 0 | 0 | 0 | 0 | 0 | 0 | 0 | 0 | 0 | 0 | 0 | 0 | 0 | 0 | 0 | 0 | 0 | 0 | 0 | 0 | 0 | 0 | 0 | 0 | 0 | 0 | 0
[19 empty] | Variable carbon costs | Input | £000s | 0 | 0 | 0 | 0 | 0 | 3.2052 | 2.9692 | 2.8221 | 2.772 | 2.5831 | 2.4384 | 2.2937 | 2.149 | 2.0044 | 1.8597 | 1.715 | 1.5704 | 1.4257 | 1.281 | 1.1364 | 0.99169 | 0.84702 | 0.70235 | 0.55768 | 0.41301 | 0.41301 | 0.41301 | 0.41301 | 0.41301 | 0.41301 | 0.41301 | 0.41301 | 0.41301 | 0.41301 | 0.41301 | 0.41301 | 0.41301 | 0.41301 | 0.41301 | 0.41301 | 0.41301 | 0.41301 | 0.41301 | 0.41301 | 0.41301 | 0.41301 | 0.41301 | 0.41301 | 0.41301 | 0.41301 | 0.41301 | 0.41301 | 0.41301 | 0.41301 | 0.41301 | 0.41301 | 0.41301 | 0.41301 | 0.41301 | 0.41301 | 0.41301 | 0.41301 | 0.41301 | 0.41301 | 0.41301 | 0.41301 | 0.41301 | 0.41301 | 0.41301 | 0.41301 | 0.41301 | 0.41301 | 0.41301 | 0.41301 | 0.41301 | 0.41301 | 0.41301 | 0.41301 | 0.41301 | 0.41301 | 0 | 0 | 0 | 0 | 0 | 0 | 0 | 0 | 0 | 0 | 0 | 0 | 0 | 0 | 0 | 0 | 0 | 0 | 0 | 0 | 0 | 0 | 0 | 0
[19 empty] | Customer willingness to pay | Input | £000s | 0 | 0 | 0 | 0 | 0 | 0 | 0 | 0 | 0 | 0 | 0 | 0 | 0 | 0 | 0 | 0 | 0 | 0 | 0 | 0 | 0 | 0 | 0 | 0 | 0 | 0 | 0 | 0 | 0 | 0 | 0 | 0 | 0 | 0 | 0 | 0 | 0 | 0 | 0 | 0 | 0 | 0 | 0 | 0 | 0 | 0 | 0 | 0 | 0 | 0 | 0 | 0 | 0 | 0 | 0 | 0 | 0 | 0 | 0 | 0 | 0 | 0 | 0 | 0 | 0 | 0 | 0 | 0 | 0 | 0 | 0 | 0 | 0 | 0 | 0 | 0 | 0 | 0 | 0 | 0 | 0 | 0 | 0 | 0 | 0 | 0 | 0 | 0 | 0 | 0 | 0 | 0 | 0 | 0 | 0 | 0 | 0 | 0 | 0 | 0 | 0 | 0 | 0 | 0
[19 empty] | Total | Sum of above (excl WAFU) | £000s | 166.7308 | 190.5495 | 238.1868 | 952.7474 | 833.6539 | 37.6452 | 37.4092 | 37.2621 | 37.212 | 37.0231 | 36.8784 | 36.7337 | 36.589 | 36.4444 | 36.2997 | 36.155 | 36.0104 | 35.8657 | 35.721 | 35.5764 | 56.0949 | 58.9021 | 64.6612 | 153.0732 | 138.1691 | 34.853 | 34.853 | 34.853 | 34.853 | 34.853 | 34.853 | 34.853 | 34.853 | 34.853 | 34.853 | 34.853 | 34.853 | 34.853 | 34.853 | 34.853 | 55.5162 | 58.4681 | 64.3719 | 152.9285 | 138.1691 | 34.853 | 34.853 | 34.853 | 34.853 | 34.853 | 34.853 | 34.853 | 34.853 | 34.853 | 34.853 | 34.853 | 34.853 | 34.853 | 34.853 | 34.853 | 200.1587 | 223.7739 | 271.0041 | 979.4572 | 861.3817 | 34.853 | 34.853 | 34.853 | 34.853 | 34.853 | 34.853 | 34.853 | 34.853 | 34.853 | 34.853 | 34.853 | 34.853 | 34.853 | 34.853 | 34.853 | 0 | 0 | 0 | 0 | 0 | 0 | 0 | 0 | 0 | 0 | 0 | 0 | 0 | 0 | 0 | 0 | 0 | 0 | 0 | 0 | 0 | 0 | 0 | 0
58.2a | Options to increase raw imports | [20 empty] | 0 | 0 | 0 | 0 | 0 | 0 | 0 | 0 | 0 | 0 | 0 | 0 | 0 | 0 | 0 | 0 | 0 | 0 | 0 | 0 | 0 | 0 | 0 | 0 | 0 | 0 | 0 | 0 | 0 | 0 | 0 | 0 | 0 | 0 | 0 | 0 | 0 | 0 | 0 | 0 | 0 | 0 | 0 | 0 | 0 | 0 | 0 | 0 | 0 | 0 | 0 | 0 | 0 | 0 | 0 | 0 | 0 | 0 | 0 | 0 | 0 | 0 | 0 | 0 | 0 | 0 | 0 | 0 | 0 | 0 | 0 | 0 | 0 | 0 | 0 | 0 | 0 | 0 | 0 | 0 | 0 | 0 | 0 | 0 | 0 | 0 | 0 | 0 | 0 | 0 | 0 | 0 | 0 | 0 | 0 | 0 | 0 | 0 | 0 | 0 | 0 | 0 | 0 | 0
58.3a | Options to increase potable imports | [20 empty] | 0 | 0 | 0 | 0 | 0 | 0 | 0 | 0 | 0 | 0 | 0 | 0 | 0 | 0 | 0 | 0 | 0 | 0 | 0 | 0 | 0 | 0 | 0 | 0 | 0 | 0 | 0 | 0 | 0 | 0 | 0 | 0 | 0 | 0 | 0 | 0 | 0 | 0 | 0 | 0 | 0 | 0 | 0 | 0 | 0 | 0 | 0 | 0 | 0 | 0 | 0 | 0 | 0 | 0 | 0 | 0 | 0 | 0 | 0 | 0 | 0 | 0 | 0 | 0 | 0 | 0 | 0 | 0 | 0 | 0 | 0 | 0 | 0 | 0 | 0 | 0 | 0 | 0 | 0 | 0 | 0 | 0 | 0 | 0 | 0 | 0 | 0 | 0 | 0 | 0 | 0 | 0 | 0 | 0 | 0 | 0 | 0 | 0 | 0 | 0 | 0 | 0 | 0 | 0
58.4a | Options to reduce raw water losses and operational use | [20 empty] | 0 | 0 | 0 | 0 | 0 | 0 | 0 | 0 | 0 | 0 | 0 | 0 | 0 | 0 | 0 | 0 | 0 | 0 | 0 | 0 | 0 | 0 | 0 | 0 | 0 | 0 | 0 | 0 | 0 | 0 | 0 | 0 | 0 | 0 | 0 | 0 | 0 | 0 | 0 | 0 | 0 | 0 | 0 | 0 | 0 | 0 | 0 | 0 | 0 | 0 | 0 | 0 | 0 | 0 | 0 | 0 | 0 | 0 | 0 | 0 | 0 | 0 | 0 | 0 | 0 | 0 | 0 | 0 | 0 | 0 | 0 | 0 | 0 | 0 | 0 | 0 | 0 | 0 | 0 | 0 | 0 | 0 | 0 | 0 | 0 | 0 | 0 | 0 | 0 | 0 | 0 | 0 | 0 | 0 | 0 | 0 | 0 | 0 | 0 | 0 | 0 | 0 | 0 | 0
58.5a | Options to reduce raw water exports | [20 empty] | 0 | 0 | 0 | 0 | 0 | 0 | 0 | 0 | 0 | 0 | 0 | 0 | 0 | 0 | 0 | 0 | 0 | 0 | 0 | 0 | 0 | 0 | 0 | 0 | 0 | 0 | 0 | 0 | 0 | 0 | 0 | 0 | 0 | 0 | 0 | 0 | 0 | 0 | 0 | 0 | 0 | 0 | 0 | 0 | 0 | 0 | 0 | 0 | 0 | 0 | 0 | 0 | 0 | 0 | 0 | 0 | 0 | 0 | 0 | 0 | 0 | 0 | 0 | 0 | 0 | 0 | 0 | 0 | 0 | 0 | 0 | 0 | 0 | 0 | 0 | 0 | 0 | 0 | 0 | 0 | 0 | 0 | 0 | 0 | 0 | 0 | 0 | 0 | 0 | 0 | 0 | 0 | 0 | 0 | 0 | 0 | 0 | 0 | 0 | 0 | 0 | 0 | 0 | 0
58.6a | Options to reduce potable water exports | [20 empty] | 0 | 0 | 0 | 0 | 0 | 0 | 0 | 0 | 0 | 0 | 0 | 0 | 0 | 0 | 0 | 0 | 0 | 0 | 0 | 0 | 0 | 0 | 0 | 0 | 0 | 0 | 0 | 0 | 0 | 0 | 0 | 0 | 0 | 0 | 0 | 0 | 0 | 0 | 0 | 0 | 0 | 0 | 0 | 0 | 0 | 0 | 0 | 0 | 0 | 0 | 0 | 0 | 0 | 0 | 0 | 0 | 0 | 0 | 0 | 0 | 0 | 0 | 0 | 0 | 0 | 0 | 0 | 0 | 0 | 0 | 0 | 0 | 0 | 0 | 0 | 0 | 0 | 0 | 0 | 0 | 0 | 0 | 0 | 0 | 0 | 0 | 0 | 0 | 0 | 0 | 0 | 0 | 0 | 0 | 0 | 0 | 0 | 0 | 0 | 0 | 0 | 0 | 0 | 0
58.7a | Other options to increase Deployable Output | [20 empty] | 0 | 0 | 0 | 0 | 0 | 0 | 0 | 0 | 0 | 0 | 0 | 0 | 0 | 0 | 0 | 0 | 0 | 0 | 0 | 0 | 0 | 0 | 0 | 0 | 0 | 0 | 0 | 0 | 0 | 0 | 0 | 0 | 0 | 0 | 0 | 0 | 0 | 0 | 0 | 0 | 0 | 0 | 0 | 0 | 0 | 0 | 0 | 0 | 0 | 0 | 0 | 0 | 0 | 0 | 0 | 0 | 0 | 0 | 0 | 0 | 0 | 0 | 0 | 0 | 0 | 0 | 0 | 0 | 0 | 0 | 0 | 0 | 0 | 0 | 0 | 0 | 0 | 0 | 0 | 0 | 0 | 0 | 0 | 0 | 0 | 0 | 0 | 0 | 0 | 0 | 0 | 0 | 0 | 0 | 0 | 0 | 0 | 0 | 0 | 0 | 0 | 0 | 0 | 0
59a | DISTRIBUTION SIDE | bar: 1 Year 1 to 80 Year 80
59.1a | Options to reduce Distribution Losses | [20 empty] | 0 | 0 | 0 | 0 | 0 | 0 | 0 | 0 | 0 | 0 | 0 | 0 | 0 | 0 | 0 | 0 | 0 | 0 | 0 | 0 | 0 | 0 | 0 | 0 | 0 | 0 | 0 | 0 | 0 | 0 | 0 | 0 | 0 | 0 | 0 | 0 | 0 | 0 | 0 | 0 | 0 | 0 | 0 | 0 | 0 | 0 | 0 | 0 | 0 | 0 | 0 | 0 | 0 | 0 | 0 | 0 | 0 | 0 | 0 | 0 | 0 | 0 | 0 | 0 | 0 | 0 | 0 | 0 | 0 | 0 | 0 | 0 | 0 | 0 | 0 | 0 | 0 | 0 | 0 | 0 | 0 | 0 | 0 | 0 | 0 | 0 | 0 | 0 | 0 | 0 | 0 | 0 | 0 | 0 | 0 | 0 | 0 | 0 | 0 | 0 | 0 | 0 | 0 | 0
58.1x | Active Leakage Control |  | Demand | Y | 2020-21 | Capacity | 0.05 | 293.4854 | 1548.8712 | 159.336 | 25.362 | 1189.0955 | 50.2465 | 2972.9113 | 590.6834 | 1012.9675 | 3 | 3 | Gains in WAFU / Savings in demand | Input | Ml/d | 0 | 8.6775e-05 | 0 | 0 | 0 | 0 | 0 | 0 | 0.01 | 0.01 | 0.01 | 0.01 | 0.01 | 0.02 | 0.02 | 0.02 | 0.02 | 0.03 | 0.03 | 0.03 | 0.03 | 0.04 | 0.04 | 0.05 | 0.05 | 0.05 | 0.05 | 0.05 | 0.05 | 0.05 | 0.05 | 0.05 | 0.05 | 0.05 | 0.05 | 0.05 | 0.05 | 0.05 | 0.05 | 0.05 | 0.05 | 0.05 | 0.05 | 0.05 | 0.05 | 0.05 | 0.05 | 0.05 | 0.05 | 0.05 | 0.05 | 0.05 | 0.05 | 0.05 | 0.05 | 0.05 | 0.05 | 0.05 | 0.05 | 0.05 | 0.05 | 0.05 | 0.05 | 0.05 | 0.05 | 0.05 | 0.05 | 0.05 | 0.05 | 0.05 | 0.05 | 0.05 | 0.05 | 0.05 | 0.05 | 0.05 | 0.05 | 0.05 | 0.05 | 0.05 | 0 | 0 | 0 | 0 | 0 | 0 | 0 | 0 | 0 | 0 | 0 | 0 | 0 | 0 | 0 | 0 | 0 | 0 | 0 | 0 | 0 | 0 | 0 | 0
[19 empty] | Fixed capex | Input | £000s | 2.3249 | 2.3258 | 2.3268 | 2.328 | 2.3293 | 2.3308 | 2.3324 | 2.3342 | 2.3361 | 2.3382 | 2.3403 | 2.3424 | 2.3447 | 2.347 | 2.3494 | 2.3519 | 2.3546 | 2.3575 | 2.3604 | 2.3635 | 2.3668 | 2.3704 | 2.3742 | 2.3782 | 2.3822 | 2.3822 | 2.3822 | 2.3822 | 2.3822 | 2.3822 | 2.3822 | 2.3822 | 2.3822 | 2.3822 | 2.3822 | 2.3822 | 2.3822 | 2.3822 | 2.3822 | 2.3822 | 2.3822 | 2.3822 | 2.3822 | 2.3822 | 2.3822 | 2.3822 | 2.3822 | 2.3822 | 2.3822 | 2.3822 | 2.3822 | 2.3822 | 2.3822 | 2.3822 | 2.3822 | 2.3822 | 2.3822 | 2.3822 | 2.3822 | 2.3822 | 2.3822 | 2.3822 | 2.3822 | 2.3822 | 2.3822 | 2.3822 | 2.3822 | 2.3822 | 2.3822 | 2.3822 | 2.3822 | 2.3822 | 2.3822 | 2.3822 | 2.3822 | 2.3822 | 2.3822 | 2.3822 | 2.3822 | 2.3822 | 0 | 0 | 0 | 0 | 0 | 0 | 0 | 0 | 0 | 0 | 0 | 0 | 0 | 0 | 0 | 0 | 0 | 0 | 0 | 0 | 0 | 0 | 0 | 0
[19 empty] | Variable capex | Input | £000s | 49.5409 | 49.5731 | 49.619 | 49.6769 | 49.7469 | 49.8296 | 49.9264 | 50.0367 | 50.1607 | 50.2986 | 50.4444 | 50.6003 | 50.7662 | 50.9415 | 51.1256 | 51.3211 | 51.5304 | 51.751 | 51.9818 | 52.2223 | 52.4788 | 52.7547 | 53.046 | 53.3512 | 53.6699 | 53.6699 | 53.6699 | 53.6699 | 53.6699 | 53.6699 | 53.6699 | 53.6699 | 53.6699 | 53.6699 | 53.6699 | 53.6699 | 53.6699 | 53.6699 | 53.6699 | 53.6699 | 53.6699 | 53.6699 | 53.6699 | 53.6699 | 53.6699 | 53.6699 | 53.6699 | 53.6699 | 53.6699 | 53.6699 | 53.6699 | 53.6699 | 53.6699 | 53.6699 | 53.6699 | 53.6699 | 53.6699 | 53.6699 | 53.6699 | 53.6699 | 53.6699 | 53.6699 | 53.6699 | 53.6699 | 53.6699 | 53.6699 | 53.6699 | 53.6699 | 53.6699 | 53.6699 | 53.6699 | 53.6699 | 53.6699 | 53.6699 | 53.6699 | 53.6699 | 53.6699 | 53.6699 | 53.6699 | 53.6699 | 0 | 0 | 0 | 0 | 0 | 0 | 0 | 0 | 0 | 0 | 0 | 0 | 0 | 0 | 0 | 0 | 0 | 0 | 0 | 0 | 0 | 0 | 0 | 0
[19 empty] | Financing costs | Input | £000s | 0 | 0 | 0 | 0 | 0 | 0 | 0 | 0 | 0 | 0 | 0 | 0 | 0 | 0 | 0 | 0 | 0 | 0 | 0 | 0 | 0 | 0 | 0 | 0 | 0 | 0 | 0 | 0 | 0 | 0 | 0 | 0 | 0 | 0 | 0 | 0 | 0 | 0 | 0 | 0 | 0 | 0 | 0 | 0 | 0 | 0 | 0 | 0 | 0 | 0 | 0 | 0 | 0 | 0 | 0 | 0 | 0 | 0 | 0 | 0 | 0 | 0 | 0 | 0 | 0 | 0 | 0 | 0 | 0 | 0 | 0 | 0 | 0 | 0 | 0 | 0 | 0 | 0 | 0 | 0
[19 empty] | Fixed opex | Input | £000s | 0 | 0 | 0 | 0 | 0 | 0 | 0 | 0 | 0 | 0 | 0 | 0 | 0 | 0 | 0 | 0 | 0 | 0 | 0 | 0 | 0 | 0 | 0 | 0 | 0 | 0 | 0 | 0 | 0 | 0 | 0 | 0 | 0 | 0 | 0 | 0 | 0 | 0 | 0 | 0 | 0 | 0 | 0 | 0 | 0 | 0 | 0 | 0 | 0 | 0 | 0 | 0 | 0 | 0 | 0 | 0 | 0 | 0 | 0 | 0 | 0 | 0 | 0 | 0 | 0 | 0 | 0 | 0 | 0 | 0 | 0 | 0 | 0 | 0 | 0 | 0 | 0 | 0 | 0 | 0 | 0 | 0 | 0 | 0 | 0 | 0 | 0 | 0 | 0 | 0 | 0 | 0 | 0 | 0 | 0 | 0 | 0 | 0 | 0 | 0 | 0 | 0 | 0 | 0
[19 empty] | Variable opex | Input | £000s | 5.504 | 5.5061 | 5.5086 | 5.5114 | 5.5145 | 5.5179 | 5.5218 | 5.526 | 5.5306 | 5.5355 | 5.5404 | 5.5455 | 5.5508 | 5.5562 | 5.5619 | 5.5678 | 5.5743 | 5.5811 | 5.5881 | 5.5952 | 5.603 | 5.6117 | 5.6207 | 5.63 | 5.6396 | 5.6396 | 5.6396 | 5.6396 | 5.6396 | 5.6396 | 5.6396 | 5.6396 | 5.6396 | 5.6396 | 5.6396 | 5.6396 | 5.6396 | 5.6396 | 5.6396 | 5.6396 | 5.6396 | 5.6396 | 5.6396 | 5.6396 | 5.6396 | 5.6396 | 5.6396 | 5.6396 | 5.6396 | 5.6396 | 5.6396 | 5.6396 | 5.6396 | 5.6396 | 5.6396 | 5.6396 | 5.6396 | 5.6396 | 5.6396 | 5.6396 | 5.6396 | 5.6396 | 5.6396 | 5.6396 | 5.6396 | 5.6396 | 5.6396 | 5.6396 | 5.6396 | 5.6396 | 5.6396 | 5.6396 | 5.6396 | 5.6396 | 5.6396 | 5.6396 | 5.6396 | 5.6396 | 5.6396 | 5.6396 | 0 | 0 | 0 | 0 | 0 | 0 | 0 | 0 | 0 | 0 | 0 | 0 | 0 | 0 | 0 | 0 | 0 | 0 | 0 | 0 | 0 | 0 | 0 | 0
[19 empty] | Opex savings | Input | £000s | 0 | 0.0027371 | 0 | 0 | 0 | 0 | 0 | 0 | 0.31542 | 0.31542 | 0.31542 | 0.31542 | 0.31542 | 0.63084 | 0.63084 | 0.63084 | 0.63084 | 0.94626 | 0.94626 | 0.94626 | 0.94626 | 1.2617 | 1.2617 | 1.5771 | 1.5771 | 1.5771 | 1.5771 | 1.5771 | 1.5771 | 1.5771 | 1.5771 | 1.5771 | 1.5771 | 1.5771 | 1.5771 | 1.5771 | 1.5771 | 1.5771 | 1.5771 | 1.5771 | 1.5771 | 1.5771 | 1.5771 | 1.5771 | 1.5771 | 1.5771 | 1.5771 | 1.5771 | 1.5771 | 1.5771 | 1.5771 | 1.5771 | 1.5771 | 1.5771 | 1.5771 | 1.5771 | 1.5771 | 1.5771 | 1.5771 | 1.5771 | 1.5771 | 1.5771 | 1.5771 | 1.5771 | 1.5771 | 1.5771 | 1.5771 | 1.5771 | 1.5771 | 1.5771 | 1.5771 | 1.5771 | 1.5771 | 1.5771 | 1.5771 | 1.5771 | 1.5771 | 1.5771 | 1.5771 | 1.5771 | 0 | 0 | 0 | 0 | 0 | 0 | 0 | 0 | 0 | 0 | 0 | 0 | 0 | 0 | 0 | 0 | 0 | 0 | 0 | 0 | 0 | 0 | 0 | 0
[19 empty] | Fixed env & social | Input | £000s | 0 | 0 | 0 | 0 | 0 | 0 | 0 | 0 | 0 | 0 | 0 | 0 | 0 | 0 | 0 | 0 | 0 | 0 | 0 | 0 | 0 | 0 | 0 | 0 | 0 | 0 | 0 | 0 | 0 | 0 | 0 | 0 | 0 | 0 | 0 | 0 | 0 | 0 | 0 | 0 | 0 | 0 | 0 | 0 | 0 | 0 | 0 | 0 | 0 | 0 | 0 | 0 | 0 | 0 | 0 | 0 | 0 | 0 | 0 | 0 | 0 | 0 | 0 | 0 | 0 | 0 | 0 | 0 | 0 | 0 | 0 | 0 | 0 | 0 | 0 | 0 | 0 | 0 | 0 | 0 | 0 | 0 | 0 | 0 | 0 | 0 | 0 | 0 | 0 | 0 | 0 | 0 | 0 | 0 | 0 | 0 | 0 | 0 | 0 | 0 | 0 | 0 | 0 | 0
[19 empty] | Variable env & social | Input | £000s | 0.00493 | 0.01973 | 0.04437 | 0.07887 | 0.12329 | 0.17797 | 0.24346 | 0.31987 | 0.40733 | 0.50605 | 0.61366 | 0.73024 | 0.85538 | 0.9887 | 1.1298 | 1.2795 | 1.4389 | 1.6077 | 1.7853 | 1.9713 | 2.1681 | 2.3777 | 2.5997 | 2.8336 | 3.0788 | 3.0788 | 3.0788 | 3.0788 | 3.0788 | 3.0788 | 3.0788 | 3.0788 | 3.0788 | 3.0788 | 3.0788 | 3.0788 | 3.0788 | 3.0788 | 3.0788 | 3.0788 | 3.0788 | 3.0788 | 3.0788 | 3.0788 | 3.0788 | 3.0788 | 3.0788 | 3.0788 | 3.0788 | 3.0788 | 3.0788 | 3.0788 | 3.0788 | 3.0788 | 3.0788 | 3.0788 | 3.0788 | 3.0788 | 3.0788 | 3.0788 | 3.0788 | 3.0788 | 3.0788 | 3.0788 | 3.0788 | 3.0788 | 3.0788 | 3.0788 | 3.0788 | 3.0788 | 3.0788 | 3.0788 | 3.0788 | 3.0788 | 3.0788 | 3.0788 | 3.0788 | 3.0788 | 3.0788 | 3.0788 | 0 | 0 | 0 | 0 | 0 | 0 | 0 | 0 | 0 | 0 | 0 | 0 | 0 | 0 | 0 | 0 | 0 | 0 | 0 | 0 | 0 | 0 | 0 | 0
[19 empty] | Fixed carbon costs | Input | £000s | 0 | 0 | 0 | 0 | 0 | 0 | 0 | 0 | 0 | 0 | 0 | 0 | 0 | 0 | 0 | 0 | 0 | 0 | 0 | 0 | 0 | 0 | 0 | 0 | 0 | 0 | 0 | 0 | 0 | 0 | 0 | 0 | 0 | 0 | 0 | 0 | 0 | 0 | 0 | 0 | 0 | 0 | 0 | 0 | 0 | 0 | 0 | 0 | 0 | 0 | 0 | 0 | 0 | 0 | 0 | 0 | 0 | 0 | 0 | 0 | 0 | 0 | 0 | 0 | 0 | 0 | 0 | 0 | 0 | 0 | 0 | 0 | 0 | 0 | 0 | 0 | 0 | 0 | 0 | 0 | 0 | 0 | 0 | 0 | 0 | 0 | 0 | 0 | 0 | 0 | 0 | 0 | 0 | 0 | 0 | 0 | 0 | 0 | 0 | 0 | 0 | 0 | 0 | 0
[19 empty] | Variable carbon costs | Input | £000s | 41.07 | 41.09 | 41.11 | 41.13 | 41.15 | 41.18 | 41.21 | 41.24 | 41.27 | 41.31 | 41.35 | 41.38 | 41.42 | 41.46 | 41.51 | 41.55 | 41.6 | 41.65 | 41.7 | 41.75 | 41.81 | 41.88 | 41.94 | 42.01 | 42.09 | 42.09 | 42.09 | 42.09 | 42.09 | 42.09 | 42.09 | 42.09 | 42.09 | 42.09 | 42.09 | 42.09 | 42.09 | 42.09 | 42.09 | 42.09 | 42.09 | 42.09 | 42.09 | 42.09 | 42.09 | 42.09 | 42.09 | 42.09 | 42.09 | 42.09 | 42.09 | 42.09 | 42.09 | 42.09 | 42.09 | 42.09 | 42.09 | 42.09 | 42.09 | 42.09 | 42.09 | 42.09 | 42.09 | 42.09 | 42.09 | 42.09 | 42.09 | 42.09 | 42.09 | 42.09 | 42.09 | 42.09 | 42.09 | 42.09 | 42.09 | 42.09 | 42.09 | 42.09 | 42.09 | 42.09 | 0 | 0 | 0 | 0 | 0 | 0 | 0 | 0 | 0 | 0 | 0 | 0 | 0 | 0 | 0 | 0 | 0 | 0 | 0 | 0 | 0 | 0 | 0 | 0
[19 empty] | Customer willingness to pay | Input | £000s | 0 | 0 | 0 | 0 | 0 | 0 | 0 | 0 | 0 | 0 | 0 | 0 | 0 | 0 | 0 | 0 | 0 | 0 | 0 | 0 | 0 | 0 | 0 | 0 | 0 | 0 | 0 | 0 | 0 | 0 | 0 | 0 | 0 | 0 | 0 | 0 | 0 | 0 | 0 | 0 | 0 | 0 | 0 | 0 | 0 | 0 | 0 | 0 | 0 | 0 | 0 | 0 | 0 | 0 | 0 | 0 | 0 | 0 | 0 | 0 | 0 | 0 | 0 | 0 | 0 | 0 | 0 | 0 | 0 | 0 | 0 | 0 | 0 | 0 | 0 | 0 | 0 | 0 | 0 | 0 | 0 | 0 | 0 | 0 | 0 | 0 | 0 | 0 | 0 | 0 | 0 | 0 | 0 | 0 | 0 | 0 | 0 | 0 | 0 | 0 | 0 | 0 | 0 | 0
[19 empty] | Total | Sum of above (excl WAFU) | £000s | 98.4447 | 98.5174 | 98.6088 | 98.7252 | 98.864 | 99.0363 | 99.2341 | 99.4568 | 100.0201 | 100.3038 | 100.6041 | 100.9139 | 101.2525 | 101.9242 | 102.3075 | 102.7012 | 103.1291 | 103.8935 | 104.3618 | 104.8486 | 105.373 | 106.2561 | 106.8423 | 107.78 | 108.4376 | 108.4376 | 108.4376 | 108.4376 | 108.4376 | 108.4376 | 108.4376 | 108.4376 | 108.4376 | 108.4376 | 108.4376 | 108.4376 | 108.4376 | 108.4376 | 108.4376 | 108.4376 | 108.4376 | 108.4376 | 108.4376 | 108.4376 | 108.4376 | 108.4376 | 108.4376 | 108.4376 | 108.4376 | 108.4376 | 108.4376 | 108.4376 | 108.4376 | 108.4376 | 108.4376 | 108.4376 | 108.4376 | 108.4376 | 108.4376 | 108.4376 | 108.4376 | 108.4376 | 108.4376 | 108.4376 | 108.4376 | 108.4376 | 108.4376 | 108.4376 | 108.4376 | 108.4376 | 108.4376 | 108.4376 | 108.4376 | 108.4376 | 108.4376 | 108.4376 | 108.4376 | 108.4376 | 108.4376 | 108.4376 | 0 | 0 | 0 | 0 | 0 | 0 | 0 | 0 | 0 | 0 | 0 | 0 | 0 | 0 | 0 | 0 | 0 | 0 | 0 | 0 | 0 | 0 | 0 | 0
59.2a | Options to reduce Distribution System Operating Use (DSOU) losses | [20 empty] | 0 | 0 | 0 | 0 | 0 | 0 | 0 | 0 | 0 | 0 | 0 | 0 | 0 | 0 | 0 | 0 | 0 | 0 | 0 | 0 | 0 | 0 | 0 | 0 | 0 | 0 | 0 | 0 | 0 | 0 | 0 | 0 | 0 | 0 | 0 | 0 | 0 | 0 | 0 | 0 | 0 | 0 | 0 | 0 | 0 | 0 | 0 | 0 | 0 | 0 | 0 | 0 | 0 | 0 | 0 | 0 | 0 | 0 | 0 | 0 | 0 | 0 | 0 | 0 | 0 | 0 | 0 | 0 | 0 | 0 | 0 | 0 | 0 | 0 | 0 | 0 | 0 | 0 | 0 | 0 | 0 | 0 | 0 | 0 | 0 | 0 | 0 | 0 | 0 | 0 | 0 | 0 | 0 | 0 | 0 | 0 | 0 | 0 | 0 | 0 | 0 | 0 | 0 | 0
60a | PRODUCTION SIDE | bar: 1 Year 1 to 80 Year 80
60.1a | Options to reduce treatment works losses | [20 empty] | 0 | 0 | 0 | 0 | 0 | 0 | 0 | 0 | 0 | 0 | 0 | 0 | 0 | 0 | 0 | 0 | 0 | 0 | 0 | 0 | 0 | 0 | 0 | 0 | 0 | 0 | 0 | 0 | 0 | 0 | 0 | 0 | 0 | 0 | 0 | 0 | 0 | 0 | 0 | 0 | 0 | 0 | 0 | 0 | 0 | 0 | 0 | 0 | 0 | 0 | 0 | 0 | 0 | 0 | 0 | 0 | 0 | 0 | 0 | 0 | 0 | 0 | 0 | 0 | 0 | 0 | 0 | 0 | 0 | 0 | 0 | 0 | 0 | 0 | 0 | 0 | 0 | 0 | 0 | 0 | 0 | 0 | 0 | 0 | 0 | 0 | 0 | 0 | 0 | 0 | 0 | 0 | 0 | 0 | 0 | 0 | 0 | 0 | 0 | 0 | 0 | 0 | 0 | 0
60.2a | Options to reduce outage | [20 empty] | 0 | 0 | 0 | 0 | 0 | 0 | 0 | 0 | 0 | 0 | 0 | 0 | 0 | 0 | 0 | 0 | 0 | 0 | 0 | 0 | 0 | 0 | 0 | 0 | 0 | 0 | 0 | 0 | 0 | 0 | 0 | 0 | 0 | 0 | 0 | 0 | 0 | 0 | 0 | 0 | 0 | 0 | 0 | 0 | 0 | 0 | 0 | 0 | 0 | 0 | 0 | 0 | 0 | 0 | 0 | 0 | 0 | 0 | 0 | 0 | 0 | 0 | 0 | 0 | 0 | 0 | 0 | 0 | 0 | 0 | 0 | 0 | 0 | 0 | 0 | 0 | 0 | 0 | 0 | 0 | 0 | 0 | 0 | 0 | 0 | 0 | 0 | 0 | 0 | 0 | 0 | 0 | 0 | 0 | 0 | 0 | 0 | 0 | 0 | 0 | 0 | 0 | 0 | 0
61a | CUSTOMER SIDE | bar: 1 Year 1 to 80 Year 80
61.1a | Options to change volume delivered to measured households | [20 empty] | 0 | 0 | 0 | 0 | 0 | 0 | 0 | 0 | 0 | 0 | 0 | 0 | 0 | 0 | 0 | 0 | 0 | 0 | 0 | 0 | 0 | 0 | 0 | 0 | 0 | 0 | 0 | 0 | 0 | 0 | 0 | 0 | 0 | 0 | 0 | 0 | 0 | 0 | 0 | 0 | 0 | 0 | 0 | 0 | 0 | 0 | 0 | 0 | 0 | 0 | 0 | 0 | 0 | 0 | 0 | 0 | 0 | 0 | 0 | 0 | 0 | 0 | 0 | 0 | 0 | 0 | 0 | 0 | 0 | 0 | 0 | 0 | 0 | 0 | 0 | 0 | 0 | 0 | 0 | 0 | 0 | 0 | 0 | 0 | 0 | 0 | 0 | 0 | 0 | 0 | 0 | 0 | 0 | 0 | 0 | 0 | 0 | 0 | 0 | 0 | 0 | 0 | 0 | 0
58.1x | Home water efficiency checks including social housing | WE003 | Demand | Y | 2020-21 | Capacity | 0.021043 | 84.8422 | 0 | 320.6732 | 0 | 0 | 0 | 320.6732 | 377.9642 | 377.9642 | 3 | 3 | Gains in WAFU / Savings in demand | Input | Ml/d | 0.0020235 | 0.0039357 | 0.0057427 | 0.0074503 | 0.009064 | 0.010589 | 0.01203 | 0.013392 | 0.014679 | 0.015895 | 0.017044 | 0.01813 | 0.019157 | 0.020126 | 0.021043 | 0.019886 | 0.018792 | 0.017758 | 0.016782 | 0.015859 | 0.014334 | 0.012893 | 0.011531 | 0.010244 | 0.0090277 | 0.0078784 | 0.0067924 | 0.0057661 | 0.0047962 | 0.0038797 | 0.0030136 | 0.0021951 | 0.0014216 | 0.00069072 | 0 | 0 | 0 | 0 | 0 | 0 | 0 | 0 | 0 | 0 | 0 | 0 | 0 | 0 | 0 | 0 | 0 | 0 | 0 | 0 | 0 | 0 | 0 | 0 | 0 | 0 | 0 | 0 | 0 | 0 | 0 | 0 | 0 | 0 | 0 | 0 | 0 | 0 | 0 | 0 | 0 | 0 | 0 | 0 | 0 | 0 | 0 | 0 | 0 | 0 | 0 | 0 | 0 | 0 | 0 | 0 | 0 | 0 | 0 | 0 | 0 | 0 | 0 | 0 | 0 | 0 | 0 | 0 | 0 | 0
| This is a company wide decision, and the AIC reflects the company wide costs and demand benefits for measured and unmeasured water efficiency programmes | [17 empty] | Fixed capex | Input | £000s | 0 | 0 | 0 | 0 | 0 | 0 | 0 | 0 | 0 | 0 | 0 | 0 | 0 | 0 | 0 | 0 | 0 | 0 | 0 | 0 | 0 | 0 | 0 | 0 | 0 | 0 | 0 | 0 | 0 | 0 | 0 | 0 | 0 | 0 | 0 | 0 | 0 | 0 | 0 | 0 | 0 | 0 | 0 | 0 | 0 | 0 | 0 | 0 | 0 | 0 | 0 | 0 | 0 | 0 | 0 | 0 | 0 | 0 | 0 | 0 | 0 | 0 | 0 | 0 | 0 | 0 | 0 | 0 | 0 | 0 | 0 | 0 | 0 | 0 | 0 | 0 | 0 | 0 | 0 | 0 | 0 | 0 | 0 | 0 | 0 | 0 | 0 | 0 | 0 | 0 | 0 | 0 | 0 | 0 | 0 | 0 | 0 | 0 | 0 | 0 | 0 | 0 | 0 | 0
[19 empty] | Variable capex | Input | £000s | 0 | 0 | 0 | 0 | 0 | 0 | 0 | 0 | 0 | 0 | 0 | 0 | 0 | 0 | 0 | 0 | 0 | 0 | 0 | 0 | 0 | 0 | 0 | 0 | 0 | 0 | 0 | 0 | 0 | 0 | 0 | 0 | 0 | 0 | 0 | 0 | 0 | 0 | 0 | 0 | 0 | 0 | 0 | 0 | 0 | 0 | 0 | 0 | 0 | 0 | 0 | 0 | 0 | 0 | 0 | 0 | 0 | 0 | 0 | 0 | 0 | 0 | 0 | 0 | 0 | 0 | 0 | 0 | 0 | 0 | 0 | 0 | 0 | 0 | 0 | 0 | 0 | 0 | 0 | 0 | 0 | 0 | 0 | 0 | 0 | 0 | 0 | 0 | 0 | 0 | 0 | 0 | 0 | 0 | 0 | 0 | 0 | 0 | 0 | 0 | 0 | 0 | 0 | 0
[19 empty] | Financing costs | Input | £000s | 0 | 0 | 0 | 0 | 0 | 0 | 0 | 0 | 0 | 0 | 0 | 0 | 0 | 0 | 0 | 0 | 0 | 0 | 0 | 0 | 0 | 0 | 0 | 0 | 0 | 0 | 0 | 0 | 0 | 0 | 0 | 0 | 0 | 0 | 0 | 0 | 0 | 0 | 0 | 0 | 0 | 0 | 0 | 0 | 0 | 0 | 0 | 0 | 0 | 0 | 0 | 0 | 0 | 0 | 0 | 0 | 0 | 0 | 0 | 0 | 0 | 0 | 0 | 0 | 0 | 0 | 0 | 0 | 0 | 0 | 0 | 0 | 0 | 0 | 0 | 0 | 0 | 0 | 0 | 0
[19 empty] | Fixed opex | Input | £000s | 0 | 0 | 0 | 0 | 0 | 0 | 0 | 0 | 0 | 0 | 0 | 0 | 0 | 0 | 0 | 0 | 0 | 0 | 0 | 0 | 0 | 0 | 0 | 0 | 0 | 0 | 0 | 0 | 0 | 0 | 0 | 0 | 0 | 0 | 0 | 0 | 0 | 0 | 0 | 0 | 0 | 0 | 0 | 0 | 0 | 0 | 0 | 0 | 0 | 0 | 0 | 0 | 0 | 0 | 0 | 0 | 0 | 0 | 0 | 0 | 0 | 0 | 0 | 0 | 0 | 0 | 0 | 0 | 0 | 0 | 0 | 0 | 0 | 0 | 0 | 0 | 0 | 0 | 0 | 0 | 0 | 0 | 0 | 0 | 0 | 0 | 0 | 0 | 0 | 0 | 0 | 0 | 0 | 0 | 0 | 0 | 0 | 0 | 0 | 0 | 0 | 0 | 0 | 0
[19 empty] | Variable opex | Input | £000s | 3.6547 | 7.3094 | 10.964 | 14.6187 | 18.2734 | 21.9281 | 25.5828 | 29.2374 | 32.8921 | 36.5468 | 40.2015 | 43.8561 | 47.5108 | 51.1655 | 54.8202 | 0 | 0 | 0 | 0 | 0 | 0 | 0 | 0 | 0 | 0 | 0 | 0 | 0 | 0 | 0 | 0 | 0 | 0 | 0 | 0 | 0 | 0 | 0 | 0 | 0 | 0 | 0 | 0 | 0 | 0 | 0 | 0 | 0 | 0 | 0 | 0 | 0 | 0 | 0 | 0 | 0 | 0 | 0 | 0 | 0 | 0 | 0 | 0 | 0 | 0 | 0 | 0 | 0 | 0 | 0 | 0 | 0 | 0 | 0 | 0 | 0 | 0 | 0 | 0 | 0 | 0 | 0 | 0 | 0 | 0 | 0 | 0 | 0 | 0 | 0 | 0 | 0 | 0 | 0 | 0 | 0 | 0 | 0 | 0 | 0 | 0 | 0 | 0 | 0
[19 empty] | Opex savings | Input | £000s | 0 | 0 | 0 | 0 | 0 | 0 | 0 | 0 | 0 | 0 | 0 | 0 | 0 | 0 | 0 | 0 | 0 | 0 | 0 | 0 | 0 | 0 | 0 | 0 | 0 | 0 | 0 | 0 | 0 | 0 | 0 | 0 | 0 | 0 | 0 | 0 | 0 | 0 | 0 | 0 | 0 | 0 | 0 | 0 | 0 | 0 | 0 | 0 | 0 | 0 | 0 | 0 | 0 | 0 | 0 | 0 | 0 | 0 | 0 | 0 | 0 | 0 | 0 | 0 | 0 | 0 | 0 | 0 | 0 | 0 | 0 | 0 | 0 | 0 | 0 | 0 | 0 | 0 | 0 | 0 | 0 | 0 | 0 | 0 | 0 | 0 | 0 | 0 | 0 | 0 | 0 | 0 | 0 | 0 | 0 | 0 | 0 | 0 | 0 | 0 | 0 | 0 | 0 | 0
[19 empty] | Fixed env & social | Input | £000s | 0 | 0 | 0 | 0 | 0 | 0 | 0 | 0 | 0 | 0 | 0 | 0 | 0 | 0 | 0 | 0 | 0 | 0 | 0 | 0 | 0 | 0 | 0 | 0 | 0 | 0 | 0 | 0 | 0 | 0 | 0 | 0 | 0 | 0 | 0 | 0 | 0 | 0 | 0 | 0 | 0 | 0 | 0 | 0 | 0 | 0 | 0 | 0 | 0 | 0 | 0 | 0 | 0 | 0 | 0 | 0 | 0 | 0 | 0 | 0 | 0 | 0 | 0 | 0 | 0 | 0 | 0 | 0 | 0 | 0 | 0 | 0 | 0 | 0 | 0 | 0 | 0 | 0 | 0 | 0 | 0 | 0 | 0 | 0 | 0 | 0 | 0 | 0 | 0 | 0 | 0 | 0 | 0 | 0 | 0 | 0 | 0 | 0 | 0 | 0 | 0 | 0 | 0 | 0
[19 empty] | Variable env & social | Input | £000s | 0 | 0 | 0 | 0 | 0 | 0 | 0 | 0 | 0 | 0 | 0 | 0 | 0 | 0 | 0 | 0 | 0 | 0 | 0 | 0 | 0 | 0 | 0 | 0 | 0 | 0 | 0 | 0 | 0 | 0 | 0 | 0 | 0 | 0 | 0 | 0 | 0 | 0 | 0 | 0 | 0 | 0 | 0 | 0 | 0 | 0 | 0 | 0 | 0 | 0 | 0 | 0 | 0 | 0 | 0 | 0 | 0 | 0 | 0 | 0 | 0 | 0 | 0 | 0 | 0 | 0 | 0 | 0 | 0 | 0 | 0 | 0 | 0 | 0 | 0 | 0 | 0 | 0 | 0 | 0 | 0 | 0 | 0 | 0 | 0 | 0 | 0 | 0 | 0 | 0 | 0 | 0 | 0 | 0 | 0 | 0 | 0 | 0 | 0 | 0 | 0 | 0 | 0 | 0
[19 empty] | Fixed carbon costs | Input | £000s | 0 | 0 | 0 | 0 | 0 | 0 | 0 | 0 | 0 | 0 | 0 | 0 | 0 | 0 | 0 | 0 | 0 | 0 | 0 | 0 | 0 | 0 | 0 | 0 | 0 | 0 | 0 | 0 | 0 | 0 | 0 | 0 | 0 | 0 | 0 | 0 | 0 | 0 | 0 | 0 | 0 | 0 | 0 | 0 | 0 | 0 | 0 | 0 | 0 | 0 | 0 | 0 | 0 | 0 | 0 | 0 | 0 | 0 | 0 | 0 | 0 | 0 | 0 | 0 | 0 | 0 | 0 | 0 | 0 | 0 | 0 | 0 | 0 | 0 | 0 | 0 | 0 | 0 | 0 | 0 | 0 | 0 | 0 | 0 | 0 | 0 | 0 | 0 | 0 | 0 | 0 | 0 | 0 | 0 | 0 | 0 | 0 | 0 | 0 | 0 | 0 | 0 | 0 | 0
[19 empty] | Variable carbon costs | Input | £000s | 0 | 0 | 0 | 0 | 0 | 0 | 0 | 0 | 0 | 0 | 0 | 0 | 0 | 0 | 0 | 0 | 0 | 0 | 0 | 0 | 0 | 0 | 0 | 0 | 0 | 0 | 0 | 0 | 0 | 0 | 0 | 0 | 0 | 0 | 0 | 0 | 0 | 0 | 0 | 0 | 0 | 0 | 0 | 0 | 0 | 0 | 0 | 0 | 0 | 0 | 0 | 0 | 0 | 0 | 0 | 0 | 0 | 0 | 0 | 0 | 0 | 0 | 0 | 0 | 0 | 0 | 0 | 0 | 0 | 0 | 0 | 0 | 0 | 0 | 0 | 0 | 0 | 0 | 0 | 0 | 0 | 0 | 0 | 0 | 0 | 0 | 0 | 0 | 0 | 0 | 0 | 0 | 0 | 0 | 0 | 0 | 0 | 0 | 0 | 0 | 0 | 0 | 0 | 0
[19 empty] | Customer willingness to pay | Input | £000s | 0 | 0 | 0 | 0 | 0 | 0 | 0 | 0 | 0 | 0 | 0 | 0 | 0 | 0 | 0 | 0 | 0 | 0 | 0 | 0 | 0 | 0 | 0 | 0 | 0 | 0 | 0 | 0 | 0 | 0 | 0 | 0 | 0 | 0 | 0 | 0 | 0 | 0 | 0 | 0 | 0 | 0 | 0 | 0 | 0 | 0 | 0 | 0 | 0 | 0 | 0 | 0 | 0 | 0 | 0 | 0 | 0 | 0 | 0 | 0 | 0 | 0 | 0 | 0 | 0 | 0 | 0 | 0 | 0 | 0 | 0 | 0 | 0 | 0 | 0 | 0 | 0 | 0 | 0 | 0 | 0 | 0 | 0 | 0 | 0 | 0 | 0 | 0 | 0 | 0 | 0 | 0 | 0 | 0 | 0 | 0 | 0 | 0 | 0 | 0 | 0 | 0 | 0 | 0
[19 empty] | Total | Sum of above (excl WAFU) | £000s | 3.6547 | 7.3094 | 10.964 | 14.6187 | 18.2734 | 21.9281 | 25.5828 | 29.2374 | 32.8921 | 36.5468 | 40.2015 | 43.8561 | 47.5108 | 51.1655 | 54.8202 | 0 | 0 | 0 | 0 | 0 | 0 | 0 | 0 | 0 | 0 | 0 | 0 | 0 | 0 | 0 | 0 | 0 | 0 | 0 | 0 | 0 | 0 | 0 | 0 | 0 | 0 | 0 | 0 | 0 | 0 | 0 | 0 | 0 | 0 | 0 | 0 | 0 | 0 | 0 | 0 | 0 | 0 | 0 | 0 | 0 | 0 | 0 | 0 | 0 | 0 | 0 | 0 | 0 | 0 | 0 | 0 | 0 | 0 | 0 | 0 | 0 | 0 | 0 | 0 | 0 | 0 | 0 | 0 | 0 | 0 | 0 | 0 | 0 | 0 | 0 | 0 | 0 | 0 | 0 | 0 | 0 | 0 | 0 | 0 | 0 | 0 | 0 | 0 | 0
61.2a | Options to change volume delivered to unmeasured households | [20 empty] | 0 | 0 | 0 | 0 | 0 | 0 | 0 | 0 | 0 | 0 | 0 | 0 | 0 | 0 | 0 | 0 | 0 | 0 | 0 | 0 | 0 | 0 | 0 | 0 | 0 | 0 | 0 | 0 | 0 | 0 | 0 | 0 | 0 | 0 | 0 | 0 | 0 | 0 | 0 | 0 | 0 | 0 | 0 | 0 | 0 | 0 | 0 | 0 | 0 | 0 | 0 | 0 | 0 | 0 | 0 | 0 | 0 | 0 | 0 | 0 | 0 | 0 | 0 | 0 | 0 | 0 | 0 | 0 | 0 | 0 | 0 | 0 | 0 | 0 | 0 | 0 | 0 | 0 | 0 | 0 | 0 | 0 | 0 | 0 | 0 | 0 | 0 | 0 | 0 | 0 | 0 | 0 | 0 | 0 | 0 | 0 | 0 | 0 | 0 | 0 | 0 | 0 | 0 | 0
58.1x | Enhanced Metering |  | Demand | Y | 2020-21 | Capacity | 35.7062 | 198975.7363 | 450072.3585 | 299535.8184 | 0 | 10126.8707 | 168162.8438 | 927897.8914 | 376.7335 | 466.3372 | 3 | 3 | Gains in WAFU / Savings in demand | Input | Ml/d | 3.2731 | 4.964 | 6.6772 | 8.4361 | 10.2206 | 14.1137 | 18.1353 | 22.2053 | 26.2404 | 30.3353 | 31.5773 | 32.6149 | 33.6508 | 34.6846 | 35.7062 | 33.4778 | 31.3251 | 29.2283 | 27.1642 | 25.2109 | 23.3221 | 21.4961 | 19.7296 | 18.025 | 16.3866 | 16.3866 | 16.3866 | 16.3866 | 16.3866 | 16.3866 | 16.3866 | 16.3866 | 16.3866 | 16.3866 | 16.3866 | 16.3866 | 16.3866 | 16.3866 | 16.3866 | 16.3866 | 16.3866 | 16.3866 | 16.3866 | 16.3866 | 16.3866 | 16.3866 | 16.3866 | 16.3866 | 16.3866 | 16.3866 | 16.3866 | 16.3866 | 16.3866 | 16.3866 | 16.3866 | 16.3866 | 16.3866 | 16.3866 | 16.3866 | 16.3866 | 16.3866 | 16.3866 | 16.3866 | 16.3866 | 16.3866 | 16.3866 | 16.3866 | 16.3866 | 16.3866 | 16.3866 | 16.3866 | 16.3866 | 16.3866 | 16.3866 | 16.3866 | 16.3866 | 16.3866 | 16.3866 | 16.3866 | 16.3866 | 0 | 0 | 0 | 0 | 0 | 0 | 0 | 0 | 0 | 0 | 0 | 0 | 0 | 0 | 0 | 0 | 0 | 0 | 0 | 0 | 0 | 0 | 0 | 0
| This is a company wide decision, and the AIC reflects the company wide costs and demand benefits | [17 empty] | Fixed capex | Input | £000s | 14360.5 | 14360.5 | 14360.5 | 14360.5 | 14360.5 | 26243.0561 | 26349.7341 | 26454.5657 | 26557.3459 | 26658.0745 | 17352.9756 | 17415.9828 | 17477.9243 | 17538.6669 | 17598.2106 | 6396.0653 | 6422.0653 | 6447.6153 | 6472.6653 | 6497.2153 | 14716.3041 | 14731.6604 | 14746.7571 | 14761.5615 | 14776.0738 | 20723.2517 | 20807.4917 | 20890.2737 | 20971.4357 | 21050.9777 | 14439.2252 | 14488.9798 | 14537.8929 | 14585.8593 | 14632.879 | 6396.0653 | 6422.0653 | 6447.6153 | 6472.6653 | 6497.2153 | 14716.3041 | 14731.6604 | 14746.7571 | 14761.5615 | 14776.0738 | 20723.2517 | 20807.4917 | 20890.2737 | 20971.4357 | 21050.9777 | 14439.2252 | 14488.9798 | 14537.8929 | 14585.8593 | 14632.879 | 6396.0653 | 6422.0653 | 6447.6153 | 6472.6653 | 6497.2153 | 14716.3041 | 14731.6604 | 14746.7571 | 14761.5615 | 14776.0738 | 20723.2517 | 20807.4917 | 20890.2737 | 20971.4357 | 21050.9777 | 14439.2252 | 14488.9798 | 14537.8929 | 14585.8593 | 14632.879 | 6396.0653 | 6422.0653 | 6447.6153 | 6472.6653 | 6497.2153 | 0 | 0 | 0 | 0 | 0 | 0 | 0 | 0 | 0 | 0 | 0 | 0 | 0 | 0 | 0 | 0 | 0 | 0 | 0 | 0 | 0 | 0 | 0 | 0
[19 empty] | Variable capex | Input | £000s | 0 | 0 | 0 | 0 | 0 | 0 | 0 | 0 | 0 | 0 | 0 | 0 | 0 | 0 | 0 | 0 | 0 | 0 | 0 | 0 | 0 | 0 | 0 | 0 | 0 | 0 | 0 | 0 | 0 | 0 | 0 | 0 | 0 | 0 | 0 | 0 | 0 | 0 | 0 | 0 | 0 | 0 | 0 | 0 | 0 | 0 | 0 | 0 | 0 | 0 | 0 | 0 | 0 | 0 | 0 | 0 | 0 | 0 | 0 | 0 | 0 | 0 | 0 | 0 | 0 | 0 | 0 | 0 | 0 | 0 | 0 | 0 | 0 | 0 | 0 | 0 | 0 | 0 | 0 | 0 | 0 | 0 | 0 | 0 | 0 | 0 | 0 | 0 | 0 | 0 | 0 | 0 | 0 | 0 | 0 | 0 | 0 | 0 | 0 | 0 | 0 | 0 | 0 | 0
[19 empty] | Financing costs | Input | £000s | 0 | 0 | 0 | 0 | 0 | 0 | 0 | 0 | 0 | 0 | 0 | 0 | 0 | 0 | 0 | 0 | 0 | 0 | 0 | 0 | 0 | 0 | 0 | 0 | 0 | 0 | 0 | 0 | 0 | 0 | 0 | 0 | 0 | 0 | 0 | 0 | 0 | 0 | 0 | 0 | 0 | 0 | 0 | 0 | 0 | 0 | 0 | 0 | 0 | 0 | 0 | 0 | 0 | 0 | 0 | 0 | 0 | 0 | 0 | 0 | 0 | 0 | 0 | 0 | 0 | 0 | 0 | 0 | 0 | 0 | 0 | 0 | 0 | 0 | 0 | 0 | 0 | 0 | 0 | 0
[19 empty] | Fixed opex | Input | £000s | 700 | 1400 | 2100 | 2800 | 3500 | 4779.2131 | 6063.6261 | 7353.1492 | 8647.6823 | 9947.1253 | 10622.3862 | 11300.7182 | 11982.0697 | 12666.382 | 13353.5967 | 13353.5967 | 13353.5967 | 13353.5967 | 13353.5967 | 13353.5967 | 13353.5967 | 13353.5967 | 13353.5967 | 13353.5967 | 13353.5967 | 13353.5967 | 13353.5967 | 13353.5967 | 13353.5967 | 13353.5967 | 13353.5967 | 13353.5967 | 13353.5967 | 13353.5967 | 13353.5967 | 13353.5967 | 13353.5967 | 13353.5967 | 13353.5967 | 13353.5967 | 13353.5967 | 13353.5967 | 13353.5967 | 13353.5967 | 13353.5967 | 13353.5967 | 13353.5967 | 13353.5967 | 13353.5967 | 13353.5967 | 13353.5967 | 13353.5967 | 13353.5967 | 13353.5967 | 13353.5967 | 13353.5967 | 13353.5967 | 13353.5967 | 13353.5967 | 13353.5967 | 13353.5967 | 13353.5967 | 13353.5967 | 13353.5967 | 13353.5967 | 13353.5967 | 13353.5967 | 13353.5967 | 13353.5967 | 13353.5967 | 13353.5967 | 13353.5967 | 13353.5967 | 13353.5967 | 13353.5967 | 13353.5967 | 13353.5967 | 13353.5967 | 13353.5967 | 13353.5967 | 0 | 0 | 0 | 0 | 0 | 0 | 0 | 0 | 0 | 0 | 0 | 0 | 0 | 0 | 0 | 0 | 0 | 0 | 0 | 0 | 0 | 0 | 0 | 0
[19 empty] | Variable opex | Input | £000s | 0 | 0 | 0 | 0 | 0 | 0 | 0 | 0 | 0 | 0 | 0 | 0 | 0 | 0 | 0 | 0 | 0 | 0 | 0 | 0 | 0 | 0 | 0 | 0 | 0 | 0 | 0 | 0 | 0 | 0 | 0 | 0 | 0 | 0 | 0 | 0 | 0 | 0 | 0 | 0 | 0 | 0 | 0 | 0 | 0 | 0 | 0 | 0 | 0 | 0 | 0 | 0 | 0 | 0 | 0 | 0 | 0 | 0 | 0 | 0 | 0 | 0 | 0 | 0 | 0 | 0 | 0 | 0 | 0 | 0 | 0 | 0 | 0 | 0 | 0 | 0 | 0 | 0 | 0 | 0 | 0 | 0 | 0 | 0 | 0 | 0 | 0 | 0 | 0 | 0 | 0 | 0 | 0 | 0 | 0 | 0 | 0 | 0 | 0 | 0 | 0 | 0 | 0 | 0
[19 empty] | Opex savings | Input | £000s | 0 | 0 | 0 | 0 | 0 | 0 | 0 | 0 | 0 | 0 | 0 | 0 | 0 | 0 | 0 | 0 | 0 | 0 | 0 | 0 | 0 | 0 | 0 | 0 | 0 | 0 | 0 | 0 | 0 | 0 | 0 | 0 | 0 | 0 | 0 | 0 | 0 | 0 | 0 | 0 | 0 | 0 | 0 | 0 | 0 | 0 | 0 | 0 | 0 | 0 | 0 | 0 | 0 | 0 | 0 | 0 | 0 | 0 | 0 | 0 | 0 | 0 | 0 | 0 | 0 | 0 | 0 | 0 | 0 | 0 | 0 | 0 | 0 | 0 | 0 | 0 | 0 | 0 | 0 | 0 | 0 | 0 | 0 | 0 | 0 | 0 | 0 | 0 | 0 | 0 | 0 | 0 | 0 | 0 | 0 | 0 | 0 | 0 | 0 | 0 | 0 | 0 | 0 | 0
[19 empty] | Fixed env & social | Input | £000s | 6937.7 | 6937.7 | 6937.7 | 6937.7 | 6937.7 | 12678.2807 | 12729.8179 | 12780.4631 | 12830.1172 | 12878.7802 | 6692.51 | 6722.9493 | 6752.8739 | 6782.2192 | 6810.9854 | 0 | 0 | 0 | 0 | 0 | 4475.8 | 4475.8 | 4475.8 | 4475.8 | 4475.8 | 8179.2884 | 8212.5372 | 8245.2105 | 8277.2444 | 8308.639 | 4317.6177 | 4337.2554 | 4356.5609 | 4375.4929 | 4394.0511 | 0 | 0 | 0 | 0 | 0 | 4475.8 | 4475.8 | 4475.8 | 4475.8 | 4475.8 | 8179.2884 | 8212.5372 | 8245.2105 | 8277.2444 | 8308.639 | 4317.6177 | 4337.2554 | 4356.5609 | 4375.4929 | 4394.0511 | 0 | 0 | 0 | 0 | 0 | 4475.8 | 4475.8 | 4475.8 | 4475.8 | 4475.8 | 8179.2884 | 8212.5372 | 8245.2105 | 8277.2444 | 8308.639 | 4317.6177 | 4337.2554 | 4356.5609 | 4375.4929 | 4394.0511 | 0 | 0 | 0 | 0 | 0 | 0 | 0 | 0 | 0 | 0 | 0 | 0 | 0 | 0 | 0 | 0 | 0 | 0 | 0 | 0 | 0 | 0 | 0 | 0 | 0 | 0 | 0 | 0 | 0
[19 empty] | Variable env & social | Input | £000s | 0 | 0 | 0 | 0 | 0 | 0 | 0 | 0 | 0 | 0 | 0 | 0 | 0 | 0 | 0 | 0 | 0 | 0 | 0 | 0 | 0 | 0 | 0 | 0 | 0 | 0 | 0 | 0 | 0 | 0 | 0 | 0 | 0 | 0 | 0 | 0 | 0 | 0 | 0 | 0 | 0 | 0 | 0 | 0 | 0 | 0 | 0 | 0 | 0 | 0 | 0 | 0 | 0 | 0 | 0 | 0 | 0 | 0 | 0 | 0 | 0 | 0 | 0 | 0 | 0 | 0 | 0 | 0 | 0 | 0 | 0 | 0 | 0 | 0 | 0 | 0 | 0 | 0 | 0 | 0 | 0 | 0 | 0 | 0 | 0 | 0 | 0 | 0 | 0 | 0 | 0 | 0 | 0 | 0 | 0 | 0 | 0 | 0 | 0 | 0 | 0 | 0 | 0 | 0
[19 empty] | Fixed carbon costs | Input | £000s | 421.1889 | 421.1889 | 421.1889 | 421.1889 | 421.1889 | 769.7005 | 772.8293 | 775.904 | 778.9185 | 781.8728 | 406.3034 | 408.1513 | 409.9681 | 411.7496 | 413.496 | 0 | 0 | 0 | 0 | 0 | 265.8883 | 265.8883 | 265.8883 | 265.8883 | 265.8883 | 485.8968 | 487.872 | 489.813 | 491.716 | 493.581 | 256.4913 | 257.6579 | 258.8048 | 259.9295 | 261.0319 | 0 | 0 | 0 | 0 | 0 | 265.8883 | 265.8883 | 265.8883 | 265.8883 | 265.8883 | 485.8968 | 487.872 | 489.813 | 491.716 | 493.581 | 256.4913 | 257.6579 | 258.8048 | 259.9295 | 261.0319 | 0 | 0 | 0 | 0 | 0 | 265.8883 | 265.8883 | 265.8883 | 265.8883 | 265.8883 | 485.8968 | 487.872 | 489.813 | 491.716 | 493.581 | 256.4913 | 257.6579 | 258.8048 | 259.9295 | 261.0319 | 0 | 0 | 0 | 0 | 0 | 0 | 0 | 0 | 0 | 0 | 0 | 0 | 0 | 0 | 0 | 0 | 0 | 0 | 0 | 0 | 0 | 0 | 0 | 0 | 0 | 0 | 0 | 0 | 0
[19 empty] | Variable carbon costs | Input | £000s | 0 | 0 | 0 | 0 | 0 | 0 | 0 | 0 | 0 | 0 | 0 | 0 | 0 | 0 | 0 | 0 | 0 | 0 | 0 | 0 | 0 | 0 | 0 | 0 | 0 | 0 | 0 | 0 | 0 | 0 | 0 | 0 | 0 | 0 | 0 | 0 | 0 | 0 | 0 | 0 | 0 | 0 | 0 | 0 | 0 | 0 | 0 | 0 | 0 | 0 | 0 | 0 | 0 | 0 | 0 | 0 | 0 | 0 | 0 | 0 | 0 | 0 | 0 | 0 | 0 | 0 | 0 | 0 | 0 | 0 | 0 | 0 | 0 | 0 | 0 | 0 | 0 | 0 | 0 | 0 | 0 | 0 | 0 | 0 | 0 | 0 | 0 | 0 | 0 | 0 | 0 | 0 | 0 | 0 | 0 | 0 | 0 | 0 | 0 | 0 | 0 | 0 | 0 | 0
[19 empty] | Customer willingness to pay | Input | £000s | 0 | 0 | 0 | 0 | 0 | 0 | 0 | 0 | 0 | 0 | 0 | 0 | 0 | 0 | 0 | 0 | 0 | 0 | 0 | 0 | 0 | 0 | 0 | 0 | 0 | 0 | 0 | 0 | 0 | 0 | 0 | 0 | 0 | 0 | 0 | 0 | 0 | 0 | 0 | 0 | 0 | 0 | 0 | 0 | 0 | 0 | 0 | 0 | 0 | 0 | 0 | 0 | 0 | 0 | 0 | 0 | 0 | 0 | 0 | 0 | 0 | 0 | 0 | 0 | 0 | 0 | 0 | 0 | 0 | 0 | 0 | 0 | 0 | 0 | 0 | 0 | 0 | 0 | 0 | 0 | 0 | 0 | 0 | 0 | 0 | 0 | 0 | 0 | 0 | 0 | 0 | 0 | 0 | 0 | 0 | 0 | 0 | 0 | 0 | 0 | 0 | 0 | 0 | 0
[19 empty] | Total | Sum of above (excl WAFU) | £000s | 22419.3889 | 23119.3889 | 23819.3889 | 24519.3889 | 25219.3889 | 44470.2503 | 45916.0074 | 47364.082 | 48814.0639 | 50265.8529 | 35074.1751 | 35847.8017 | 36622.8358 | 37399.0177 | 38176.2887 | 19749.662 | 19775.662 | 19801.212 | 19826.262 | 19850.812 | 32811.5891 | 32826.9454 | 32842.0421 | 32856.8465 | 32871.3587 | 42742.0336 | 42861.4975 | 42978.8939 | 43093.9928 | 43206.7943 | 32366.9309 | 32437.4898 | 32506.8553 | 32574.8783 | 32641.5587 | 19749.662 | 19775.662 | 19801.212 | 19826.262 | 19850.812 | 32811.5891 | 32826.9454 | 32842.0421 | 32856.8465 | 32871.3587 | 42742.0336 | 42861.4975 | 42978.8939 | 43093.9928 | 43206.7943 | 32366.9309 | 32437.4898 | 32506.8553 | 32574.8783 | 32641.5587 | 19749.662 | 19775.662 | 19801.212 | 19826.262 | 19850.812 | 32811.5891 | 32826.9454 | 32842.0421 | 32856.8465 | 32871.3587 | 42742.0336 | 42861.4975 | 42978.8939 | 43093.9928 | 43206.7943 | 32366.9309 | 32437.4898 | 32506.8553 | 32574.8783 | 32641.5587 | 19749.662 | 19775.662 | 19801.212 | 19826.262 | 19850.812 | 0 | 0 | 0 | 0 | 0 | 0 | 0 | 0 | 0 | 0 | 0 | 0 | 0 | 0 | 0 | 0 | 0 | 0 | 0 | 0 | 0 | 0 | 0 | 0
61.3a | Options to change volume delivered to measured non households | [20 empty] | 0 | 0 | 0 | 0 | 0 | 0 | 0 | 0 | 0 | 0 | 0 | 0 | 0 | 0 | 0 | 0 | 0 | 0 | 0 | 0 | 0 | 0 | 0 | 0 | 0 | 0 | 0 | 0 | 0 | 0 | 0 | 0 | 0 | 0 | 0 | 0 | 0 | 0 | 0 | 0 | 0 | 0 | 0 | 0 | 0 | 0 | 0 | 0 | 0 | 0 | 0 | 0 | 0 | 0 | 0 | 0 | 0 | 0 | 0 | 0 | 0 | 0 | 0 | 0 | 0 | 0 | 0 | 0 | 0 | 0 | 0 | 0 | 0 | 0 | 0 | 0 | 0 | 0 | 0 | 0 | 0 | 0 | 0 | 0 | 0 | 0 | 0 | 0 | 0 | 0 | 0 | 0 | 0 | 0 | 0 | 0 | 0 | 0 | 0 | 0 | 0 | 0 | 0 | 0
61.4a | Options to change volume delivered to unmeasured non households | [20 empty] | 0 | 0 | 0 | 0 | 0 | 0 | 0 | 0 | 0 | 0 | 0 | 0 | 0 | 0 | 0 | 0 | 0 | 0 | 0 | 0 | 0 | 0 | 0 | 0 | 0 | 0 | 0 | 0 | 0 | 0 | 0 | 0 | 0 | 0 | 0 | 0 | 0 | 0 | 0 | 0 | 0 | 0 | 0 | 0 | 0 | 0 | 0 | 0 | 0 | 0 | 0 | 0 | 0 | 0 | 0 | 0 | 0 | 0 | 0 | 0 | 0 | 0 | 0 | 0 | 0 | 0 | 0 | 0 | 0 | 0 | 0 | 0 | 0 | 0 | 0 | 0 | 0 | 0 | 0 | 0 | 0 | 0 | 0 | 0 | 0 | 0 | 0 | 0 | 0 | 0 | 0 | 0 | 0 | 0 | 0 | 0 | 0 | 0 | 0 | 0 | 0 | 0 | 0 | 0
61.5a | Options to reduce water taken unbilled | [20 empty] | 0 | 0 | 0 | 0 | 0 | 0 | 0 | 0 | 0 | 0 | 0 | 0 | 0 | 0 | 0 | 0 | 0 | 0 | 0 | 0 | 0 | 0 | 0 | 0 | 0 | 0 | 0 | 0 | 0 | 0 | 0 | 0 | 0 | 0 | 0 | 0 | 0 | 0 | 0 | 0 | 0 | 0 | 0 | 0 | 0 | 0 | 0 | 0 | 0 | 0 | 0 | 0 | 0 | 0 | 0 | 0 | 0 | 0 | 0 | 0 | 0 | 0 | 0 | 0 | 0 | 0 | 0 | 0 | 0 | 0 | 0 | 0 | 0 | 0 | 0 | 0 | 0 | 0 | 0 | 0 | 0 | 0 | 0 | 0 | 0 | 0 | 0 | 0 | 0 | 0 | 0 | 0 | 0 | 0 | 0 | 0 | 0 | 0 | 0 | 0 | 0 | 0 | 0 | 0
61.6a | Options impacting on measured Non Household - USPL | [20 empty] | 0 | 0 | 0 | 0 | 0 | 0 | 0 | 0 | 0 | 0 | 0 | 0 | 0 | 0 | 0 | 0 | 0 | 0 | 0 | 0 | 0 | 0 | 0 | 0 | 0 | 0 | 0 | 0 | 0 | 0 | 0 | 0 | 0 | 0 | 0 | 0 | 0 | 0 | 0 | 0 | 0 | 0 | 0 | 0 | 0 | 0 | 0 | 0 | 0 | 0 | 0 | 0 | 0 | 0 | 0 | 0 | 0 | 0 | 0 | 0 | 0 | 0 | 0 | 0 | 0 | 0 | 0 | 0 | 0 | 0 | 0 | 0 | 0 | 0 | 0 | 0 | 0 | 0 | 0 | 0 | 0 | 0 | 0 | 0 | 0 | 0 | 0 | 0 | 0 | 0 | 0 | 0 | 0 | 0 | 0 | 0 | 0 | 0 | 0 | 0 | 0 | 0 | 0 | 0
61.7a | Options impacting on unmeasured Non Household - USPL | [20 empty] | 0 | 0 | 0 | 0 | 0 | 0 | 0 | 0 | 0 | 0 | 0 | 0 | 0 | 0 | 0 | 0 | 0 | 0 | 0 | 0 | 0 | 0 | 0 | 0 | 0 | 0 | 0 | 0 | 0 | 0 | 0 | 0 | 0 | 0 | 0 | 0 | 0 | 0 | 0 | 0 | 0 | 0 | 0 | 0 | 0 | 0 | 0 | 0 | 0 | 0 | 0 | 0 | 0 | 0 | 0 | 0 | 0 | 0 | 0 | 0 | 0 | 0 | 0 | 0 | 0 | 0 | 0 | 0 | 0 | 0 | 0 | 0 | 0 | 0 | 0 | 0 | 0 | 0 | 0 | 0 | 0 | 0 | 0 | 0 | 0 | 0 | 0 | 0 | 0 | 0 | 0 | 0 | 0 | 0 | 0 | 0 | 0 | 0 | 0 | 0 | 0 | 0 | 0 | 0
61.8a | Options impacting on measured Household - USPL | [20 empty] | 0 | 0 | 0 | 0 | 0 | 0 | 0 | 0 | 0 | 0 | 0 | 0 | 0 | 0 | 0 | 0 | 0 | 0 | 0 | 0 | 0 | 0 | 0 | 0 | 0 | 0 | 0 | 0 | 0 | 0 | 0 | 0 | 0 | 0 | 0 | 0 | 0 | 0 | 0 | 0 | 0 | 0 | 0 | 0 | 0 | 0 | 0 | 0 | 0 | 0 | 0 | 0 | 0 | 0 | 0 | 0 | 0 | 0 | 0 | 0 | 0 | 0 | 0 | 0 | 0 | 0 | 0 | 0 | 0 | 0 | 0 | 0 | 0 | 0 | 0 | 0 | 0 | 0 | 0 | 0 | 0 | 0 | 0 | 0 | 0 | 0 | 0 | 0 | 0 | 0 | 0 | 0 | 0 | 0 | 0 | 0 | 0 | 0 | 0 | 0 | 0 | 0 | 0 | 0
61.9a | Options impacting on unmeasured Household - USPL | [20 empty] | 0 | 0 | 0 | 0 | 0 | 0 | 0 | 0 | 0 | 0 | 0 | 0 | 0 | 0 | 0 | 0 | 0 | 0 | 0 | 0 | 0 | 0 | 0 | 0 | 0 | 0 | 0 | 0 | 0 | 0 | 0 | 0 | 0 | 0 | 0 | 0 | 0 | 0 | 0 | 0 | 0 | 0 | 0 | 0 | 0 | 0 | 0 | 0 | 0 | 0 | 0 | 0 | 0 | 0 | 0 | 0 | 0 | 0 | 0 | 0 | 0 | 0 | 0 | 0 | 0 | 0 | 0 | 0 | 0 | 0 | 0 | 0 | 0 | 0 | 0 | 0 | 0 | 0 | 0 | 0 | 0 | 0 | 0 | 0 | 0 | 0 | 0 | 0 | 0 | 0 | 0 | 0 | 0 | 0 | 0 | 0 | 0 | 0 | 0 | 0 | 0 | 0 | 0 | 0
61.10a | Options impacting on Void properties - USPL | [20 empty] | 0 | 0 | 0 | 0 | 0 | 0 | 0 | 0 | 0 | 0 | 0 | 0 | 0 | 0 | 0 | 0 | 0 | 0 | 0 | 0 | 0 | 0 | 0 | 0 | 0 | 0 | 0 | 0 | 0 | 0 | 0 | 0 | 0 | 0 | 0 | 0 | 0 | 0 | 0 | 0 | 0 | 0 | 0 | 0 | 0 | 0 | 0 | 0 | 0 | 0 | 0 | 0 | 0 | 0 | 0 | 0 | 0 | 0 | 0 | 0 | 0 | 0 | 0 | 0 | 0 | 0 | 0 | 0 | 0 | 0 | 0 | 0 | 0 | 0 | 0 | 0 | 0 | 0 | 0 | 0 | 0 | 0 | 0 | 0 | 0 | 0 | 0 | 0 | 0 | 0 | 0 | 0 | 0 | 0 | 0 | 0 | 0 | 0 | 0 | 0 | 0 | 0 | 0 | 0
RZCOSTSHERE
| 0 | 0
| 0 | 0
| 0 | 0
| 0 | 0
| 0 | 0
Start dates | Option Categories
2020-21 | Aquifer recharge
2021-22 | Bulk supply
2022-23 | Conjunctive use
2023-24 | Desalination
2024-25 | Effluent reuse
2025-26 | GW enhancement
2026-27 | GW new
2027-28 | Reservoir enlargement
2028-29 | New reservoir
2029-30 | SW enhancement
2030-31 | SW new
2031-32
2032-33
2033-34 | Active leakage management
2034-35 | Mains repair
2035-36 | Mains replacement (not trunk mains)
2036-37 | Pressure management
2037-38 | Other leakage control
2038-39 | Trunk mains renewal
2039-40 | Pumps
2040-41 | Service reservoir
2041-42
2042-43
2043-44 | Water treatment works loss recovery
2044-45 | Water treatment works capacity increase
Cistern displacement device
Household water audit
Commercial water audit
Customer education / awareness
Other water efficiency
Metering optants
Metering change of occupancy
Metering compulsory
Metering other selective
Supply pipe repairs / replacement
Outdoor water efficiency devices
Retrofitting indoor water efficiency devices
Alternative tariffs
Collaborative R&D

## 6. Preferred (Scenario Yr)
Table 6: Preferred list of water management options
DRY YEAR PLANNED GAINS IN WAFU OR SAVINGS IN DEMAND (Ml/d) - TO BE COMPLETED FOR ALL PREFERRED OPTIONS (WAFU gains for each year are individual year gains and not cumulative gains)
Row Ref | Option Name [Insert / delete non-numbered lines to suit] | Option Reference No. | Unit | Decimal places | 2016-17 | For info 2017-18 | For info 2018-19 | For info 2019-20 | 2020-21 | 2021-22 | 2022-23 | 2023-24 | 2024-25 | 2025-26 | 2026-27 | 2027-28 | 2028-29 | 2029-2030 | 2030-2031 | 2031-2032 | 2032-33 | 2033-34 | 2034-35 | 2035-36 | 2036-37 | 2037-38 | 2038-39 | 2039-40 | 2040-41 | 2041-42 | 2042-43 | 2043-44 | 2044-45
58 | Resource Management | - | Ml/d | 2 | 0 | 0 | 0 | 0 | 0 | 0 | 0 | 0 | 0 | 0 | 0 | 0 | 0 | 0 | 0 | 0 | 0 | 0 | 0 | 0 | 0 | 0 | 0 | 0 | 0 | 0 | 0 | 0 | 0
58.1 | Increase raw water abstractions | - | Ml/d | 2 | 0 | 0 | 0 | 0 | 0 | 0 | 0 | 0 | 0 | 0 | 0 | 0 | 0 | 0 | 0 | 0 | 0 | 0 | 0 | 0 | 0 | 0 | 0 | 0 | 0 | 0 | 0 | 0 | 0
- |  |  | Ml/d | 2
- | (insert row above) | - | - |  | - | - | - | - | bar: 2020-21 to 2044-45
58.2 | Raw water imports | - | Ml/d | 2 | 0 | 0 | 0 | 0 | 0 | 0 | 0 | 0 | 0 | 0 | 0 | 0 | 0 | 0 | 0 | 0 | 0 | 0 | 0 | 0 | 0 | 0 | 0 | 0 | 0 | 0 | 0 | 0 | 0
- |  |  | Ml/d | 2
- | (insert row above) | - | - |  | - | - | - | - | bar: 2020-21 to 2044-45
58.3 | Potable water Imports (input reductions as -ve) | - | Ml/d | 2 | 0 | 0 | 0 | 0 | 0 | 0 | 0 | 0 | 0 | 0 | 0 | 0 | 0 | 0 | 0 | 0 | 0 | 0 | 0 | 0 | 0 | 0 | 0 | 0 | 0 | 0 | 0 | 0 | 0
- |  |  | Ml/d | 2
- | (insert row above) | - | - |  | - | - | - | - | bar: 2020-21 to 2044-45
58.4 | Reduce raw water losses and operational use (input as -ve) | - | Ml/d | 2 | 0 | 0 | 0 | 0 | 0 | 0 | 0 | 0 | 0 | 0 | 0 | 0 | 0 | 0 | 0 | 0 | 0 | 0 | 0 | 0 | 0 | 0 | 0 | 0 | 0 | 0 | 0 | 0 | 0
- |  |  | Ml/d | 2
- | (insert row above) | - | - |  | - | - | - | - | bar: 2020-21 to 2044-45
58.5 | Reduced raw water export (including non potable supplies) |  | Ml/d | 2 | 0 | 0 | 0 | 0 | 0 | 0 | 0 | 0 | 0 | 0 | 0 | 0 | 0 | 0 | 0 | 0 | 0 | 0 | 0 | 0 | 0 | 0 | 0 | 0 | 0 | 0 | 0 | 0 | 0
58.51 | Reduce raw water exports (input as -ve) | - | Ml/d | 2 | 0 | 0 | 0 | 0 | 0 | 0 | 0 | 0 | 0 | 0 | 0 | 0 | 0 | 0 | 0 | 0 | 0 | 0 | 0 | 0 | 0 | 0 | 0 | 0 | 0 | 0 | 0 | 0 | 0
- |  |  | Ml/d | 2
- | (insert row above) | - | - |  | - | - | - | - | bar: 2020-21 to 2044-45
58.52 | Reduce non potable supplies (input as -ve) | - | Ml/d | 2 | 0 | 0 | 0 | 0 | 0 | 0 | 0 | 0 | 0 | 0 | 0 | 0 | 0 | 0 | 0 | 0 | 0 | 0 | 0 | 0 | 0 | 0 | 0 | 0 | 0 | 0 | 0 | 0 | 0
- |  |  | Ml/d | 2
- | (insert row above) | - | - |  | - | - | - | - | bar: 2020-21 to 2044-45
58.6 | Reduce potable water exports (input as -ve) | - | Ml/d |  | 0 | 0 | 0 | 0 | 0 | 0 | 0 | 0 | 0 | 0 | 0 | 0 | 0 | 0 | 0 | 0 | 0 | 0 | 0 | 0 | 0 | 0 | 0 | 0 | 0 | 0 | 0 | 0 | 0
- |  |  | Ml/d | 2
- | (insert row above) | - | - |  | - | - | - | - | bar: 2020-21 to 2044-45
58.7 | Other options to increase deployable output | - | Ml/d |  | 0 | 0 | 0 | 0 | 0 | 0 | 0 | 0 | 0 | 0 | 0 | 0 | 0 | 0 | 0 | 0 | 0 | 0 | 0 | 0 | 0 | 0 | 0 | 0 | 0 | 0 | 0 | 0 | 0
- |  |  | Ml/d | 2
- | (insert row above) | - | - |  | - | - | - | - | bar: 2020-21 to 2044-45
59 | Distribution Side Management | - |  |  | 0 | 0 | 0 | 0 | 0 | 0 | 0 | 0 | 0 | 0 | 0 | 0 | 0 | 0 | 0 | 0 | 0 | 0 | 0 | 0 | 0 | 0 | 0 | 0 | 0 | 0 | 0 | 0 | 0
59.1 | Reduce distribution losses (input as -ve) | - | Ml/d | 2 | 0 | 0 | 0 | 0 | 0 | 0 | 0 | 0 | 0 | 0 | 0 | 0 | 0 | 0 | 0 | 0 | 0 | 0 | 0 | 0 | 0 | 0 | 0 | 0 | 0 | 0 | 0 | 0 | 0
| Leakage Reduction |  | Ml/d | 2 |  |  |  |  | 0 | 0 | 0 | 0 | 0 | 0 | 0 | 0 | 0 | 0 | 0 | 0 | 0 | 0 | 0 | 0 | 0 | 0 | 0 | 0 | 0 | 0 | 0 | 0 | 0
- | (insert row above) | - | - |  | - | - | - | - | bar: 2020-21 to 2044-45
59.2 | Reduce distribution system operational use (DSOU) (input as -ve) | - | Ml/d | 2 | 0 | 0 | 0 | 0 | 0 | 0 | 0 | 0 | 0 | 0 | 0 | 0 | 0 | 0 | 0 | 0 | 0 | 0 | 0 | 0 | 0 | 0 | 0 | 0 | 0 | 0 | 0 | 0 | 0
- |  |  | Ml/d | 2
- | (insert row above) | - | - |  | - | - | - | - | bar: 2020-21 to 2044-45
60 | Production Side Management, Specify Below.... | - |  | 2 | 0 | 0 | 0 | 0 | 0 | 0 | 0 | 0 | 0 | 0 | 0 | 0 | 0 | 0 | 0 | 0 | 0 | 0 | 0 | 0 | 0 | 0 | 0 | 0 | 0 | 0 | 0 | 0 | 0
60.1 | Reduce treatment works losses (input as -ve) | - | Ml/d | 2 | 0 | 0 | 0 | 0 | 0 | 0 | 0 | 0 | 0 | 0 | 0 | 0 | 0 | 0 | 0 | 0 | 0 | 0 | 0 | 0 | 0 | 0 | 0 | 0 | 0 | 0 | 0 | 0 | 0
- |  |  | Ml/d | 2
- | (insert row above) | - | - |  | - | - | - | - | bar: 2020-21 to 2044-45
60.2 | Reduce outages (input as -ve) | - | Ml/d | 2 | 0 | 0 | 0 | 0 | 0 | 0 | 0 | 0 | 0 | 0 | 0 | 0 | 0 | 0 | 0 | 0 | 0 | 0 | 0 | 0 | 0 | 0 | 0 | 0 | 0 | 0 | 0 | 0 | 0
- |  |  | Ml/d | 2
- | (insert row above) | - | - |  | - | - | - | - | bar: 2020-21 to 2044-45
61 | Customer Side Management | - |  | 2 | 0 | 0 | 0 | 0 | -0.0020235 | -0.0039357 | -0.0057427 | -0.0074503 | -0.009064 | -0.059861 | -0.092319 | -0.124 | -0.15482 | -0.18492 | -0.18056 | -0.17578 | -0.17126 | -0.16717 | -0.16314 | -0.15723 | -0.15153 | -0.14627 | -0.14119 | -0.13674 | -0.13197 | -0.12761 | -0.12359 | -0.11997 | -0.11673
61.1 | Change volume delivered to measured non households (input reductions as -ve) | - | Ml/d | 2 | 0 | 0 | 0 | 0 | 0 | 0 | 0 | 0 | 0 | 0 | 0 | 0 | 0 | 0 | 0 | 0 | 0 | 0 | 0 | 0 | 0 | 0 | 0 | 0 | 0 | 0 | 0 | 0 | 0
- |  |  | Ml/d | 2
- | (insert row above) | - | - |  | - | - | - | - | bar: 2020-21 to 2044-45
61.2 | Change volume delivered to unmeasured non households (input reductions as -ve) | - | Ml/d | 2 | 0 | 0 | 0 | 0 | 0 | 0 | 0 | 0 | 0 | 0 | 0 | 0 | 0 | 0 | 0 | 0 | 0 | 0 | 0 | 0 | 0 | 0 | 0 | 0 | 0 | 0 | 0 | 0 | 0
- |  |  | Ml/d | 2
- | (insert row above) | - | - |  | - | - | - | - | bar: 2020-21 to 2044-45
61.3 | Change volume delivered to measured households (input reductions as -ve) | - | Ml/d | 2 | 0 | 0 | 0 | 0 | -0.0020235 | -0.0039357 | -0.0057427 | -0.0074503 | -0.009064 | 0.3046 | 0.58195 | 0.85639 | 1.128 | 1.3963 | 1.3695 | 1.3433 | 1.3175 | 1.2921 | 1.2672 | 1.2456 | 1.2243 | 1.2032 | 1.1822 | 1.1614 | 1.1414 | 1.1216 | 1.1019 | 1.0824 | 1.063
| Home water efficiency checks including social housing |  | Ml/d | 2 |  |  |  |  | -0.0020235 | -0.0039357 | -0.0057427 | -0.0074503 | -0.009064 | -0.010589 | -0.01203 | -0.013392 | -0.014679 | -0.015895 | -0.017044 | -0.01813 | -0.019157 | -0.020126 | -0.021043 | -0.019886 | -0.018792 | -0.017758 | -0.016782 | -0.015859 | -0.014334 | -0.012893 | -0.011531 | -0.010244 | -0.0090277
| Enhanced metering |  | Ml/d | 2 |  |  |  |  | 0 | 0 | 0 | 0 | 0 | 0.31519 | 0.59398 | 0.86979 | 1.1427 | 1.4122 | 1.3866 | 1.3614 | 1.3366 | 1.3122 | 1.2882 | 1.2654 | 1.2431 | 1.221 | 1.199 | 1.1773 | 1.1558 | 1.1345 | 1.1134 | 1.0926 | 1.072
- | (insert row above) | - | - |  | - | - | - | - | bar: 2020-21 to 2044-45
61.4 | Change volume delivered to unmeasured households (input reductions as -ve) | - | Ml/d | 2 | 0 | 0 | 0 | 0 | 0 | 0 | 0 | 0 | 0 | -0.36446 | -0.67427 | -0.9804 | -1.2828 | -1.5812 | -1.5501 | -1.5191 | -1.4888 | -1.4593 | -1.4303 | -1.4028 | -1.3758 | -1.3495 | -1.3234 | -1.2982 | -1.2734 | -1.2492 | -1.2255 | -1.2023 | -1.1797
| Enhanced metering |  | Ml/d | 2 |  |  |  |  | 0 | 0 | 0 | 0 | 0 | -0.36446 | -0.67427 | -0.9804 | -1.2828 | -1.5812 | -1.5501 | -1.5191 | -1.4888 | -1.4593 | -1.4303 | -1.4028 | -1.3758 | -1.3495 | -1.3234 | -1.2982 | -1.2734 | -1.2492 | -1.2255 | -1.2023 | -1.1797
- | (insert row above) | - | - |  | - | - | - | - | bar: 2020-21 to 2044-45
61.5 | Options to reduce water taken unbilled (input as -ve) | - | Ml/d | 2 | 0 | 0 | 0 | 0 | 0 | 0 | 0 | 0 | 0 | 0 | 0 | 0 | 0 | 0 | 0 | 0 | 0 | 0 | 0 | 0 | 0 | 0 | 0 | 0 | 0 | 0 | 0 | 0 | 0
- |  |  | Ml/d | 2
- | (insert row above) | - | - |  | - | - | - | - | bar: 2020-21 to 2044-45
61.6 | Options impacting on measured Non Household - USPL (input reductions as -ve) |  | l/pr | 2 | 0 | 0 | 0 | 0 | 0 | 0 | 0 | 0 | 0 | 0 | 0 | 0 | 0 | 0 | 0 | 0 | 0 | 0 | 0 | 0 | 0 | 0 | 0 | 0 | 0 | 0 | 0 | 0 | 0
- |  |  | Ml/d | 2
- | (insert row above) | - | - |  | - | - | - | - | bar: 2020-21 to 2044-45
61.7 | Options impacting on unmeasured Non Household - USPL (input reductions as -ve) |  | l/pr | 2 | 0 | 0 | 0 | 0 | 0 | 0 | 0 | 0 | 0 | 0 | 0 | 0 | 0 | 0 | 0 | 0 | 0 | 0 | 0 | 0 | 0 | 0 | 0 | 0 | 0 | 0 | 0 | 0 | 0
- |  |  | Ml/d | 2
- | (insert row above) | - | - |  | - | - | - | - | bar: 2020-21 to 2044-45
61.8 | Options impacting on measured Household - USPL (input reductions as -ve) |  | l/pr | 2 | 0 | 0 | 0 | 0 | 0 | 0 | 0 | 0 | 0 | 0 | 0 | 0 | 0 | 0 | 0 | 0 | 0 | 0 | 0 | 0 | 0 | 0 | 0 | 0 | 0 | 0 | 0 | 0 | 0
- |  |  | Ml/d | 2
- | (insert row above) | - | - |  | - | - | - | - | bar: 2020-21 to 2044-45
61.9 | Options impacting on unmeasured Household - USPL (input reductions as -ve) |  | l/pr | 2 | 0 | 0 | 0 | 0 | 0 | 0 | 0 | 0 | 0 | 0 | 0 | 0 | 0 | 0 | 0 | 0 | 0 | 0 | 0 | 0 | 0 | 0 | 0 | 0 | 0 | 0 | 0 | 0 | 0
- |  |  | Ml/d | 2
- | (insert row above) | - | - |  | - | - | - | - | bar: 2020-21 to 2044-45
61.1 | Options impacting on Void properties - USPL (input reductions as -ve) |  | l/pr | 2 | 0 | 0 | 0 | 0 | 0 | 0 | 0 | 0 | 0 | 0 | 0 | 0 | 0 | 0 | 0 | 0 | 0 | 0 | 0 | 0 | 0 | 0 | 0 | 0 | 0 | 0 | 0 | 0 | 0
- |  |  | Ml/d | 2
- | (insert row above) | - | - |  | - | - | - | - | bar: 2020-21 to 2044-45
| Company: | Severn Trent Water
| Resource Zone Name: | Whitchurch and Wem
| Resource Zone Number: | 14
| Planning Scenario Name: | Dry Year Annual Average
| Chosen Level of Service: | No more than 3 in 100 Temporary Use Bans

## 7. FP Supply
Table 7: Final planning water supply
| Row Ref | Component | Derivation | Unit | Decimal places | 2016-17 | For info 2017-18 | For info 2018-19 | For info 2019-20 | 2020-21 | 2021-22 | 2022-23 | 2023-24 | 2024-25 | 2025-26 | 2026-27 | 2027-28 | 2028-29 | 2029-2030 | 2030-2031 | 2031-2032 | 2032-33 | 2033-34 | 2034-35 | 2035-36 | 2036-37 | 2037-38 | 2038-39 | 2039-40 | 2040-41 | 2041-42 | 2042-43 | 2043-44 | 2044-45
Resources | 1FP | Raw Water Abstracted | 1BL | Ml/d | 2 | 10.6 | 10.6 | 10.6 | 10.6 | 10.6 | 10.6 | 10.6 | 10.6 | 10.6 | 10.6 | 10.6 | 10.6 | 10.6 | 10.6 | 10.6 | 10.6 | 10.6 | 10.6 | 10.6 | 10.6 | 10.6 | 10.6 | 10.6 | 10.6 | 10.6 | 10.6 | 10.6 | 10.6 | 10.6
| 2FP | Raw Water Imported | 2BL+ (6. Preferred scenario ref 58.2) | Ml/d | 2 | 0 | 0 | 0 | 0 | 0 | 0 | 0 | 0 | 0 | 0 | 0 | 0 | 0 | 0 | 0 | 0 | 0 | 0 | 0 | 0 | 0 | 0 | 0 | 0 | 0 | 0 | 0 | 0 | 0
| - | - | - | - | 2 | - | - | - | - | bar: 2020-21 to 2044-45
| - | - | - | - | 2 | - | - | - | - | bar: 2020-21 to 2044-45
| - | - | - | - | 2 | - | - | - | - | bar: 2020-21 to 2044-45
| 3FP | Potable Water Imported | 3BL+ (6. Preferred scenario ref 58.3) | Ml/d | 2 | 0 | 0 | 0 | 0 | 0 | 0 | 0 | 0 | 0 | 0 | 0 | 0 | 0 | 0 | 0 | 0 | 0 | 0 | 0 | 0 | 0 | 0 | 0 | 0 | 0 | 0 | 0 | 0 | 0
| - | - | - | - | 2 | - | - | - | - | bar: 2020-21 to 2044-45
| - | - | - | - | 2 | - | - | - | - | bar: 2020-21 to 2044-45
| - | - | - | - | 2 | - | - | - | - | bar: 2020-21 to 2044-45
| - | - | - | - | 2 | - | - | - | - | bar: 2020-21 to 2044-45
Resource (and process) losses | 5FP | Raw Water Exported (raw exports and non potable uses) | 5BL+ (6. Preferred scenario ref 58.5) | Ml/d | 2 | 0 | 0 | 0 | 0 | 0 | 0 | 0 | 0 | 0 | 0 | 0 | 0 | 0 | 0 | 0 | 0 | 0 | 0 | 0 | 0 | 0 | 0 | 0 | 0 | 0 | 0 | 0 | 0 | 0
| - | - | - | - | 2 | - | - | - | - | bar: 2020-21 to 2044-45
| - | - | - | - | 2 | - | - | - | - | bar: 2020-21 to 2044-45
| - | - | - | - | 2 | - | - | - | - | bar: 2020-21 to 2044-45
| 6FP | Potable Water Exported | 6BL+ (6. Preferred scenario ref 58.6) | Ml/d | 2 | 0 | 0 | 0 | 0 | 0 | 0 | 0 | 0 | 0 | 0 | 0 | 0 | 0 | 0 | 0 | 0 | 0 | 0 | 0 | 0 | 0 | 0 | 0 | 0 | 0 | 0 | 0 | 0 | 0
| - | - | - | - | 2 | - | - | - | - | bar: 2020-21 to 2044-45
| - | - | - | - | 2 | - | - | - | - | bar: 2020-21 to 2044-45
| - | - | - | - | 2 | - | - | - | - | bar: 2020-21 to 2044-45
| 7FP | Deployable Output | 7BL+ 8BL+ (6. Preferred scenario ref 58.7) + (6. Preferred scenario ref 58.1) |  | 2 | 10.6 | 10.6 | 10.6 | 10.6 | 10.6 | 10.6 | 10.6 | 10.6 | 10.6 | 10.6 | 10.6 | 10.6 | 10.6 | 10.6 | 9.51 | 9.51 | 9.51 | 9.51 | 9.51 | 9.51 | 9.51 | 9.51 | 9.51 | 9.51 | 9.51 | 9.51 | 9.51 | 9.51 | 9.51
| - | - | - | - | 2 | bar: 2020-21 to 2044-45
| - | - | - | - | 2 | - | - | - | - | bar: 2020-21 to 2044-45
| - | - | - | - | 2 | - | - | - | - | bar: 2020-21 to 2044-45
| - | - | - | - | 2 | - | - | - | - | bar: 2020-21 to 2044-45
| - | - | - | - | 2 | - | - | - | - | bar: 2020-21 to 2044-45
| 9FP | Raw water losses, treatment works losses and operational use | 9BL+ (6. Preferred scenario ref 60.1)+(6. Preferred scenario ref 58.4) | Ml/d | 2 | 0 | 0 | 0 | 0 | 0 | 0 | 0 | 0 | 0 | 0 | 0 | 0 | 0 | 0 | 0 | 0 | 0 | 0 | 0 | 0 | 0 | 0 | 0 | 0 | 0 | 0 | 0 | 0 | 0
| 10FP | Outage allowance | 10BL+ (6. Preferred scenario ref 60.2) | Ml/d | 2 | 0.04 | 0.04 | 0.04 | 0.04 | 0.04 | 0.04 | 0.04 | 0.04 | 0.04 | 0.04 | 0.04 | 0.04 | 0.04 | 0.04 | 0.04 | 0.04 | 0.04 | 0.04 | 0.04 | 0.04 | 0.04 | 0.04 | 0.04 | 0.04 | 0.04 | 0.04 | 0.04 | 0.04 | 0.04
|  | Company: | Severn Trent Water
|  | Resource Zone Name: | Whitchurch and Wem
|  | Resource Zone Number: | 14
|  | Planning Scenario Name: | Dry Year Annual Average
|  | Chosen Level of Service: | No more than 3 in 100 Temporary Use Bans

## 8. FP Demand
Table 8: Final planning water demand
| Row Ref | Component | Derivation / Impact of preferred options | Unit | Decimal places | 2016-17 | For info 2017-18 | For info 2018-19 | For info 2019-20 | 2020-21 | 2021-22 | 2022-23 | 2023-24 | 2024-25 | 2025-26 | 2026-27 | 2027-28 | 2028-29 | 2029-2030 | 2030-2031 | 2031-2032 | 2032-33 | 2033-34 | 2034-35 | 2035-36 | 2036-37 | 2037-38 | 2038-39 | 2039-40 | 2040-41 | 2041-42 | 2042-43 | 2043-44 | 2044-45
Consumption | 19FP | Water Delivered Measured Non Household | Calculated BL+Preferred options | Ml/d | 2 | 2.1422 | 2.1505 | 2.1506 | 2.1511 | 2.1447 | 2.1513 | 2.1549 | 2.1581 | 2.1533 | 2.1576 | 2.1559 | 2.1541 | 2.1464 | 2.1502 | 2.1485 | 2.1469 | 2.1393 | 2.1428 | 2.1401 | 2.1369 | 2.1275 | 2.1306 | 2.1282 | 2.1259 | 2.1178 | 2.1213 | 2.1192 | 2.117 | 2.1092
| 20FP | Water Delivered Unmeasured Non Household | Calculated BL+Preferred options | Ml/d | 2 | 0.031488 | 0.031488 | 0.031488 | 0.031488 | 0.031488 | 0.031488 | 0.031488 | 0.031488 | 0.031488 | 0.031488 | 0.031488 | 0.031488 | 0.031488 | 0.031488 | 0.031488 | 0.031488 | 0.031488 | 0.031488 | 0.031488 | 0.031488 | 0.031488 | 0.031488 | 0.031488 | 0.031488 | 0.031488 | 0.031488 | 0.031488 | 0.031488 | 0.031488
| 21FP | Water Delivered Measured Household | Calculated BL+Preferred options | Ml/d | 2 | 1.9565 | 1.9976 | 2.0389 | 2.082 | 2.1189 | 2.16 | 2.2015 | 2.2429 | 2.2842 | 2.6411 | 2.9583 | 3.2722 | 3.5831 | 3.8906 | 3.8942 | 3.9011 | 3.9081 | 3.9152 | 3.9224 | 3.9354 | 3.9497 | 3.9638 | 3.9775 | 3.991 | 4.0049 | 4.0171 | 4.0294 | 4.0415 | 4.0534
| 22FP | Water Delivered Unmeasured Household | Calculated BL+Preferred options | Ml/d | 2 | 2.0809 | 2.036 | 1.9928 | 1.9518 | 1.9102 | 1.8699 | 1.8315 | 1.7939 | 1.7573 | 1.3575 | 1.0141 | 0.67538 | 0.34116 | 0.011788 | 0.011704 | 0.011615 | 0.011527 | 0.011442 | 0.011356 | 0.011279 | 0.011203 | 0.011128 | 0.011051 | 0.010977 | 0.010904 | 0.010828 | 0.010753 | 0.01068 | 0.010608
| 23FP | Measured Non Household - Consumption | 19FP-34FP | Ml/d | 2 | 2.1168 | 2.1251 | 2.1252 | 2.1257 | 2.1193 | 2.1259 | 2.1295 | 2.1327 | 2.1279 | 2.1323 | 2.1306 | 2.1287 | 2.1211 | 2.1248 | 2.1232 | 2.1215 | 2.1139 | 2.1174 | 2.1147 | 2.1116 | 2.1022 | 2.1052 | 2.1028 | 2.1005 | 2.0925 | 2.096 | 2.0938 | 2.0917 | 2.0839
| 24FP | Unmeasured Non Household - Consumption | 20FP-35FP | Ml/d | 2 | 0.030524 | 0.030524 | 0.030524 | 0.030524 | 0.030524 | 0.030524 | 0.030524 | 0.030524 | 0.030524 | 0.030524 | 0.030524 | 0.030524 | 0.030524 | 0.030524 | 0.030524 | 0.030524 | 0.030524 | 0.030524 | 0.030524 | 0.030524 | 0.030524 | 0.030524 | 0.030524 | 0.030524 | 0.030524 | 0.030524 | 0.030524 | 0.030524 | 0.030524
| 25FP | Measured Household - Consumption | 21FP-36FP | Ml/d | 2 | 1.7913 | 1.8301 | 1.8692 | 1.9102 | 1.945 | 1.9841 | 2.0235 | 2.063 | 2.1023 | 2.4209 | 2.716 | 3.0081 | 3.2979 | 3.5848 | 3.5889 | 3.5962 | 3.6037 | 3.6113 | 3.619 | 3.6324 | 3.6472 | 3.6617 | 3.6759 | 3.6898 | 3.7041 | 3.7181 | 3.7322 | 3.7461 | 3.7597
| 26FP | Unmeasured Household - Consumption | 22FP-37FP | Ml/d | 2 | 1.9324 | 1.8902 | 1.8498 | 1.8116 | 1.7726 | 1.735 | 1.6991 | 1.664 | 1.63 | 1.269 | 0.94823 | 0.6317 | 0.31914 | 0.010957 | 0.010882 | 0.010803 | 0.010725 | 0.010649 | 0.010572 | 0.010504 | 0.010437 | 0.01037 | 0.010302 | 0.010236 | 0.010171 | 0.010106 | 0.010043 | 0.0099807 | 0.009919
| 27 - | Percentage of consumption driven by climate change | n/a in FP | - | 1 | - | - | - | - | bar: 2020-21 to 2044-45
| 28 - | Volume of consumption driven by climate change | n/a in FP | - | 1 | - | - | - | - | bar: 2020-21 to 2044-45
PCC and consumption by component | 29FP | Measured Household - PCC | (25FP*1,000,000)/(51FP*1,000) | l/h/d | 1 | 124 | 123 | 123 | 122 | 122 | 121 | 121 | 121 | 121 | 119 | 119 | 120 | 120 | 120 | 120 | 120 | 120 | 120 | 120 | 120 | 120 | 120 | 120 | 121 | 121 | 121 | 121 | 121 | 121
| 29.1FP | Measured toilet flushing | Input brief explanation here | l/h/d | 1 | 28.0982 | 27.3043 | 26.5477 | 25.8222 | 25.1189 | 24.4675 | 23.8415 | 23.2428 | 22.6687 | 21.7579 | 21.236 | 20.6923 | 20.1378 | 19.571 | 19.5573 | 19.5587 | 19.5605 | 19.5591 | 19.563 | 19.57 | 19.5815 | 19.5911 | 19.6055 | 19.613 | 19.6207 | 19.6276 | 19.6328 | 19.637 | 19.6394
| 29.2FP | Measured personal washing | Input brief explanation here | l/h/d | 1 | 52.1229 | 52.969 | 53.8146 | 54.657 | 55.482 | 56.3787 | 57.278 | 58.193 | 59.1215 | 59.6097 | 60.7164 | 61.8 | 62.8884 | 63.9746 | 64.0455 | 64.1666 | 64.2894 | 64.4021 | 64.5324 | 64.673 | 64.8289 | 64.9793 | 65.1459 | 65.2897 | 65.4346 | 65.5771 | 65.7145 | 65.8485 | 65.977
| 29.3FP | Measured clothes washing | Input brief explanation here | l/h/d | 1 | 15.3511 | 15.2421 | 15.1379 | 15.0371 | 14.9353 | 14.8549 | 14.7779 | 14.7074 | 14.6424 | 14.4003 | 14.3784 | 14.3525 | 14.3281 | 14.3028 | 14.2034 | 14.1149 | 14.0262 | 13.935 | 13.8471 | 13.761 | 13.6776 | 13.5925 | 13.5103 | 13.4228 | 13.335 | 13.2462 | 13.1559 | 13.0644 | 12.9714
| 29.4FP | Measured dish washing | Input brief explanation here | l/h/d | 1 | 12.0917 | 12.0794 | 12.0676 | 12.0556 | 12.0401 | 12.0401 | 12.0408 | 12.0447 | 12.0513 | 11.9368 | 11.9818 | 12.0233 | 12.0661 | 12.1086 | 12.1122 | 12.1253 | 12.1387 | 12.1502 | 12.1649 | 12.1815 | 12.201 | 12.2194 | 12.2408 | 12.2578 | 12.275 | 12.2918 | 12.3075 | 12.3226 | 12.3366
| 29.5FP | Measured miscellaneous internal use | Input brief explanation here | l/h/d | 1 | 14.5063 | 14.4405 | 14.3796 | 14.3217 | 14.2634 | 14.2228 | 14.1858 | 14.1549 | 14.1297 | 13.5233 | 13.3477 | 13.2145 | 13.1162 | 13.0422 | 13.0449 | 13.0571 | 13.0697 | 13.0805 | 13.095 | 13.1117 | 13.1314 | 13.1501 | 13.1723 | 13.19 | 13.2081 | 13.2259 | 13.2427 | 13.2591 | 13.2744
| 29.6FP | Measured external use | Input brief explanation here | l/h/d | 1 | 1.432 | 1.4777 | 1.5226 | 1.5665 | 1.609 | 1.6526 | 1.6958 | 1.7388 | 1.7819 | 1.7479 | 1.7813 | 1.8164 | 1.8534 | 1.8914 | 1.9276 | 1.9651 | 2.0023 | 2.0389 | 2.0758 | 2.1128 | 2.1501 | 2.1869 | 2.2241 | 2.2602 | 2.2962 | 2.3318 | 2.3671 | 2.4019 | 2.4363
| 30FP | Unmeasured Household - PCC | (26FP*1,000,000)/(52FP*1,000) | l/h/d | 1 | 139 | 139 | 138 | 138 | 138 | 137 | 137 | 137 | 136 | 138 | 139 | 139 | 139 | 147 | 147 | 146 | 146 | 146 | 146 | 146 | 147 | 147 | 147 | 147 | 147 | 147 | 147 | 147 | 147
| 30.1FP | Unmeasured toilet flushing | Input brief explanation here | l/h/d | 1 | 31.4261 | 30.6236 | 29.8092 | 28.9885 | 28.1716 | 27.3629 | 26.5504 | 25.7371 | 24.9239 | 24.5494 | 23.7972 | 23.0446 | 22.3108 | 22.729 | 22.7297 | 22.7356 | 22.7409 | 22.7442 | 22.7486 | 22.7533 | 22.7587 | 22.7625 | 22.7672 | 22.7684 | 22.7689 | 22.7682 | 22.766 | 22.7626 | 22.758
| 30.2FP | Unmeasured personal washing | Input brief explanation here | l/h/d | 1 | 58.1355 | 59.0001 | 59.8419 | 60.6702 | 61.5049 | 62.3572 | 63.2008 | 64.0419 | 64.8827 | 66.9186 | 67.9898 | 69.0803 | 70.2523 | 75.2711 | 75.3978 | 75.5423 | 75.6851 | 75.8218 | 75.9626 | 76.1049 | 76.2501 | 76.3904 | 76.534 | 76.6666 | 76.797 | 76.9239 | 77.0463 | 77.1649 | 77.2797
| 30.3FP | Unmeasured clothes washing | Input brief explanation here | l/h/d | 1 | 16.7873 | 16.6909 | 16.5879 | 16.4814 | 16.3768 | 16.2769 | 16.1748 | 16.072 | 15.9693 | 16.1551 | 16.1016 | 16.0507 | 16.0164 | 16.8402 | 16.7335 | 16.6302 | 16.526 | 16.42 | 16.3144 | 16.2086 | 16.1029 | 15.9956 | 15.8886 | 15.7787 | 15.668 | 15.556 | 15.4427 | 15.3282 | 15.2126
| 30.4FP | Unmeasured dish washing | Input brief explanation here | l/h/d | 1 | 13.2748 | 13.2682 | 13.2565 | 13.2418 | 13.2287 | 13.2193 | 13.2082 | 13.1965 | 13.1848 | 13.4127 | 13.4434 | 13.4768 | 13.5247 | 14.302 | 14.3149 | 14.3312 | 14.3471 | 14.3618 | 14.3773 | 14.393 | 14.4091 | 14.4244 | 14.4402 | 14.4539 | 14.4671 | 14.4796 | 14.4913 | 14.5022 | 14.5123
| 30.5FP | Unmeasured miscellaneous internal use | Input brief explanation here | l/h/d | 1 | 18.2072 | 18.2122 | 18.2101 | 18.204 | 18.2 | 18.2012 | 18.1998 | 18.1978 | 18.1958 | 18.5246 | 18.5815 | 18.642 | 18.7229 | 19.8143 | 19.8477 | 19.8857 | 19.9233 | 19.9593 | 19.9964 | 20.0338 | 20.072 | 20.109 | 20.1468 | 20.1817 | 20.216 | 20.2494 | 20.2816 | 20.3129 | 20.3431
| 30.6FP | Unmeasured external use | Input brief explanation here | l/h/d | 1 | 1.4522 | 1.4976 | 1.5424 | 1.5868 | 1.6314 | 1.6763 | 1.7209 | 1.7655 | 1.81 | 1.8775 | 1.9255 | 1.9735 | 2.0226 | 2.129 | 2.1719 | 2.2146 | 2.257 | 2.2989 | 2.3405 | 2.3818 | 2.4226 | 2.463 | 2.503 | 2.5426 | 2.5817 | 2.6203 | 2.6585 | 2.6963 | 2.7336
| 31FP | Average Household - PCC | ((25FP+26FP)*1,000,000))/(51FP+52FP*1,000) | l/h/d | 1 | 131.2718 | 130.6139 | 129.9903 | 129.4833 | 128.7468 | 128.2384 | 127.8004 | 127.4093 | 127.0822 | 125.1458 | 123.8204 | 122.553 | 121.3851 | 120.2809 | 120.0555 | 119.9393 | 119.8379 | 119.7287 | 119.6622 | 119.8118 | 120.0084 | 120.1913 | 120.3994 | 120.5627 | 120.7468 | 120.9229 | 121.0992 | 121.2653 | 121.4197
| 32FP | Water Taken Unbilled | Calculated BL+Preferred options | Ml/d | 1 | 0.20922 | 0.20922 | 0.20922 | 0.20922 | 0.20922 | 0.20922 | 0.20922 | 0.20922 | 0.20922 | 0.20922 | 0.20922 | 0.20922 | 0.20922 | 0.20922 | 0.20922 | 0.20922 | 0.20922 | 0.20922 | 0.20922 | 0.20922 | 0.20922 | 0.20922 | 0.20922 | 0.20922 | 0.20922 | 0.20922 | 0.20922 | 0.20922 | 0.20922
| 33FP | Distribution System Operational Use | Calculated BL+Preferred options | Ml/d | 1 | 0.02467 | 0.02467 | 0.02467 | 0.02467 | 0.02467 | 0.02467 | 0.02467 | 0.02467 | 0.02467 | 0.02467 | 0.02467 | 0.02467 | 0.02467 | 0.02467 | 0.02467 | 0.02467 | 0.02467 | 0.02467 | 0.02467 | 0.02467 | 0.02467 | 0.02467 | 0.02467 | 0.02467 | 0.02467 | 0.02467 | 0.02467 | 0.02467 | 0.02467
Leakage | 34FP | Measured Non Household - USPL | Calculated BL+Preferred options | Ml/d | 2 | 0.025366 | 0.025366 | 0.025366 | 0.025366 | 0.025366 | 0.025366 | 0.025366 | 0.025366 | 0.025366 | 0.025366 | 0.025366 | 0.025366 | 0.025366 | 0.025366 | 0.025366 | 0.025366 | 0.025366 | 0.025366 | 0.025366 | 0.025366 | 0.025366 | 0.025366 | 0.025366 | 0.025366 | 0.025366 | 0.025366 | 0.025366 | 0.025366 | 0.025366
| 35FP | Unmeasured Non Household - USPL | Calculated BL+Preferred options | Ml/d | 2 | 0.0009636 | 0.0009636 | 0.0009636 | 0.0009636 | 0.0009636 | 0.0009636 | 0.0009636 | 0.0009636 | 0.0009636 | 0.0009636 | 0.0009636 | 0.0009636 | 0.0009636 | 0.0009636 | 0.0009636 | 0.0009636 | 0.0009636 | 0.0009636 | 0.0009636 | 0.0009636 | 0.0009636 | 0.0009636 | 0.0009636 | 0.0009636 | 0.0009636 | 0.0009636 | 0.0009636 | 0.0009636 | 0.0009636
| 36FP | Measured Household - USPL | Calculated BL+Preferred options | Ml/d | 2 | 0.16529 | 0.1675 | 0.16968 | 0.17181 | 0.17391 | 0.17596 | 0.17797 | 0.17995 | 0.18189 | 0.22021 | 0.24237 | 0.26401 | 0.28516 | 0.30584 | 0.30536 | 0.30487 | 0.3044 | 0.30393 | 0.30347 | 0.30301 | 0.30256 | 0.30211 | 0.30167 | 0.30123 | 0.3008 | 0.29898 | 0.2972 | 0.29544 | 0.29372
| 37FP | Unmeasured Household - USPL | Calculated BL+Preferred options | Ml/d | 2 | 0.14851 | 0.14575 | 0.14298 | 0.14021 | 0.13755 | 0.13493 | 0.13237 | 0.12985 | 0.12737 | 0.088522 | 0.065835 | 0.043678 | 0.022017 | 0.00083047 | 0.00082135 | 0.00081174 | 0.00080234 | 0.00079313 | 0.00078412 | 0.00077529 | 0.00076643 | 0.00075776 | 0.00074926 | 0.00074092 | 0.00073275 | 0.00072139 | 0.0007103 | 0.00069949 | 0.00068894
| 38FP | Void Properties - USPL | Calculated BL+Preferred options | Ml/d | 2 | 0.025366 | 0.025366 | 0.025366 | 0.025366 | 0.025366 | 0.025366 | 0.025366 | 0.025366 | 0.025366 | 0.025366 | 0.025366 | 0.025366 | 0.025366 | 0.025366 | 0.025366 | 0.025366 | 0.025366 | 0.025366 | 0.025366 | 0.025366 | 0.025366 | 0.025366 | 0.025366 | 0.025366 | 0.025366 | 0.025366 | 0.025366 | 0.025366 | 0.025366
| 39FP | Distribution Losses | Calculated BL+Preferred options | Ml/d | 2 | 2.6845 | 2.6551 | 2.6257 | 2.5963 | 2.5969 | 2.5974 | 2.598 | 2.5985 | 2.599 | 2.5996 | 2.6001 | 2.6006 | 2.6011 | 2.6016 | 2.6021 | 2.6026 | 2.6031 | 2.6036 | 2.6041 | 2.6045 | 2.605 | 2.6054 | 2.6059 | 2.6063 | 2.6068 | 2.6086 | 2.6104 | 2.6122 | 2.6139
| 40FP | Total Leakage | Sum(34FP:39FP) | Ml/d | 2 | 3.05 | 3.02 | 2.99 | 2.96 | 2.96 | 2.96 | 2.96 | 2.96 | 2.96 | 2.96 | 2.96 | 2.96 | 2.96 | 2.96 | 2.96 | 2.96 | 2.96 | 2.96 | 2.96 | 2.96 | 2.96 | 2.96 | 2.96 | 2.96 | 2.96 | 2.96 | 2.96 | 2.96 | 2.96
| 41FP | Total Leakage | (40FP*1,000,000)/(48FP*1,000) | l/prop/d | 2 | 214.6532 | 210.3368 | 206.1355 | 202.0229 | 200.06 | 198.0093 | 196.0253 | 194.0836 | 192.21 | 190.3768 | 188.7411 | 187.1617 | 185.6218 | 184.116 | 181.7705 | 179.3738 | 177.0555 | 174.8117 | 172.6387 | 170.5331 | 168.4546 | 166.439 | 164.4834 | 162.5851 | 160.7415 | 158.9502 | 157.2087 | 155.5151 | 153.8673
Customer: Properties | 42FP | Measured Non Household - Properties | Input (total, excluding voids) | 000's | 2 | 1.0396 | 1.0436 | 1.0476 | 1.0516 | 1.0556 | 1.0596 | 1.0635 | 1.0675 | 1.0715 | 1.0755 | 1.0795 | 1.0834 | 1.0874 | 1.0914 | 1.0954 | 1.0993 | 1.1033 | 1.1073 | 1.1113 | 1.1152 | 1.1192 | 1.1232 | 1.1272 | 1.1311 | 1.1351 | 1.1391 | 1.143 | 1.147 | 1.151
| 43FP | Unmeasured Non Household - Properties | Input (total, excluding voids) | 000's | 2 | 0.03718 | 0.036566 | 0.035953 | 0.035339 | 0.034726 | 0.034112 | 0.033498 | 0.032885 | 0.032271 | 0.031658 | 0.031044 | 0.03043 | 0.029817 | 0.029203 | 0.02859 | 0.027976 | 0.027362 | 0.026749 | 0.026135 | 0.025522 | 0.024908 | 0.024294 | 0.023681 | 0.023067 | 0.022454 | 0.02184 | 0.021226 | 0.020613 | 0.019999
| 44FP | All void non-households - properties | Input (voids in each year) | 000's | 2 | 0.22439 | 0.22439 | 0.22439 | 0.22439 | 0.22439 | 0.22439 | 0.22439 | 0.22439 | 0.22439 | 0.22439 | 0.22439 | 0.22439 | 0.22439 | 0.22439 | 0.22439 | 0.22439 | 0.22439 | 0.22439 | 0.22439 | 0.22439 | 0.22439 | 0.22439 | 0.22439 | 0.22439 | 0.22439 | 0.22439 | 0.22439 | 0.22439 | 0.22439
| 45FP | Measured Household - Properties (excl voids) | Pre-plan year = input. Forecast years = Previous year 45FP + sum(45.1FP:45.6FP) | 000's | 2 | 6.5665 | 6.815 | 7.0615 | 7.3076 | 7.5467 | 7.7933 | 8.0363 | 8.2772 | 8.514 | 9.6175 | 10.7069 | 11.7931 | 12.8775 | 13.9605 | 14.1646 | 14.3788 | 14.5916 | 14.8028 | 15.0126 | 15.221 | 15.4318 | 15.6413 | 15.8494 | 16.0562 | 16.2617 | 16.4659 | 16.6688 | 16.8705 | 17.0711
| 45.1FP | New properties | Input (new builds in each year) | 000's | 2 | 0.15461 | 0.15187 | 0.15002 | 0.14972 | 0.14671 | 0.15619 | 0.15428 | 0.15406 | 0.15168 | 0.15132 | 0.13719 | 0.13418 | 0.13244 | 0.13106 | 0.12887 | 0.14054 | 0.14054 | 0.14054 | 0.14054 | 0.14054 | 0.14441 | 0.14441 | 0.14441 | 0.14441 | 0.14441 | 0.14441 | 0.14441 | 0.14441 | 0.14441
| 45.2FP | Meter optants - properties | Input (meter optants in each year) | 000's | 2 | 0.101 | 0.098884 | 0.098884 | 0.098884 | 0.094858 | 0.093093 | 0.09136 | 0.08966 | 0.087992 | 0.086354 | 0.084747 | 0.083168 | 0.08162 | 0.080102 | 0.07861 | 0.077148 | 0.075711 | 0.074302 | 0.072921 | 0.071561 | 0.070229 | 0.068922 | 0.06764 | 0.066382 | 0.065146 | 0.063935 | 0.062745 | 0.061577 | 0.060431
| 45.3FP | Compulsory metering - properties | Input (compulsory meters in each year) | 000's | 2 | 0 | 0 | 0 | 0 | 0 | 0 | 0 | 0 | 0 | 0.86884 | 0.87045 | 0.87203 | 0.87358 | 0.87509 | 0 | 0 | 0 | 0 | 0 | 0 | 0 | 0 | 0 | 0 | 0 | 0 | 0 | 0 | 0
| 45.4FP | Metering on change of occupancy - properties | Input (change of occupancy meters in each year) | 000's | 2 | 0 | 0 | 0 | 0 | 0 | 0 | 0 | 0 | 0 | 0 | 0 | 0 | 0 | 0 | 0 | 0 | 0 | 0 | 0 | 0 | 0 | 0 | 0 | 0 | 0 | 0 | 0 | 0 | 0
| 45.5FP | Selective metering properties | Input (selective meters in each year) | 000's | 2 | 0 | 0 | 0 | 0 | 0 | 0 | 0 | 0 | 0 | 0 | 0 | 0 | 0 | 0 | 0 | 0 | 0 | 0 | 0 | 0 | 0 | 0 | 0 | 0 | 0 | 0 | 0 | 0 | 0
| 45.6FP | Other changes to existing metering - properties | Input (other changes to meters in each year) | 000's | 2 | 0 | -0.0022902 | -0.0023787 | -0.0024595 | -0.0025429 | -0.0026248 | -0.0027075 | -0.002792 | -0.0028786 | -0.0029634 | -0.0030499 | -0.0031311 | -0.0032118 | -0.0032898 | -0.0033685 | -0.0034445 | -0.0035187 | -0.0035916 | -0.0036633 | -0.0037336 | -0.0038028 | -0.003872 | -0.0039401 | -0.0040071 | -0.0040729 | -0.0041376 | -0.0042012 | -0.0042638 | -0.0043253
| 45.7FP | Measured void households - properties | Input (voids in each year) | 000's | 2 | 0.41636 | 0.41636 | 0.41636 | 0.41636 | 0.41636 | 0.41636 | 0.41636 | 0.41636 | 0.41636 | 0.73346 | 0.73346 | 0.73346 | 0.73346 | 0.73346 | 0.73346 | 0.73346 | 0.73346 | 0.73346 | 0.73346 | 0.73346 | 0.73346 | 0.73346 | 0.73346 | 0.73346 | 0.73346 | 0.73346 | 0.73346 | 0.73346 | 0.73346
| 46FP | Unmeasured households - properties (excl void) | Input (total) | 000's | 2 | 5.6078 | 5.5049 | 5.4021 | 5.2994 | 5.2007 | 5.1039 | 5.0089 | 4.9157 | 4.8242 | 3.8656 | 2.9076 | 1.9504 | 0.99379 | 0.037884 | 0.037857 | 0.03783 | 0.037803 | 0.037776 | 0.037749 | 0.037722 | 0.037696 | 0.037669 | 0.037642 | 0.037615 | 0.037588 | 0.037561 | 0.037535 | 0.037508 | 0.037481
| 47FP | Unmeasured void households - properties | Input (voids in each year) | 000's | 2 | 0.3171 | 0.3171 | 0.3171 | 0.3171 | 0.3171 | 0.3171 | 0.3171 | 0.3171 | 0.3171 | 0 | 0 | 0 | 0 | 0 | 0 | 0 | 0 | 0 | 0 | 0 | 0 | 0 | 0 | 0 | 0 | 0 | 0 | 0 | 0
| 48FP | Total Resource Zone Properties (incl voids) | SUM(42FP:45FP)+45.7FP+46FP+47FP | 000's | 2 | 14.209 | 14.3579 | 14.505 | 14.6518 | 14.7956 | 14.9488 | 15.1001 | 15.2512 | 15.3998 | 15.5481 | 15.6829 | 15.8152 | 15.9464 | 16.0768 | 16.2843 | 16.5019 | 16.7179 | 16.9325 | 17.1456 | 17.3573 | 17.5715 | 17.7843 | 17.9957 | 18.2058 | 18.4147 | 18.6222 | 18.8285 | 19.0335 | 19.2374
Customer: Population | 49FP | Measured Non Household - Population | Input (total) | 000's | 2 | 0.825 | 0.825 | 0.825 | 0.825 | 0.825 | 0.825 | 0.825 | 0.825 | 0.825 | 0.825 | 0.825 | 0.825 | 0.825 | 0.825 | 0.825 | 0.825 | 0.825 | 0.825 | 0.825 | 0.825 | 0.825 | 0.825 | 0.825 | 0.825 | 0.825 | 0.825 | 0.825 | 0.825 | 0.825
| 50FP | Unmeasured Non Household - Population | Input (total) | 000's | 2 | 0 | 0 | 0 | 0 | 0 | 0 | 0 | 0 | 0 | 0 | 0 | 0 | 0 | 0 | 0 | 0 | 0 | 0 | 0 | 0 | 0 | 0 | 0 | 0 | 0 | 0 | 0 | 0 | 0
| 51FP | Measured Household - Population | Input (total) | 000's | 2 | 14.4921 | 14.8734 | 15.2502 | 15.6269 | 15.9961 | 16.3637 | 16.7234 | 17.0752 | 17.4151 | 20.321 | 22.7531 | 25.1501 | 27.5053 | 29.8197 | 29.9096 | 30.0001 | 30.0879 | 30.1786 | 30.2593 | 30.3333 | 30.4067 | 30.481 | 30.5459 | 30.6198 | 30.6915 | 30.7626 | 30.8344 | 30.906 | 30.9786
| 52FP | Unmeasured Household - Population | Input (total) | 000's | 2 | 13.8739 | 13.6104 | 13.3599 | 13.1166 | 12.8794 | 12.6376 | 12.4046 | 12.177 | 11.9537 | 9.1638 | 6.8397 | 4.5501 | 2.2929 | 0.074744 | 0.07428 | 0.073762 | 0.073248 | 0.07275 | 0.072239 | 0.07172 | 0.071192 | 0.070675 | 0.070146 | 0.069648 | 0.069153 | 0.068667 | 0.068191 | 0.067724 | 0.067265
| 53FP | Total Resource Zone Population | 49FP+Sum(50FP:52FP) | 000's | 2 | 29.191 | 29.3088 | 29.4351 | 29.5684 | 29.7005 | 29.8263 | 29.953 | 30.0772 | 30.1937 | 30.3097 | 30.4179 | 30.5252 | 30.6232 | 30.7194 | 30.8089 | 30.8989 | 30.9862 | 31.0764 | 31.1565 | 31.23 | 31.3029 | 31.3766 | 31.441 | 31.5145 | 31.5857 | 31.6563 | 31.7275 | 31.7988 | 31.8709
Occupancy | 54FP | Measured Household - Occupancy Rate (average) (excl voids) | 51FP/45FP | h/prop | 1 | 2.207 | 2.1825 | 2.1596 | 2.1384 | 2.1196 | 2.0997 | 2.081 | 2.0629 | 2.0455 | 2.1129 | 2.1251 | 2.1326 | 2.1359 | 2.136 | 2.1116 | 2.0864 | 2.062 | 2.0387 | 2.0156 | 1.9929 | 1.9704 | 1.9488 | 1.9273 | 1.907 | 1.8874 | 1.8683 | 1.8498 | 1.832 | 1.8147
| 55FP | Unmeasured Household - Occupancy Rate | 52BL/46BL | h/prop | 1 | 2.474 | 2.4724 | 2.4731 | 2.4751 | 2.4765 | 2.4761 | 2.4765 | 2.4772 | 2.4778 | 2.3706 | 2.3523 | 2.3329 | 2.3072 | 1.973 | 1.9621 | 1.9498 | 1.9376 | 1.9258 | 1.9136 | 1.9013 | 1.8886 | 1.8762 | 1.8635 | 1.8516 | 1.8398 | 1.8281 | 1.8167 | 1.8056 | 1.7946
Metering | 56FP | Total Household Metering penetration (excl. voids) | 45FP/45FP+46FP | % | 0 | 53.94% | 55.32% | 56.66% | 57.96% | 59.2% | 60.43% | 61.6% | 62.74% | 63.83% | 71.33% | 78.64% | 85.81% | 92.84% | 99.73% | 99.73% | 99.74% | 99.74% | 99.75% | 99.75% | 99.75% | 99.76% | 99.76% | 99.76% | 99.77% | 99.77% | 99.77% | 99.78% | 99.78% | 99.78%
| 57FP | Total Household Metering penetration (incl. voids) | 45FP/(45FP+45.7FP+46FP+47FP) | % | 0 | 50.87% | 52.21% | 53.51% | 54.78% | 55.98% | 57.17% | 58.32% | 59.44% | 60.5% | 67.65% | 74.62% | 81.46% | 88.17% | 94.76% | 94.84% | 94.91% | 94.98% | 95.05% | 95.11% | 95.18% | 95.24% | 95.3% | 95.36% | 95.42% | 95.47% | 95.53% | 95.58% | 95.63% | 95.68%
|  | Company: | Severn Trent Water
|  | Resource Zone Name: | Whitchurch and Wem
|  | Resource Zone Number: | 14
|  | Planning Scenario Name: | Dry Year Annual Average
|  | Chosen Level of Service: | No more than 3 in 100 Temporary Use Bans

## 9. FP SDB
Table 9: Final planning water supply
| Row Ref | Component | Derivation | Unit | Decimal places | 2016-17 | For info 2017-18 | For info 2018-19 | For info 2019-20 | 2020-21 | 2021-22 | 2022-23 | 2023-24 | 2024-25 | 2025-26 | 2026-27 | 2027-28 | 2028-29 | 2029-2030 | 2030-2031 | 2031-2032 | 2032-33 | 2033-34 | 2034-35 | 2035-36 | 2036-37 | 2037-38 | 2038-39 | 2039-40 | 2040-41 | 2041-42 | 2042-43 | 2043-44 | 2044-45
SDB | 11FP | Distribution Input | 19FP+20FP+21FP+22FP+32FP+33FP+38FP+39FP | Ml/d | 2 | 9.1549 | 9.1299 | 9.0986 | 9.0719 | 9.0613 | 9.0694 | 9.0765 | 9.0841 | 9.0846 | 9.0466 | 9.0192 | 8.993 | 8.9625 | 8.945 | 8.9473 | 8.953 | 8.9528 | 8.9638 | 8.9687 | 8.9789 | 8.9842 | 9.0017 | 9.0134 | 9.0249 | 9.0311 | 9.0486 | 9.0605 | 9.0721 | 9.0779
| 12FP | Water Available For Use (own sources) | 7FP-(9FP+10FP) | Ml/d | 2 | 10.56 | 10.56 | 10.56 | 10.56 | 10.56 | 10.56 | 10.56 | 10.56 | 10.56 | 10.56 | 10.56 | 10.56 | 10.56 | 10.56 | 9.47 | 9.47 | 9.47 | 9.47 | 9.47 | 9.47 | 9.47 | 9.47 | 9.47 | 9.47 | 9.47 | 9.47 | 9.47 | 9.47 | 9.47
| 13FP | Total Water Available For Use | 12FP+(2FP+3FP)-(5FP+6FP) | Ml/d | 2 | 10.56 | 10.56 | 10.56 | 10.56 | 10.56 | 10.56 | 10.56 | 10.56 | 10.56 | 10.56 | 10.56 | 10.56 | 10.56 | 10.56 | 9.47 | 9.47 | 9.47 | 9.47 | 9.47 | 9.47 | 9.47 | 9.47 | 9.47 | 9.47 | 9.47 | 9.47 | 9.47 | 9.47 | 9.47
| 14FP | Target headroom (climate change component) | Input | Ml/d | 2 | 0 | 0 | 0 | 0 | 0 | 0 | 0 | 0 | 0 | 0 | 0 | 0 | 0 | 0 | 0 | 0 | 0 | 0 | 0 | 0 | 0 | 0 | 0 | 0 | 0 | 0 | 0 | 0 | 0
| 15FP | Target headroom (All other components) | Input | Ml/d | 2 | 0.4 | 0.38 | 0.37 | 0.36 | 0.35 | 0.35 | 0.34 | 0.34 | 0.34 | 0.32 | 0.31 | 0.31 | 0.31 | 0.31 | 0.31 | 0.32 | 0.32 | 0.32 | 0.32 | 0.33 | 0.32 | 0.33 | 0.34 | 0.34 | 0.33 | 0.35 | 0.35 | 0.36 | 0.35
| 16FP | Target Headroom | 14FP+15FP | Ml/d | 2 | 0.4 | 0.38 | 0.37 | 0.36 | 0.35 | 0.35 | 0.34 | 0.34 | 0.34 | 0.32 | 0.31 | 0.31 | 0.31 | 0.31 | 0.31 | 0.32 | 0.32 | 0.32 | 0.32 | 0.33 | 0.32 | 0.33 | 0.34 | 0.34 | 0.33 | 0.35 | 0.35 | 0.36 | 0.35
| 17FP | Available Headroom | 13FP-11FP | Ml/d | 2 | 1.4051 | 1.4301 | 1.4614 | 1.4881 | 1.4987 | 1.4906 | 1.4835 | 1.4759 | 1.4754 | 1.5134 | 1.5408 | 1.567 | 1.5975 | 1.615 | 0.52269 | 0.51701 | 0.51725 | 0.50624 | 0.50134 | 0.49113 | 0.48582 | 0.46832 | 0.4566 | 0.4451 | 0.43888 | 0.42141 | 0.40951 | 0.39788 | 0.39215
| 18FP | Supply Demand Balance | 17FP-16FP | Ml/d | 2 | 1.0051 | 1.0501 | 1.0914 | 1.1281 | 1.1487 | 1.1406 | 1.1435 | 1.1359 | 1.1354 | 1.1934 | 1.2308 | 1.257 | 1.2875 | 1.305 | 0.21269 | 0.19701 | 0.19725 | 0.18624 | 0.18134 | 0.16113 | 0.16582 | 0.13832 | 0.1166 | 0.1051 | 0.10888 | 0.071412 | 0.059515 | 0.037885 | 0.04215
|  | Company: | Severn Trent Water
|  | Resource Zone Name: | Whitchurch and Wem
|  | Resource Zone Number: | 14
|  | Planning Scenario Name: | Dry Year Annual Average
|  | Chosen Level of Service: | No more than 3 in 100 Temporary Use Bans

## 10. Drought plan links
Table 10: Drought plan links and Deployable Output Overview
10.1 Planning scenarios |  |  |  |  | 10.2 Water resources management plan | [7 empty] | 10.3 Drought plan | [5 empty] | 10.4 Demand
Drought Scenarios | Drought Description | Drought Severity | Plan in which scenario is used (highlights overlaps) |  | WRMP DO of Sources (not including drought measures) | WRMP Additional Yield from Drought Supply Measures (eg drought permits or orders) |  |  | WRMP Impact on DO of drought plan Demand Restrictions (eg TUBs) |  |  | WRMP DO Levels of Service | Drought Plan Additional Yield from Further Supply Measures (eg drought permits or orders) |  |  | Drought Plan Impact on DO of Further Demand Restrictions (eg TUBs) |  |  | Unrestricted Demand | Restricted Demand
|  |  | WRMP | Drought Plan | DO (Ml/d) | Description | Marginal Benefit (Ml/d) | DO (Ml/d) | Description | Marginal Benefit (Ml/d) | DO (Ml/d) | DO (Ml/d) | Description | Marginal Benefit (Ml/d) | DO (Ml/d) | Description | Marginal Benefit (Ml/d) | DO (Ml/d) | Ml/d | Ml/d
Historic Droughts | 0 | 0 | 0 | 0 | 0 | (6) | 0 | 0 | (6) | 0 | 0 | 0 | (6) | 0 | 0 | (6) | 0 | 0 | 0 | 0
| 0 | 0 | 0 | 0 | 0 | (6) | 0 | 0 | (6) | 0 | 0 | 0 | (6) | 0 | 0 | (6) | 0 | 0 | 0 | 0
Additional Drought Scenarios | 0 | 0 | 0 | 0 | 0 | (6) | 0 | 0 | (6) | 0 | 0 | 0 | (6) | 0 | 0 | (6) | 0 | 0 | 0 | 0
| 0 | 0 | 0 | 0 | 0 | (6) | 0 | 0 | (6) | 0 | 0 | 0 | (6) | 0 | 0 | (6) | 0 | 0 | 0 | 0
Reported DO for WRMP tables highlighted in yellow
10.5 Summary report
WRMP DO Overview | [8 empty] | Drought Plan Overview
No drought resilience narrative was carried out for this WRZ as identified under our drought vulnerability assessment see Appendix A9 in the narrative for more information. | [8 empty] | N/A
Additional Drought Scenarios | [8 empty] | Drought Supply Measures and Demand Restrictions Further Details
N/A | [8 empty] | List individual measures used in scenario e.g. (6) No data entered- N/A for the WRZ
Impact on Supply Demand
N/A
Demands
N/A