## TITLE PAGE
Water Resources Planning Guideline supply-demand workbook
v2.0 - August 2013
All queries on the content of this workbook should be sent to |  |  | water-company-plans@ea.gov.uk
Red shaded cells indicate data query (i.e. missing data, over-typed formats etc). Water company to correct or justify data errors prior to submission.
Yellow shaded cells are calculated cells. Do not input data to these cells.
Blue shaded cells represent the base year (Scenario Year). Water Company to specify which year is used to as the base year.
Light grey shaded cells are 'lead-in' years.
Dark Grey shaded cells are headers
Resource Zone and sign off information:
Please enter the information below to identify this workbook. This will be copied through to all worksheets.
Company: | Severn Trent Water
Resource Zone Name: | Nottinghamshire
Resource Zone Number: | -
Planning Scenario Name: | Dry Year Annual Average | DYAA | Normal Year Annual Average |  |  | Data validation: Cell D20
Chosen Level of Service: | No more then 3 in 100yr hosepipe ban |  |  |  |  | Dry Year Annual Average
Base Year: | 2011-12 |  |  |  |  | Base Year 2011-12
Responsible Officer: | Marcus O'Kane | Signed: | Marcus O'Kane | Dated: | 2014-06-12 | Dry Year Critical Period
Draft
Version: | Final |  | [Digital signature is acceptable] |  |  | Final
Revised Draft
Worksheet | Content |  |  |  | Hyperlinks:
Resource zone summary | Supply-Demand Balance and components |  |  |  | Resource zone
Data QA summary | Data QA and amendments notifications |  |  |  | Data QA
WRP1a BL Licences | Baseline water resources |  |  |  | WRP1a BL Licences
WRP1 BL Supply | Baseline water supplies |  |  |  | WRP1 BL Supply
WRP2 BL Demand | Baseline demand |  |  |  | WRP2 BL Demand
WRP2a BL Customers | Baseline customer base |  |  |  | WRP2a BL Customers
WRP2b Weighted Baseline Demand | Weighted average year demand - Ofwat requirement |  |  |  | WR2b Weighted Demand
WRP3a Feasible detailed costs | Fixed and Variable costs, Net Present Value, AIC and AISC of all feasible options - confidential |  |  |  | WRP3a Feasible options
WRP3b Least costs (utilisation) | Least Cost version preferred options - confidential |  |  |  | (created by macros)
WRP3c Preferred (utilisation) | Fixed and Variable costs, Net Present Value, AIC and AISC of preferred options - confidential |  |  |  | (created by macros)
WRP3 Feasible options | High level costs of all feasible options (Dry Year) - publicly available |  |  |  | (created by macros)
WRP4 Preferred options | High level costs of preferred options (Dry Year) - publicly available |  |  |  | WRP4 Preferred options
WRP5 FP Supply | Final Planning water supplies (impact of Scenario options) |  |  |  | WRP5 FP Supply
WRP6 FP Demand | Final Planning demand (impact of Scenario options) |  |  |  | WRP6 FP Demand
WRP6a FP Customers | Final planning customer base (impact of Scenario options) |  |  |  | WRP6a FP Customers
WRP6b Weighted FP Demand | Final Planning Weighted Demand |  |  |  | WRP6b Weighted FP Demand
Note on D27: YYYY-YY

## Resource zone summary
Summary graphs of WRP tables input data
DERIVATION | DESCRIPTION | UNITS | Base Year 2011-12 | For info 2012-13 | For info 2013-14 | For info 2014-15 | 2015-16 | 2016-17 | 2017-18 | 2018-19 | 2019-20 | 2020-21 | 2021-22 | 2022-23 | 2023-24 | 2024-25 | 2025-26 | 2026-27 | 2027-28 | 2028-29 | 2029-30 | 2030-31 | 2031-32 | 2032-33 | 2033-34 | 2034-35 | 2035-36 | 2036-37 | 2037-38 | 2038-39 | 2039-40
SUPPLY
13BL | Total water available for use | Ml/d | 263.7707 | 263.7707 | 262.1917 | 260.6128 | 259.0338 | 257.4549 | 255.876 | 254.297 | 252.7181 | 251.1391 | 249.5602 | 247.9812 | 246.4023 | 244.8233 | 243.2444 | 241.6654 | 240.0865 | 238.5075 | 236.9286 | 236.2707 | 235.7707 | 235.2707 | 234.7707 | 234.2707 | 233.7707 | 233.2707 | 232.7707 | 232.2707 | 231.7707
13FP | Total water available for use | Ml/d | 263.7707 | 0 | 0 | 0 | 259.0338 | 257.4549 | 255.876 | 254.297 | 252.7181 | 251.7841 | 250.2052 | 248.6262 | 247.0473 | 245.4684 | 243.8894 | 242.3105 | 240.7315 | 239.1526 | 237.5736 | 236.9157 | 236.4157 | 235.9157 | 235.4157 | 234.9157 | 234.4157 | 233.9157 | 233.4157 | 232.9157 | 237.4157
DEMAND
26BL | Unmeasured household consumption | Ml/d | 97.5684 | 98.4184 | 96.7866 | 95.1354 | 93.3952 | 91.6062 | 89.7755 | 87.9157 | 86.0358 | 84.4589 | 82.7395 | 81.1726 | 79.6177 | 78.0468 | 77.5313 | 76.0777 | 74.6591 | 73.2522 | 71.8651 | 70.7525 | 69.5068 | 68.5287 | 67.5636 | 66.6069 | 65.6656 | 64.7541 | 63.8723 | 63.0199 | 62.1969
26FP | Unmeasured household consumption | Ml/d | 97.5684 | 98.4184 | 96.7866 | 95.1354 | 93.3952 | 91.6062 | 89.7755 | 87.9157 | 86.0358 | 84.4589 | 82.7395 | 81.1726 | 79.6177 | 78.0468 | 77.5313 | 76.0777 | 74.6591 | 73.2522 | 71.8651 | 70.7525 | 69.5068 | 68.5287 | 67.5636 | 66.6069 | 65.6656 | 64.7541 | 63.8723 | 63.0199 | 62.1969
25BL | Measured household consumption | Ml/d | 38.8907 | 40.1419 | 41.477 | 42.8106 | 44.1777 | 45.5902 | 47.0409 | 48.5251 | 50.0373 | 51.105 | 52.7249 | 54.486 | 56.3075 | 58.1729 | 59.4398 | 61.2039 | 62.9393 | 64.6655 | 66.3681 | 67.9579 | 69.867 | 71.7713 | 73.6512 | 75.5038 | 77.3294 | 79.1408 | 80.9381 | 82.7209 | 84.4893
25FP | Measured household consumption | Ml/d | 38.8907 | 40.1419 | 41.477 | 42.8106 | 44.1777 | 45.5902 | 47.0409 | 48.5251 | 50.0373 | 51.105 | 52.7249 | 54.486 | 56.3075 | 58.1729 | 59.4398 | 61.2039 | 62.9393 | 64.6655 | 66.3681 | 67.9579 | 69.867 | 71.7713 | 73.6512 | 75.5038 | 77.3294 | 79.1408 | 80.9381 | 82.7209 | 84.4893
23BL+24BL | Non-household consumption | Ml/d | 46.3755 | 44.9318 | 44.3364 | 43.8423 | 43.2537 | 42.9583 | 42.5833 | 42.2448 | 41.8327 | 41.6665 | 41.4138 | 41.1809 | 40.8648 | 40.7906 | 40.4356 | 40.2697 | 40.008 | 39.9747 | 39.8483 | 39.7332 | 39.5224 | 39.5381 | 39.4597 | 39.3942 | 39.2347 | 39.2991 | 39.2694 | 39.2514 | 39.1393
23FP+24FP | Non-household consumption | Ml/d | 46.3755 | 44.9318 | 44.3364 | 43.8423 | 42.8537 | 42.1583 | 41.3833 | 40.6448 | 39.8327 | 39.6665 | 39.4138 | 39.1809 | 38.8648 | 38.7906 | 38.4356 | 38.2697 | 38.008 | 37.9747 | 37.8483 | 37.7332 | 37.5224 | 37.5381 | 37.4597 | 37.3942 | 37.2347 | 37.2991 | 37.2694 | 37.2514 | 37.1393
40BL | Total leakage | Ml/d | 49.2918 | 47.8709 | 48.6278 | 48.6289 | 48.63 | 48.63 | 48.63 | 48.63 | 48.63 | 48.63 | 48.63 | 48.63 | 48.63 | 48.63 | 48.63 | 48.63 | 48.63 | 48.63 | 48.63 | 48.63 | 48.63 | 48.63 | 48.63 | 48.63 | 48.63 | 48.63 | 48.63 | 48.63 | 48.63
40FP | Total leakage | Ml/d | 49.2918 | 47.8709 | 48.6278 | 48.6289 | 48.38 | 47.66 | 47.57 | 47.48 | 45.59 | 45.59 | 45.4 | 45.24 | 45.13 | 45.07 | 45.06 | 44.9 | 44.79 | 44.75 | 44.55 | 44.42 | 44.35 | 44.14 | 44 | 43.92 | 43.9 | 43.74 | 43.03 | 42.98 | 42.79
11BL-(23BL:26BL)-40BL | Other components of demand | Ml/d | 5.1964 | 3.8126 | 3.8126 | 3.8126 | 3.8126 | 3.8126 | 3.8126 | 3.8126 | 3.8126 | 3.8126 | 3.8126 | 3.8126 | 3.8126 | 3.8126 | 3.8126 | 3.8126 | 3.8126 | 3.8126 | 3.8126 | 3.8126 | 3.8126 | 3.8126 | 3.8126 | 3.8126 | 3.8126 | 3.8126 | 3.8126 | 3.8126 | 3.8126
11FP-(23FP:26FP)-40FP | Other components of demand | Ml/d | 5.1964 | -231.363 | -231.2277 | -230.4172 | 3.8126 | 3.8126 | 3.8126 | 3.8126 | 3.8126 | 3.8126 | 3.8126 | 3.8126 | 3.8126 | 3.8126 | 3.8126 | 3.8126 | 3.8126 | 3.8126 | 3.8126 | 3.8126 | 3.8126 | 3.8126 | 3.8126 | 3.8126 | 3.8126 | 3.8126 | 3.8126 | 3.8126 | 3.8126
| Total demand + target headroom | Ml/d | 245.6469 | 243.2819 | 243.5377 | 243.1611 | 241.9857 | 242.0071 | 241.8469 | 241.364 | 241.0293 | 238.5732 | 238.4829 | 239.0953 | 239.8545 | 240.3506 | 237.1836 | 237.7486 | 238.1449 | 238.7659 | 239.2455 | 236.2297 | 236.7226 | 237.684 | 238.7444 | 239.3088 | 237.0752 | 237.7098 | 238.9573 | 240.3632 | 240.7485
| Total demand + target headroom | Ml/d | 245.6469 | 0 | 0 | 0 | 241.3357 | 240.2371 | 239.5869 | 238.614 | 235.9893 | 233.5332 | 233.2529 | 233.7053 | 234.3545 | 234.7906 | 231.6136 | 232.0186 | 232.3049 | 232.8859 | 233.1655 | 230.0197 | 230.4426 | 231.194 | 232.1144 | 232.5988 | 230.3452 | 230.8198 | 231.3573 | 232.7132 | 232.9085
SUPPLY-DEMAND BALANCE
16BL | Target headroom | Ml/d | 8.3242 | 8.1062 | 8.4973 | 8.9313 | 8.7166 | 9.4097 | 10.0046 | 10.2358 | 10.6808 | 8.9002 | 9.1621 | 9.8133 | 10.6218 | 10.8977 | 7.3344 | 7.7547 | 8.0959 | 8.4309 | 8.7214 | 5.3435 | 5.3838 | 5.4032 | 5.6273 | 5.3612 | 2.4029 | 2.0731 | 2.4349 | 2.9284 | 2.4804
16FP | Target headroom | Ml/d | 8.3242 | 0 | 0 | 0 | 8.7166 | 9.4097 | 10.0046 | 10.2358 | 10.6808 | 8.9002 | 9.1621 | 9.8133 | 10.6218 | 10.8977 | 7.3344 | 7.7547 | 8.0959 | 8.4309 | 8.7214 | 5.3435 | 5.3838 | 5.4032 | 5.6273 | 5.3612 | 2.4029 | 2.0731 | 2.4349 | 2.9284 | 2.4804
17BL | Available headroom | Ml/d | 26.448 | 28.595 | 27.1514 | 26.383 | 25.7647 | 24.8575 | 24.0336 | 23.1688 | 22.3696 | 21.4661 | 20.2393 | 18.6991 | 17.1696 | 15.3704 | 13.3951 | 11.6715 | 10.0375 | 8.1725 | 6.4044 | 5.3845 | 4.4319 | 2.9899 | 1.6536 | 0.32315 | -0.90165 | -2.366 | -3.7517 | -5.1642 | -6.4974
17FP | Available headroom | Ml/d | 26.448 | 0 | 0 | 0 | 26.4147 | 26.6275 | 26.2936 | 25.9188 | 27.4096 | 27.1511 | 26.1144 | 24.7342 | 23.3147 | 21.5755 | 19.6102 | 18.0465 | 16.5225 | 14.6976 | 13.1295 | 12.2395 | 11.3569 | 10.1249 | 8.9286 | 7.6782 | 6.4734 | 5.169 | 4.4934 | 3.1309 | 6.9876
Baseline Supply-Demand Balance:
|  | 2015-16 | 2016-17 | 2017-18 | 2018-19 | 2019-20 | 2020-21 | 2021-22 | 2022-23 | 2023-24 | 2024-25 | 2025-26 | 2026-27 | 2027-28 | 2028-29 | 2029-30 | 2030-31 | 2031-32 | 2032-33 | 2033-34 | 2034-35 | 2035-36 | 2036-37 | 2037-38 | 2038-39 | 2039-40
| SDB (Ml/d) | 17.0481 | 15.4478 | 14.029 | 12.933 | 11.6888 | 12.5659 | 11.0773 | 8.8859 | 6.5478 | 4.4727 | 6.0608 | 3.9168 | 1.9416 | -0.25839 | -2.3169 | 0.040979 | -0.95194 | -2.4133 | -3.9737 | -5.0381 | -3.3046 | -4.4391 | -6.1866 | -8.0925 | -8.9778
Final Planning Supply-Demand Balance:
|  | 2015-16 | 2016-17 | 2017-18 | 2018-19 | 2019-20 | 2020-21 | 2021-22 | 2022-23 | 2023-24 | 2024-25 | 2025-26 | 2026-27 | 2027-28 | 2028-29 | 2029-30 | 2030-31 | 2031-32 | 2032-33 | 2033-34 | 2034-35 | 2035-36 | 2036-37 | 2037-38 | 2038-39 | 2039-40
| SDB (Ml/d) | 17.6981 | 17.2178 | 16.289 | 15.683 | 16.7288 | 18.2509 | 16.9523 | 14.9209 | 12.6928 | 10.6777 | 12.2758 | 10.2918 | 8.4266 | 6.2666 | 4.4081 | 6.896 | 5.9731 | 4.7217 | 3.3013 | 2.317 | 4.0705 | 3.096 | 2.0585 | 0.20249 | 4.5072
| Company: | 2021-22: Severn Trent Water
| Resource Zone Name | 2021-22: Nottinghamshire
Resource Zone Number: | bar: 2021-22
| Planning Scenario Name: | 2021-22: Dry Year Annual Average
| Chosen Level of Service: | 2021-22: No more then 3 in 100yr hosepipe ban

## Data QA summary
QA Data Checks - To be reviewed by the water company and resolved or explained prior to submission. This also forms basis for initial data checks by the Environment Agency.
Worksheet and Row Reference | Q1. Missing Data? Or formulae overtyped? | No of cells with a potential issue | Data issue (Yes/No) | If yes check the worksheet | Water Company commentary/explanation
Title Page | Company name missing | 0 | No | TITLE PAGE
| Water Resource Zone name missing | 0 | No | TITLE PAGE
| Water Resource Zone number missing - This is not an embedded check as zone numbering is not mandatory. | n/a | n/a
| Planning Scenario missing | 0 | No | TITLE PAGE
| Level of service missing | 0 | No | TITLE PAGE
| Base year missing | 0 | No | TITLE PAGE
| Responsible officer missing | 0 | No | TITLE PAGE
| WRMP version missing | 0 | No | TITLE PAGE
WRP1a BL Licences
0.1BL | Details missing from Individual Licences section | 16 | Yes | WRP1a BL Licences | No linformation missing in category
0.2BL | Details missing from Grouped Licences section | 65 | Yes | WRP1a BL Licences | No linformation missing in category
0.3BL | Details missing from Unused Licences section | 0 | No | WRP1a BL Licences | No linformation missing in category
0.4BL | Details missing from New Licences section | 0 | No | WRP1a BL Licences | No licences in category
Column K | Annual impact of climate change on source (% change) |  |  |  | This is based on the difference between our 2015 baseline DO and the modelled climate change impacted 2035 run as this is a modelled figure and has not been scaled.
WRP1 BL Supply
1BL | No raw water abstracted or an unexpected value in the planning horizon. | 0 | No | WRP1 BL Supply
2BL | Missing data in Raw Water Imported | 0 | No | WRP1 BL Supply
2.1BL | Manual check for red cells in data row |  | Check | WRP1 BL Supply
3BL | Missing data in Potable Water Imported | 0 | No | WRP1 BL Supply | As Potable Water imports are calculated in the DO the calculation and derivation in 13BL has been altered to not include these
3.1BL+ | Manual check for red cells in data row |  | Check | WRP1 BL Supply
4BL | Missing data in Raw Water Losses and Operational Use | 0 | No | WRP1 BL Supply
5BL | Missing data in Raw Water Exported | 0 | No | WRP1 BL Supply
5.1BL | Manual check for red cells in data row |  | Check | WRP1 BL Supply
5.2BL+ | Manual check for red cells in data row |  | Check | WRP1 BL Supply
6BL | Missing data in Potable Water Exported | 0 | No | WRP1 BL Supply | As Potable Water exports are calculated in the DO the calculation and derivation in 13BL has been altered to not include these
6.1BL | Manual check for red cells in data row |  | Check | WRP1 BL Supply
7BL | Missing data in baseline DO (without reductions) | 0 | No | WRP1 BL Supply
7BL | Manual check: Check if base year DO equals sum of WRP1a-bl. Manual check has formula in baseline DO profile been overwritten. If so, has water company provided an explanation? |  | Yes
8.1BL | Missing data in climate change impact on DO | 0 | No | WRP1 BL Supply
8.2BL+ | Manual check for red cells in data row |  | Check | WRP1 BL Supply
8.3BL | Manual check for red cells in data row |  | Check | WRP1 BL Supply
9BL | Missing data in Treatment works losses | 0 | No | WRP1 BL Supply | Treatment Losses are calculated in DO so the derivationand formula in 12BL has been altered to not include these
10BL | Missing data in Outage | 0 | No | WRP1 BL Supply
11BL | Missing data in Distribution Input | 0 | No | WRP1 BL Supply
12BL | Change to calculation Water Available For Use (own sources) |  | No |  | NB as Treatment losses are included in our DO calculation, 12BL calculation has been amended to not include 9BL
13BL | Change to calculation Total Water Available For Use |  | No |  | Calculation changed to include 12BL minus raw water imports and exports only All potable imports and exports are included within DO
14BL | Missing data in Target headroom (climate change) | 0 | No | WRP1 BL Supply
15BL | Missing data in Target headroom (other factors) | 0 | No | WRP1 BL Supply
WRP2
19BL | Missing data in WD Measured Non Household | 0 | No | WRP2 BL Demand
20BL | Missing data in WD Unmeasured Non Household | 0 | No | WRP2 BL Demand
21BL | Missing data in WD Measured Household | 0 | No | WRP2 BL Demand
22BL | Missing data in WD Unmeasured Household | 0 | No | WRP2 BL Demand
27- | Missing data in % of consumption driven by climate change | 0 | No | WRP2 BL Demand
29BL | Sum of micro components does not equal mpcc (this is not necessarily a 'fail' but needs to be explained). | 14 | Yes | WRP2 BL Demand | PCC (calculated from the consumption row) includes the impact of water efficiency and MLE adjustments. We have a included a demand appendix with per capita forecasts of MLE and water efficiency , which when added to the sume of the micro-components explain the diffence.
" | Sum of micro components does not equal mpcc (this is not necessarily a 'fail' but needs to be explained). | 12 | Yes | WRP2 BL Demand | PCC (calculated from the consumption row) includes the impact of water efficiency and MLE adjustments. We have a included a demand appendix with per capita forecasts of MLE and water efficiency , which when added to the sume of the micro-components explain the diffence.
29.1BL | Missing data in Measured toilet use | 0 | No | WRP2 BL Demand
29.2BL | Missing data in Measured personal use | 0 | No | WRP2 BL Demand
29.3BL | Missing data in Measured clothes washing | 0 | No | WRP2 BL Demand
29.4BL | Missing data in Measured dishwashing | 0 | No | WRP2 BL Demand
29.5BL | Missing data in Measured miscellaneous | 0 | No | WRP2 BL Demand
29.6BL | Missing data in Measured external use | 0 | No | WRP2 BL Demand
30BL | Sum of micro components does not equal upcc (this is not necessarily a 'fail' but needs to be explained). | 14 | Yes | WRP2 BL Demand | PCC (calculated from the consumption row) includes the impact of water efficiency and MLE adjustments. We have a included a demand appendix with per capita forecasts of MLE and water efficiency , which when added to the sume of the micro-components explain the diffence.
" | Sum of micro components does not equal upcc (this is not necessarily a 'fail' but needs to be explained). | 12 | Yes | WRP2 BL Demand | PCC (calculated from the consumption row) includes the impact of water efficiency and MLE adjustments. We have a included a demand appendix with per capita forecasts of MLE and water efficiency , which when added to the sume of the micro-components explain the diffence.
30.1BL | Missing data in Unmeasured toilet use | 0 | No | WRP2 BL Demand
30.2BL | Missing data in Unmeasured personal use | 0 | No | WRP2 BL Demand
30.3BL | Missing data in Unmeasured clothes washing | 0 | No | WRP2 BL Demand
30.4BL | Missing data in Unmeasured dishwashing | 0 | No | WRP2 BL Demand
30.5BL | Missing data in Unmeasured miscellaneous | 0 | No | WRP2 BL Demand
30.6BL | Missing data in Unmeasured external use | 0 | No | WRP2 BL Demand
32BL | Missing data in Water Taken Unbilled | 0 | No | WRP2 BL Demand
33BL | Missing data in DSOU | 0 | No | WRP2 BL Demand
34BL | Missing data in Measured Non HH USPL | 0 | No | WRP2 BL Demand
35BL | Missing data in Unmeasured Non HH USPL | 0 | No | WRP2 BL Demand
36BL | Missing data in Measured HH USPL | 0 | No | WRP2 BL Demand
37BL | Missing data in Unmeasured HH USPL | 0 | No | WRP2 BL Demand
38BL | Missing data in Void USPL | 0 | No | WRP2 BL Demand
39BL | Missing data inTotal mains and trunk mains leakage (Distribution Losses) | 0 | No | WRP2 BL Demand
WRP2a
| Population and properties - check the data trend chart |  | Check | WRP2a BL Customers
56BL | Metering is more than 100 percent | 0 | No | WRP2a BL Customers
57BL | Metering is more than 100 percent | 0 | No | WRP2a BL Customers
WRP2b
11BLOFWAT | Missing data in Weighted annual average DI | 0 | No | WRP2b Weighted BL Demand
18BLOFWAT | Missing data in Weighted annual average utilisation demand | 0 | No | WRP2b Weighted BL Demand
19BLOFWAT | Missing data in Weighted Annual Average Water Delivered Measured Non Household | 0 | No | WRP2b Weighted BL Demand
20BLOFWAT | Missing data in Weighted Annual Average Water Delivered Unmeasured Non Household | 0 | No | WRP2b Weighted BL Demand
21BLOFWAT | Missing data in Weighted Annual Average Water Delivered Measured Household | 0 | No | WRP2b Weighted BL Demand
22BLOFWAT | Missing data in Weighted Annual Average Water Delivered Unmeasured Household | 0 | No | WRP2b Weighted BL Demand
32BLOFWAT | Missing data in Weighted Annual Average Water Taken Unbilled | 0 | No | WRP2b Weighted BL Demand
33BLOFWAT | Missing data in Weighted Annual Average Distribution System Operational Use | 0 | No | WRP2b Weighted BL Demand
38BLOFWAT | Missing data in Weighted Annual Average void properties - USPL | 0 | No | WRP2b Weighted BL Demand
39BLOFWAT | Missing data in Weighted Annual Average Distribution Losses | 0 | No | WRP2b Weighted BL Demand
WRP3a
| Manual check for red cells in data rows (columns C to S, and W to CD). |  | Check | WRP3a Feasible Options Detailed
| Manual check that the list of options selected as preferred matches the list of options in WRP3c. Also cross check that the preferred options listed in WRP3c and WRP3 are listed in WRP4. |  | Check | WRP3 and WRP3c
WRP3b and WRP3c
| For the least cost and preferred options companies may potentially need to demonstrate costs over the full 104 year period (i.e. for a scheme introduced in year 25 of the planning horizon plus the 80 year cost profile requirement). The autoset up WRP3b and WRP3c sheets are not able to auto update the NPV formula. Check that the formula changes from: =NPV(DiscountRate,X[row number]:CX[row number],X[row number]:CD[row number],W[row number]:W[row number]) to =NPV(DiscountRate,X[row number]:DV[row number],X[row number]:CD[row number],W[row number]:W[row number]) Check this for ALL options entered. |  | Check
| If the NPV formula has been extended in WRP3b it should be correctly copied into WRP3c (if done sequentially). Check that this has been done. |  | Check
WRP4
| Cross check that all the options in WRP4 match those in WRP3c and WRP3 (no extras and none missing). |  | Check
| Cross check that the first year of wafu matches the "Earliest potential option start date (Year)" in WRP3. |  | Check
| Sum of Options in WRP3a specified as a Preferred Option: | #REF!
| Manual check that list in WRP4 is equal to sum of options in WRP3a specified as a Preferred option: |  | Check | WRP4 Preferred (Scenario Yr)
WRP5
3FP | Change to Potable Water Imported |  | No |  | Calculation changed to refer to WRP4 Potable Imports only. The remaining potable imports are dealt with within the DO calculations so this avoids double counting within WAFU. | Baseline Potable Imports which are in DO, have been included as a line below 3FP for clarity. These are included for information only and are not part of the calculation.
6FP | Change to Potable Water Exported |  | No |  | Calculation changed to refer to WRP4 Potable Exports only. The remaining potable exports are dealt with within the DO calculations so this avoids double counting within WAFU. | Baseline Potable Exports which are in DO, have been included as a line below 5FP for clarity. These are included for information only and are not part of the calculation.
11FP | Missing data in Distribution Input | 0 | No | WRP5 FP Supply
12FP | Change to calculation Water Available For Use (own sources) |  | No |  | NB as Treatment losses are included in our DO calculation, 12FP calculation has been amended to not include 9FP
14FP | Missing data in Target headroom (climate change) | 0 | No | WRP5 FP Supply
15FP | Missing data in Target headroom (other factors) | 0 | No | WRP5 FP Supply
WRP6
29FP | Sum of micro components does not equal mpcc (this is not necessarily a 'fail' but needs to be explained). | 14 | Yes | WRP6 FP Demand | PCC (calculated from the consumption row) includes the impact of water efficiency and MLE adjustments. We have a included a demand appendix with per capita forecasts of MLE and water efficiency , which when added to the sume of the micro-components explain the diffence.
29.1FP | Missing data in Measured toilet use | 0 | No | WRP6 FP Demand
29.2FP | Missing data in Measured personal use | 0 | No | WRP6 FP Demand
29.3FP | Missing data in Measured clothes washing | 0 | No | WRP6 FP Demand
29.4FP | Missing data in Measured dishwashing | 0 | No | WRP6 FP Demand
29.5FP | Missing data in Measured miscellaneous | 0 | No | WRP6 FP Demand
29.6FP | Missing data in Measured external use | 0 | No | WRP6 FP Demand
30FP | Sum of micro components does not equal upcc (this is not necessarily a 'fail' but needs an explanation). (Columns J to W). | 14 | Yes | WRP6 FP Demand | PCC (calculated from the consumption row) includes the impact of water efficiency and MLE adjustments. We have a included a demand appendix with per capita forecasts of MLE and water efficiency , which when added to the sume of the micro-components explain the diffence.
30.1FP | Missing data in Unmeasured toilet use | 0 | No | WRP6 FP Demand
30.2FP | Missing data in Unmeasured personal use | 0 | No | WRP6 FP Demand
30.3FP | Missing data in Unmeasured clothes washing | 0 | No | WRP6 FP Demand
30.4FP | Missing data in Unmeasured dishwashing | 0 | No | WRP6 FP Demand
30.5FP | Missing data in Unmeasured miscellaneous | 0 | No | WRP6 FP Demand
30.6FP | Missing data in Unmeasured external use | 0 | No | WRP6 FP Demand
WRP6a
| Population and properties - check the data trend chart |  | Check | WRP6a FP Customers'!A1
56FP | Metering is more than 100 percent | 0 | No | WRP6a FP Customers'!A1
57FP | Metering is more than 100 percent | 0 | No | WRP6a FP Customers'!A1
WRP6b
19FPOFWAT | Final planning Weighted - #REF in WD Measured Non Household | 0 | No | WRP6b Weighted FP Demand
20FPOFWAT | Final planning Weighted - #REF in WD Unmeasured Non Household | 0 | No | WRP6b Weighted FP Demand
21FPOFWAT | Final planning Weighted - #REF in WD Measured Household | 0 | No | WRP6b Weighted FP Demand
22FPOFWAT | Final planning Weighted - #REF in WD Unmeasured Household | 0 | No | WRP6b Weighted FP Demand
32FPOFWAT | Final planning Weighted - #REF in water taken unbilled | 0 | No | WRP6b Weighted FP Demand
33FPOFWAT | Final planning Weighted - #REF in DSOU | 0 | No | WRP6b Weighted FP Demand
38FPOFWAT | Final planning Weighted - #REF in non household USPL | 0 | No | WRP6b Weighted FP Demand
39FPOFWAT | Final planning Weighted - #REF in Distribution losses | 0 | No | WRP6b Weighted FP Demand
| Q2. Unusual Trends in the Data (spikes/dips/flatlines?) |  |  | Explanation

## WRP1a BL Licences
Table WRP1a: Baseline resources |  |  |  |  | deployable output (Ml/d)
Row ref | Derivation | Licence number | Source name | Source type | Deployable output (Ml/d) | Annual licensed quantity (Ml/d) | Constraints on deployable output | Annual impact of climate change on source (% change) | Period of record (years of data) | Critical event (year)
All individual licences:
0.1BL | Sum (0.1BL+...) | - | - | - | 130.5958 | 41.09 | - | - | - | -
- | Input | 03/28/72/025 | Markham Clinton | GW | 21.4759 | 22.7 | Zonal Constraint. Constrained by GW yields/ group licence and imports from the Strategic Grid (SG) zone. Above this DO failures occur in the SG zone. | 1.43% | 14 | 1920
- | Input | 03/28/75/054 | Chequer House | GW | 9.347 | 9.39 |  | -0.45% | 14
- | Input | 03/28/64/228 | Far Baulker | GW | 8.9201 | 9 |  | -0.75% | 14
- | Input | Import of Potable Water | From Strategic Grid WRZ (DVA to Nottingham) | SW:Other | 22.655 | - |  | - | 91
- | Input | Import of Potable Water | From Strategic Grid WRZ (DVA to Strelley) | SW:Other | 17.201 | - |  | - | 91
- | Input | Import of Potable Water | From Strategic Grid WRZ (Church Wilne to Strelley ) | SW:Other | 56.468 | - |  | - | 91
- | Input | Import of Potable Water | From Strategic Grid WRZ (Higham to North Notts) | SW:Other | 14.906 | - |  | - | 91
- | Input | Export of Potable Water | To Strategic Grid WRZ (Sunnyside to Chesterfield) | SW:Other | -5.607 | - |  | - | 91
- | Input | Export of Potable Water | To Newark WRZ (Caunton and Ompton to Newark) | SW:Other | -14.7701 | - |  | - | 91
0.2BL | Sum (0.2BL+...) | - | Total | - | 139.273 | - | - | - | - | -
- | - | Group #: | Budby Group | - | 11.563 | - | - | - | - | -
- | Input | 03/28/71/001 | Budby | GW | 11.563 | 11.57 | Zonal Constraint. Constrained by GW yields/ group licence and imports from the Strategic Grid (SG) zone. Above this DO failures occur in the SG zone. | -0.02% | 14 | 1920
- | Input | 03/28/71/041 | Budby Forest | GW |  |  |  |  | 15
- | - | Group #: | Blidworth Group | - | 52.229 | - | - | - | - | -
- | Input | 03/28/64/045 | Lambley | GW | 35.92 | 56 | These sources are also in the Burton Joyce Group (Lambley, Papplewick, Bestwood, Burton Joyce, Epperstone, Salterford) which has group licence of 36Ml/d. | -0.16% | 15 | 1920
- | Input | 03/28/63/004 | Papplewick | GW |  |  |  |  | 15
- | Input |  | Bestwood | GW |  |  |  |  | 15
- | Input | 03/28/64/044 | Burton Joyce | GW |  |  |  |  | 15
- | Input | 03/28/64/049 | Epperstone | GW |  |  |  |  | 15
- | Input | 03/28/64/046 | Salterford | GW |  |  | Disused |  | 7
- | Input | 03/28/67/014 | Clay lane | GW | - |  | These sources also have another group licence (Clay Lane, Caunton, Halam, Farnsfield) of 30Ml/d Clay Lane Deployable Output is in the Newark zone and so not included in the Nottinghamshire zone. | - | 14
- | Input | 03/28/69/120 | Caunton | GW | 8.404 |  |  | -6.14% | 15
- | Input | 03/28/64/229 | Halam | GW | 7.905 |  |  | 8.08% | 20
- | - | Group #: | Clipstone Group | - | 59.497 | - | - | - | - | -
- | Input | 03/28/70/068 | Ompton | GW | 28.03 | 74.03 (1 year licence) / 65Ml/d (5 year Licence) | These sources also have another group licence (Ompton, Amen Corner, Boughton) of 55Ml/d | -0.06% | 14 | 1920
- | Input | 03/28/70/065 | Amen Corner | GW | 7.907 |  |  | 0.26% | 15
- | Input | 03/28/70/001 | Boughton | GW | 11.83 |  |  | -0.45% | 14
- | Input | 03/28/70/002 | Rufford | GW | 8.254 |  | Zonal Constraint. Constrained by GW yields/ groups licence and imports from the Strategic Grid (SG) zone. Above this DO failures occur in the SG zone. | 0.84% | 14
- | Input | 03/28/70/071 | Clipstone Forest | GW | 3.476 |  |  | -48.11% | 18
- | Input | 03/28/70/066 | Clipstone | GW | - |  | Disused | - | -
- | Input | 03/28/70/069 | Rushley | GW | - |  | Disused | - | -
- | Input | 03/28/70/067 | Rainworth | GW | - |  | Disused | - | -
- | Input | 03/28/63/085 | Normans Hollow | GW | - |  | Disused | - | -
- | - | Group #: | Sunnyside Group | - | 15.984 | - | - | - | - | -
- | Input | 03/28/75/008 | Sunnyside | GW | 15.984 | 3.87 | Zonal Constraint. Constrained by GW yields/ group licence and imports from the Strategic Grid (SG) zone. Above this DO failures occur in the SG zone. | -15.79% | 12 | 1920
- | Input | 03/28/75/084 | Sunnyside (new) | GW |  | 3.5 |  |  | 10
- | Input | 03/28/74/066 | Hayton | GW |  | 12.01 |  |  | 14
Unused licences: | Derivation | Licence number | Source name | Source type | DYAA deployable output (Ml/d) | Annual licensed quantity (Ml/d) | Reason licence is unused | Annual impact of climate change on source (% change) | - | -
0.3BL | Sum (0.3BL+...) | - | - | - | 0 | 20 | - | - | - | -
- | Input | 03/28/64/048 | Farnsfield | GW | 0 | 10 | Issues with WQ | - | 15 | -
- | Input | 03/28/74/55 | Barnby Moor | GW | 0 | 10 | Joint licence with Hayton, can only use one or other source. This source would require extra treatment. | - | 14 | -
New licences (within current AMP): | Derivation | Licence number | Source name | Source type | DYAA deployable output (Ml/d) | Annual licensed quantity (Ml/d) | Status of licence | Annual impact of climate change on source (% change) | Year due | Critical event (year)
0.4BL | Sum (0.4BL+...) | - | - | - | 0 | 0 | - | - | - | -
- | Input | - | - | - | - | - | - | - | - | -
- | - | - | - | - | - | - | - | - | - | -
Company: |  | Severn Trent Water
Resource Zone Name: |  | Nottinghamshire
Resource Zone Number: |  | -
Planning Scenario Name: |  | Dry Year Annual Average
Chosen Level of Service: |  | No more then 3 in 100yr hosepipe ban
README
Source Types
GW
SW:River
SW:Reservoir
SW:Other
Note on B15: If additional lines are required please insert into middle of group to ensure automatic calculations pick up all data.
Note on B18: If additional lines are required please insert into middle of group to ensure automatic calculations pick up all data.
Note on B28: If additional lines are required please insert into middle of group to ensure automatic calculations pick up all data.
Note on B38: If additional lines are required please insert into middle of group to ensure automatic calculations pick up all data.
Note on B44: If additional lines are required please insert into middle of group to ensure automatic calculations pick up all data. DO NOT DELETE DEFAULT INPUT ROWS - If unrequired leave blank.
Note on C3: Please list only individual licences (i.e. not used in conjunctive use systems).
Note on C57: Do not delete default inserted input lines. These are required to generate the autosum of all additional rows added. Additional rows which the user enters can be deleted.
Note on K2: This is for information. It is used to refer to but not autocalculate the impact of climate change on deployable output.
Note on M2: If hydrologically constrained, indicate the critical event, e.g. 1933, or specify DO curve.
Note on M46: If hydrologically constrained, indicate the critical event, e.g. 1933, or specify DO curve.
Add individual licence
Add unused licence
Add new licence
Add group of licences

## WRP1 BL Supply
Table WRP1: Baseline water supply
| Row ref | Component | Derivation | Unit | Base Year 2011-12 | For info 2012-13 | For info 2013-14 | For info 2014-15 | 2015-16 | 2016-17 | 2017-18 | 2018-19 | 2019-20 | 2020-21 | 2021-22 | 2022-23 | 2023-24 | 2024-25 | 2025-26 | 2026-27 | 2027-28 | 2028-29 | 2029-30 | 2030-31 | 2031-32 | 2032-33 | 2033-34 | 2034-35 | 2035-36 | 2036-37 | 2037-38 | 2038-39 | 2039-40
| 1BL | Raw water abstracted | Input | Ml/d | 179.0152 | 179.0152 | 179.0152 | 179.0152 | 179.0152 | 179.0152 | 179.0152 | 179.0152 | 179.0152 | 179.0152 | 179.0152 | 179.0152 | 179.0152 | 179.0152 | 179.0152 | 179.0152 | 179.0152 | 179.0152 | 179.0152 | 179.0152 | 179.0152 | 179.0152 | 179.0152 | 179.0152 | 179.0152 | 179.0152 | 179.0152 | 179.0152 | 179.0152
| 2BL | Total raw water imported | sum(2.1BL+2.2BL+2.3BL...) | Ml/d | 0 | 0 | 0 | 0 | 0 | 0 | 0 | 0 | 0 | 0 | 0 | 0 | 0 | 0 | 0 | 0 | 0 | 0 | 0 | 0 | 0 | 0 | 0 | 0 | 0 | 0 | 0 | 0 | 0
| 2.1BL+ | Raw water imported from: None | Input | Ml/d | 0 | 0 | 0 | 0 | 0 | 0 | 0 | 0 | 0 | 0 | 0 | 0 | 0 | 0 | 0 | 0 | 0 | 0 | 0 | 0 | 0 | 0 | 0 | 0 | 0 | 0 | 0 | 0 | 0
| - | - | - | - | - | - | - | - | bar: 2015-16 to 2039-40
| 3BL | Total potable water imported | sum(3.1BL+3.2BL+3.3BL...) | Ml/d | 111.24 | 111.24 | 111.24 | 111.24 | 111.24 | 111.24 | 111.24 | 111.24 | 111.24 | 111.24 | 111.24 | 111.24 | 111.24 | 111.24 | 111.24 | 111.24 | 111.24 | 111.24 | 111.24 | 111.24 | 111.24 | 111.24 | 111.24 | 111.24 | 111.24 | 111.24 | 111.24 | 111.24 | 111.24
| 3.1BL+ | Potable water imported from: Strategic Grid WRZ (DVA to Nottingham) | Input | Ml/d | 22.66 | 22.66 | 22.66 | 22.66 | 22.66 | 22.66 | 22.66 | 22.66 | 22.66 | 22.66 | 22.66 | 22.66 | 22.66 | 22.66 | 22.66 | 22.66 | 22.66 | 22.66 | 22.66 | 22.66 | 22.66 | 22.66 | 22.66 | 22.66 | 22.66 | 22.66 | 22.66 | 22.66 | 22.66
| 3.1BL+ | Potable water imported from: Strategic Grid WRZ (DVA to Strelley) | Input | Ml/d | 17.2 | 17.2 | 17.2 | 17.2 | 17.2 | 17.2 | 17.2 | 17.2 | 17.2 | 17.2 | 17.2 | 17.2 | 17.2 | 17.2 | 17.2 | 17.2 | 17.2 | 17.2 | 17.2 | 17.2 | 17.2 | 17.2 | 17.2 | 17.2 | 17.2 | 17.2 | 17.2 | 17.2 | 17.2
| 3.1BL+ | Potable water imported from: Strategic Grid WRZ (Church Wilne to Strelley ) | Input | Ml/d | 56.47 | 56.47 | 56.47 | 56.47 | 56.47 | 56.47 | 56.47 | 56.47 | 56.47 | 56.47 | 56.47 | 56.47 | 56.47 | 56.47 | 56.47 | 56.47 | 56.47 | 56.47 | 56.47 | 56.47 | 56.47 | 56.47 | 56.47 | 56.47 | 56.47 | 56.47 | 56.47 | 56.47 | 56.47
| 3.1BL+ | Potable water imported from: From Strategic Grid WRZ (Higham to North Notts) | Input | Ml/d | 14.91 | 14.91 | 14.91 | 14.91 | 14.91 | 14.91 | 14.91 | 14.91 | 14.91 | 14.91 | 14.91 | 14.91 | 14.91 | 14.91 | 14.91 | 14.91 | 14.91 | 14.91 | 14.91 | 14.91 | 14.91 | 14.91 | 14.91 | 14.91 | 14.91 | 14.91 | 14.91 | 14.91 | 14.91
| - | - | - | - | - | - | - | - | bar: 2015-16 to 2039-40
Resources | 4BL | Raw water losses and operational use | Input | Ml/d | 0 | 0 | 0 | 0 | 0 | 0 | 0 | 0 | 0 | 0 | 0 | 0 | 0 | 0 | 0 | 0 | 0 | 0 | 0 | 0 | 0 | 0 | 0 | 0 | 0 | 0 | 0 | 0 | 0
| 5BL | Total raw water exported (raw exports and non potable uses) | sum(5.1BL+5.2BL+...) | Ml/d | 0 | 0 | 0 | 0 | 0 | 0 | 0 | 0 | 0 | 0 | 0 | 0 | 0 | 0 | 0 | 0 | 0 | 0 | 0 | 0 | 0 | 0 | 0 | 0 | 0 | 0 | 0 | 0 | 0
| 5.1BL | Non potable water supplied to: | Input | Ml/d | 0 | 0 | 0 | 0 | 0 | 0 | 0 | 0 | 0 | 0 | 0 | 0 | 0 | 0 | 0 | 0 | 0 | 0 | 0 | 0 | 0 | 0 | 0 | 0 | 0 | 0 | 0 | 0 | 0
| 5.2BL+ | Raw water export to: None | Input | Ml/d | 0 | 0 | 0 | 0 | 0 | 0 | 0 | 0 | 0 | 0 | 0 | 0 | 0 | 0 | 0 | 0 | 0 | 0 | 0 | 0 | 0 | 0 | 0 | 0 | 0 | 0 | 0 | 0 | 0
| - |  | - | - | - | - | - | - | bar: 2015-16 to 2039-40
| 6BL | Total potable water exported | sum(6.1BL+6.2BL+6.3BL...) | Ml/d | 20.38 | 20.38 | 20.38 | 20.38 | 20.38 | 20.38 | 20.38 | 20.38 | 20.38 | 20.38 | 20.38 | 20.38 | 20.38 | 20.38 | 20.38 | 20.38 | 20.38 | 20.38 | 20.38 | 20.38 | 20.38 | 20.38 | 20.38 | 20.38 | 20.38 | 20.38 | 20.38 | 20.38 | 20.38
| 6.1BL+ | Potable water export to: Strategic Grid WRZ (Sunnyside to Chesterfield) | Input | Ml/d | 5.61 | 5.61 | 5.61 | 5.61 | 5.61 | 5.61 | 5.61 | 5.61 | 5.61 | 5.61 | 5.61 | 5.61 | 5.61 | 5.61 | 5.61 | 5.61 | 5.61 | 5.61 | 5.61 | 5.61 | 5.61 | 5.61 | 5.61 | 5.61 | 5.61 | 5.61 | 5.61 | 5.61 | 5.61
| 6.1BL+ | Potable water export to: Newark WRZ (Caunton and Ompton to Newark) | Input | Ml/d | 14.77 | 14.77 | 14.77 | 14.77 | 14.77 | 14.77 | 14.77 | 14.77 | 14.77 | 14.77 | 14.77 | 14.77 | 14.77 | 14.77 | 14.77 | 14.77 | 14.77 | 14.77 | 14.77 | 14.77 | 14.77 | 14.77 | 14.77 | 14.77 | 14.77 | 14.77 | 14.77 | 14.77 | 14.77
| - |  | - | Ml/d | - | - | - | - | bar: 2015-16 to 2039-40
| 7BL | Deployable Output (baseline profile without reductions) | sum(0.1Bl+0.2BL+0.3BL+0.4BL) | Ml/d | 269.8688 | 269.8688 | 269.8688 | 269.8688 | 269.8688 | 269.8688 | 269.8688 | 269.8688 | 269.8688 | 269.8688 | 269.8688 | 269.8688 | 269.8688 | 269.8688 | 269.8688 | 269.8688 | 269.8688 | 269.8688 | 269.8688 | 269.8688 | 269.8688 | 269.8688 | 269.8688 | 269.8688 | 269.8688 | 269.8688 | 269.8688 | 269.8688 | 269.8688
Resource Losses | 8BL | Baseline forecast changes to Deployable Output | sum(8.1BL+8.2BL+8.3BL) | Ml/d | 0 | 0 | -1.5789 | -3.1579 | -4.7368 | -6.3158 | -7.8947 | -9.4737 | -11.0526 | -12.6316 | -14.2105 | -15.7895 | -17.3684 | -18.9474 | -20.5263 | -22.1053 | -23.6842 | -25.2632 | -26.8421 | -27.5 | -28 | -28.5 | -29 | -29.5 | -30 | -30.5 | -31 | -31.5 | -32
| 8.1BL | Change in DO due to climate change | Input (reductions must be expressed as -ve) | Ml/d | 0 | 0 | -1.5789 | -3.1579 | -4.7368 | -6.3158 | -7.8947 | -9.4737 | -11.0526 | -12.6316 | -14.2105 | -15.7895 | -17.3684 | -18.9474 | -20.5263 | -22.1053 | -23.6842 | -25.2632 | -26.8421 | -27.5 | -28 | -28.5 | -29 | -29.5 | -30 | -30.5 | -31 | -31.5 | -32
| 8.2BL | Reductions to restore sustainable abstraction | sum(8.2BL sub components) | Ml/d | 0 | 0 | 0 | 0 | 0 | 0 | 0 | 0 | 0 | 0 | 0 | 0 | 0 | 0 | 0 | 0 | 0 | 0 | 0 | 0 | 0 | 0 | 0 | 0 | 0 | 0 | 0 | 0 | 0
| 8.2BL+ | Rainworth 03/28/70/067 (licence revocation) | Input (zero or negative number) | Ml/d | 0 |  |  |  | 0 | 0 | 0 | 0 | 0 | 0 | 0 | 0 | 0 | 0 | 0 | 0 | 0 | 0 | 0 | 0 | 0 | 0 | 0 | 0 | 0 | 0 | 0 | 0 | 0
| 8.2BL+ | Normans Hollow 03/28/63/085 (licence revocation) | Input (negative number) | Ml/d | 0 |  |  |  | 0 | 0 | 0 | 0 | 0 | 0 | 0 | 0 | 0 | 0 | 0 | 0 | 0 | 0 | 0 | 0 | 0 | 0 | 0 | 0 | 0 | 0 | 0 | 0 | 0
| 8.2BL+ | Rushley 03/28/70/069 (licence revocation) | Input (negative number) | Ml/d | 0 |  |  |  | 0 | 0 | 0 | 0 | 0 | 0 | 0 | 0 | 0 | 0 | 0 | 0 | 0 | 0 | 0 | 0 | 0 | 0 | 0 | 0 | 0 | 0 | 0 | 0 | 0
| - |  | - | - | - | - | - | - | bar: 2015-16 to 2039-40
| 8.3BL | Total other changes to DO (specify, e.g. nitrates): None | Input (reductions must be expressed as -ve) | Ml/d | 0 | 0 | 0 | 0 | 0 | 0 | 0 | 0 | 0 | 0 | 0 | 0 | 0 | 0 | 0 | 0 | 0 | 0 | 0 | 0 | 0 | 0 | 0 | 0 | 0 | 0 | 0 | 0 | 0
Process Losses | 9BL | Treatment works losses and operational use | Input | Ml/d | 0 | 0 | 0 | 0 | 0 | 0 | 0 | 0 | 0 | 0 | 0 | 0 | 0 | 0 | 0 | 0 | 0 | 0 | 0 | 0 | 0 | 0 | 0 | 0 | 0 | 0 | 0 | 0 | 0
| 10BL | Outage allowance | Input | Ml/d | 6.0981 | 6.0981 | 6.0981 | 6.0981 | 6.0981 | 6.0981 | 6.0981 | 6.0981 | 6.0981 | 6.0981 | 6.0981 | 6.0981 | 6.0981 | 6.0981 | 6.0981 | 6.0981 | 6.0981 | 6.0981 | 6.0981 | 6.0981 | 6.0981 | 6.0981 | 6.0981 | 6.0981 | 6.0981 | 6.0981 | 6.0981 | 6.0981 | 6.0981
SDB | 11BL | Distribution input | Input | Ml/d | 237.3227 | 235.1757 | 235.0404 | 234.2298 | 233.2691 | 232.5974 | 231.8423 | 231.1282 | 230.3485 | 229.6731 | 229.3208 | 229.2821 | 229.2326 | 229.4529 | 229.8492 | 229.9939 | 230.049 | 230.335 | 230.5241 | 230.8862 | 231.3388 | 232.2808 | 233.1171 | 233.9475 | 234.6723 | 235.6367 | 236.5224 | 237.4349 | 238.2681
| 12BL | Water Available For Use (own sources) | (7BL+8BL)-(4BL+10BL) | Ml/d | 263.7707 | 263.7707 | 262.1917 | 260.6128 | 259.0338 | 257.4549 | 255.876 | 254.297 | 252.7181 | 251.1391 | 249.5602 | 247.9812 | 246.4023 | 244.8233 | 243.2444 | 241.6654 | 240.0865 | 238.5075 | 236.9286 | 236.2707 | 235.7707 | 235.2707 | 234.7707 | 234.2707 | 233.7707 | 233.2707 | 232.7707 | 232.2707 | 231.7707
| 13BL | Total Water Available For Use | 12BL+(2BL)-(5BL) | Ml/d | 263.7707 | 263.7707 | 262.1917 | 260.6128 | 259.0338 | 257.4549 | 255.876 | 254.297 | 252.7181 | 251.1391 | 249.5602 | 247.9812 | 246.4023 | 244.8233 | 243.2444 | 241.6654 | 240.0865 | 238.5075 | 236.9286 | 236.2707 | 235.7707 | 235.2707 | 234.7707 | 234.2707 | 233.7707 | 233.2707 | 232.7707 | 232.2707 | 231.7707
| 14BL | Target headroom (climate change component) | Input | Ml/d | 0 | 0 | 0.8674 | 1.7445 | 2.647 | 3.5766 | 4.402 | 5.2054 | 6.1354 | 5.5768 | 6.2206 | 7.0127 | 7.5381 | 8.3923 | 5.7535 | 6.3139 | 6.5964 | 7.1171 | 7.6136 | 4.4446 | 4.1834 | 4.185 | 4.5856 | 4.3291 | 1.535 | 1.3426 | 1.4616 | 1.5994 | 1.5801
| 15BL | Target headroom (All other components) | Input | Ml/d | 8.3242 | 8.1062 | 7.6299 | 7.1868 | 6.0696 | 5.8332 | 5.6026 | 5.0304 | 4.5454 | 3.3234 | 2.9415 | 2.8006 | 3.0838 | 2.5054 | 1.5808 | 1.4408 | 1.4994 | 1.3139 | 1.1077 | 0.8989 | 1.2004 | 1.2182 | 1.0417 | 1.0321 | 0.86789 | 0.73048 | 0.97333 | 1.329 | 0.90031
| 16BL | Target Headroom | 14BL+15BL | Ml/d | 8.3242 | 8.1062 | 8.4973 | 8.9313 | 8.7166 | 9.4097 | 10.0046 | 10.2358 | 10.6808 | 8.9002 | 9.1621 | 9.8133 | 10.6218 | 10.8977 | 7.3344 | 7.7547 | 8.0959 | 8.4309 | 8.7214 | 5.3435 | 5.3838 | 5.4032 | 5.6273 | 5.3612 | 2.4029 | 2.0731 | 2.4349 | 2.9284 | 2.4804
| 17BL | Available Headroom | 13BL-11BL | Ml/d | 26.448 | 28.595 | 27.1514 | 26.383 | 25.7647 | 24.8575 | 24.0336 | 23.1688 | 22.3696 | 21.4661 | 20.2393 | 18.6991 | 17.1696 | 15.3704 | 13.3951 | 11.6715 | 10.0375 | 8.1725 | 6.4044 | 5.3845 | 4.4319 | 2.9899 | 1.6536 | 0.32315 | -0.90165 | -2.366 | -3.7517 | -5.1642 | -6.4974
| 18BL | Supply Demand Balance | 17BL-16BL | Ml/d | 18.1238 | 20.4888 | 18.654 | 17.4517 | 17.0481 | 15.4478 | 14.029 | 12.933 | 11.6888 | 12.5659 | 11.0773 | 8.8859 | 6.5478 | 4.4727 | 6.0608 | 3.9168 | 1.9416 | -0.25839 | -2.3169 | 0.040979 | -0.95194 | -2.4133 | -3.9737 | -5.0381 | -3.3046 | -4.4391 | -6.1866 | -8.0925 | -8.9778
|  | Company: | Severn Trent Water
|  | Resource Zone Name: | Nottinghamshire
|  | Resource Zone Number: | -
|  | Planning Scenario Name: | Dry Year Annual Average
|  | Chosen Level of Service: | No more then 3 in 100yr hosepipe ban
README
Note on E50: Do not delete default inserted Input lines. These are required to generate the autosum of all additional rows added. Additional rows which the user enters can be deleted.
Note on H2: The base year may be the same as a pre plan year. This should be made clear. In which case 'base year' data should be input or copied into column I,J,or K.
Note on H22: Stays red if this does not link to sum of DO in WRP1a-BL
Note on I2: If not required leave blank - Do not delete the grey columns.
Note on J2: If not required leave blank - Do not delete the grey columns.
Note on K2: If not required leave blank - Do not delete the grey columns.
Note on K22: Flag up if DO changes in baseline. Explain reasons why in the Data QA Summary sheet. Reductions should not be included in this line.
Add RSA
Add Potable Export
Add Raw Export
Add Potable Import
Add Raw Import

## WRP2 BL Demand
Table WRP2: Baseline water demand
| Row ref | Component | Derivation | Unit | Base Year 2011-12 | For info 2012-13 | For info 2013-14 | For info 2014-15 | 2015-16 | 2016-17 | 2017-18 | 2018-19 | 2019-20 | 2020-21 | 2021-22 | 2022-23 | 2023-24 | 2024-25 | 2025-26 | 2026-27 | 2027-28 | 2028-29 | 2029-30 | 2030-31 | 2031-32 | 2032-33 | 2033-34 | 2034-35 | 2035-36 | 2036-37 | 2037-38 | 2038-39 | 2039-40
Consumption | 19BL | Water delivered measured non-household | Input | Ml/d | 45.9704 | 44.4577 | 43.8623 | 43.3683 | 42.7796 | 42.4843 | 42.1093 | 41.7708 | 41.3587 | 41.1925 | 40.9397 | 40.7068 | 40.3907 | 40.3165 | 39.9615 | 39.7957 | 39.5339 | 39.5007 | 39.3743 | 39.2592 | 39.0484 | 39.0641 | 38.9856 | 38.9201 | 38.7607 | 38.8251 | 38.7954 | 38.7774 | 38.6653
| 20BL | Water delivered unmeasured non- household | Input | Ml/d | 1.0684 | 1.0684 | 1.0684 | 1.0684 | 1.0684 | 1.0684 | 1.0684 | 1.0684 | 1.0684 | 1.0684 | 1.0684 | 1.0684 | 1.0684 | 1.0684 | 1.0684 | 1.0684 | 1.0684 | 1.0684 | 1.0684 | 1.0684 | 1.0684 | 1.0684 | 1.0684 | 1.0684 | 1.0684 | 1.0684 | 1.0684 | 1.0684 | 1.0684
| 21BL | Water delivered measured household | Input | Ml/d | 43.1387 | 44.1444 | 45.5101 | 46.9866 | 48.4951 | 50.0466 | 51.6336 | 53.2517 | 54.8954 | 56.0707 | 57.7963 | 59.6609 | 61.584 | 63.5489 | 64.9135 | 66.7733 | 68.6026 | 70.4207 | 72.2135 | 73.8916 | 75.8874 | 77.8766 | 79.8397 | 81.774 | 83.6794 | 85.5692 | 87.4432 | 89.3013 | 91.1433
| 22BL | Water delivered unmeasured household | Input | Ml/d | 106.0967 | 106.0155 | 104.2779 | 102.4632 | 100.5613 | 98.6132 | 96.6259 | 94.6123 | 92.5809 | 90.8774 | 89.0335 | 87.3441 | 85.6689 | 83.9799 | 83.3481 | 81.7803 | 80.2495 | 78.7322 | 77.2368 | 76.0175 | 74.667 | 73.586 | 72.5197 | 71.4635 | 70.4244 | 69.4168 | 68.4405 | 67.4952 | 66.5809
| 23BL | Measured Non Household - Consumption | 19BL-34BL | Ml/d | 45.3447 | 43.8973 | 43.3019 | 42.8079 | 42.2192 | 41.9239 | 41.5489 | 41.2104 | 40.7983 | 40.6321 | 40.3794 | 40.1464 | 39.8304 | 39.7561 | 39.4011 | 39.2353 | 38.9735 | 38.9403 | 38.8139 | 38.6988 | 38.488 | 38.5037 | 38.4252 | 38.3597 | 38.2003 | 38.2647 | 38.235 | 38.217 | 38.1049
| 24BL | Unmeasured Non Household - Consumption | 20BL-35BL | Ml/d | 1.0308 | 1.0344 | 1.0344 | 1.0344 | 1.0344 | 1.0344 | 1.0344 | 1.0344 | 1.0344 | 1.0344 | 1.0344 | 1.0344 | 1.0344 | 1.0344 | 1.0344 | 1.0344 | 1.0344 | 1.0344 | 1.0344 | 1.0344 | 1.0344 | 1.0344 | 1.0344 | 1.0344 | 1.0344 | 1.0344 | 1.0344 | 1.0344 | 1.0344
| 25BL | Measured Household - Consumption | 21BL-36BL | Ml/d | 38.8907 | 40.1419 | 41.477 | 42.8106 | 44.1777 | 45.5902 | 47.0409 | 48.5251 | 50.0373 | 51.105 | 52.7249 | 54.486 | 56.3075 | 58.1729 | 59.4398 | 61.2039 | 62.9393 | 64.6655 | 66.3681 | 67.9579 | 69.867 | 71.7713 | 73.6512 | 75.5038 | 77.3294 | 79.1408 | 80.9381 | 82.7209 | 84.4893
| 26BL | Unmeasured Household - Consumption | 22BL-37BL | Ml/d | 97.5684 | 98.4184 | 96.7866 | 95.1354 | 93.3952 | 91.6062 | 89.7755 | 87.9157 | 86.0358 | 84.4589 | 82.7395 | 81.1726 | 79.6177 | 78.0468 | 77.5313 | 76.0777 | 74.6591 | 73.2522 | 71.8651 | 70.7525 | 69.5068 | 68.5287 | 67.5636 | 66.6069 | 65.6656 | 64.7541 | 63.8723 | 63.0199 | 62.1969
| 27 - | Percentage of consumption driven by climate change | Input | % | 0% | 0.002136% | 0.004327% | 0.006567% | 0.008866% | 0.0112% | 0.01359% | 0.01602% | 0.01851% | 0.02104% | 0.02357% | 0.02615% | 0.02878% | 0.03141% | 0.03405% | 0.03675% | 0.0395% | 0.04224% | 0.04502% | 0.04779% | 0.05054% | 0.05318% | 0.05586% | 0.05853% | 0.06124% | 0.06389% | 0.06657% | 0.06925% | 0.07197%
| 28 - | Volume of consumption driven by climate change |  | Ml/d | 0 | 3.9193e-05 | 7.9002e-05 | 0.00011939 | 0.00016033 | 0.00020181 | 0.0002438 | 0.0002863 | 0.00032932 | 0.00037286 | 0.00041693 | 0.00046245 | 0.00050888 | 0.00055606 | 0.00060398 | 0.00065246 | 0.00070159 | 0.00075138 | 0.00080169 | 0.00085274 | 0.00090421 | 0.00095646 | 0.0010092 | 0.0010624 | 0.0011161 | 0.0011704 | 0.0012254 | 0.0012811 | 0.0013375
| 29BL | Measured Household - PCC | (25BL*1,000,000)/(WRP2a 51BL*1,000) | l/h/d | 113.2 | 112.9 | 112 | 111.1 | 110.3 | 109.6 | 108.9 | 108.3 | 107.7 | 106.5 | 106.4 | 106.3 | 106.3 | 106.3 | 105.3 | 105.2 | 105.2 | 105.2 | 105.2 | 105 | 105.4 | 105.8 | 106.1 | 106.5 | 106.9 | 107.3 | 107.6 | 108 | 108.3
| 29.1BL | Measured toilet flushing | Input | l/h/d | 18.8048 | 18.5862 | 18.3612 | 18.1341 | 17.9082 | 17.6833 | 17.4601 | 17.2388 | 17.02 | 16.7983 | 16.7214 | 16.641 | 16.5588 | 16.4828 | 16.4026 | 16.3183 | 16.2307 | 16.1417 | 16.0506 | 15.9885 | 16.0243 | 16.0573 | 16.0882 | 16.1174 | 16.1449 | 16.1704 | 16.1941 | 16.2161 | 16.2365
| 29.2BL | Measured personal washing | Input | l/h/d | 47.8083 | 47.8638 | 47.8921 | 47.9059 | 47.9193 | 47.9309 | 47.9406 | 47.9484 | 47.9544 | 47.945 | 48.206 | 48.4586 | 48.7072 | 48.9528 | 49.1846 | 49.4032 | 49.6109 | 49.8129 | 50.0075 | 50.1942 | 50.2497 | 50.2983 | 50.3419 | 50.3812 | 50.4163 | 50.4466 | 50.4724 | 50.494 | 50.5117
| 29.3BL | Measured clothes washing | Input | l/h/d | 14.0664 | 13.79 | 13.5038 | 13.2115 | 12.9177 | 12.6218 | 12.3238 | 12.0238 | 11.7218 | 11.4138 | 11.0777 | 10.7393 | 10.3997 | 10.0594 | 9.7149 | 9.3663 | 9.0144 | 8.6607 | 8.3049 | 7.9466 | 7.9853 | 8.0218 | 8.0568 | 8.0905 | 8.1228 | 8.1537 | 8.1831 | 8.2113 | 8.2383
| 29.4BL | Measured dish washing | Input | l/h/d | 5.4495 | 5.4786 | 5.5035 | 5.5257 | 5.5467 | 5.5666 | 5.5852 | 5.6025 | 5.6186 | 5.6319 | 5.6252 | 5.6176 | 5.6097 | 5.6016 | 5.592 | 5.5809 | 5.5687 | 5.5559 | 5.5423 | 5.5279 | 5.5191 | 5.5094 | 5.499 | 5.488 | 5.4765 | 5.4643 | 5.4515 | 5.4381 | 5.4242
| 29.5BL | Measured miscellaneous internal use | Input | l/h/d | 16.8315 | 17.103 | 17.3633 | 17.6166 | 17.868 | 18.1171 | 18.3639 | 18.6082 | 18.8503 | 18.9565 | 19.2502 | 19.5411 | 19.8307 | 20.1195 | 20.4033 | 20.6825 | 20.9578 | 21.2312 | 21.502 | 21.5942 | 21.8603 | 22.1238 | 22.3855 | 22.6458 | 22.9045 | 23.1614 | 23.4168 | 23.6707 | 23.9232
| 29.6BL | Measured external use | Input | l/h/d | 10.6859 | 10.7596 | 10.826 | 10.8881 | 10.9489 | 11.0083 | 11.0663 | 11.1227 | 11.1777 | 11.2282 | 11.2784 | 11.3268 | 11.3745 | 11.4216 | 11.4655 | 11.5065 | 11.5451 | 11.5824 | 11.618 | 11.6519 | 11.6845 | 11.7156 | 11.7455 | 11.7744 | 11.8024 | 11.8293 | 11.8551 | 11.88 | 11.904
| 30BL | Unmeasured Household - PCC | (26BL*1,000,000)/(WRP2a 52BL*1,000) | l/h/d | 141.8 | 145.1 | 144.2 | 143.2 | 142.3 | 141.3 | 140.4 | 139.6 | 138.7 | 138.1 | 137.4 | 136.7 | 136 | 135.3 | 136.4 | 135.8 | 135.2 | 134.7 | 134.1 | 134 | 133.6 | 133.7 | 133.8 | 133.9 | 133.9 | 134 | 134.1 | 134.2 | 134.3
| 30.1BL | Unmeasured toilet flushing | Input | l/h/d | 23.5543 | 23.1911 | 22.8279 | 22.4648 | 22.1016 | 21.7385 | 21.3753 | 21.0121 | 20.649 | 20.2858 | 20.1287 | 19.9716 | 19.8145 | 19.6574 | 19.5002 | 19.3431 | 19.186 | 19.0289 | 18.8718 | 18.7147 | 18.6997 | 18.6847 | 18.6698 | 18.6548 | 18.6399 | 18.6249 | 18.61 | 18.595 | 18.5801
| 30.2BL | Unmeasured personal washing | Input | l/h/d | 66.3974 | 66.2859 | 66.186 | 66.0977 | 66.0209 | 65.9557 | 65.9021 | 65.8601 | 65.8297 | 65.811 | 65.5964 | 65.3876 | 65.1845 | 64.9872 | 64.7956 | 64.6098 | 64.4297 | 64.2553 | 64.0867 | 63.9238 | 63.8349 | 63.746 | 63.6571 | 63.5682 | 63.4792 | 63.3903 | 63.3014 | 63.2125 | 63.1236
| 30.3BL | Unmeasured clothes washing | Input | l/h/d | 17.2825 | 16.9115 | 16.5405 | 16.1695 | 15.7985 | 15.4275 | 15.0565 | 14.6855 | 14.3145 | 13.9435 | 13.545 | 13.1465 | 12.748 | 12.3496 | 11.9511 | 11.5526 | 11.1541 | 10.7556 | 10.3571 | 9.9586 | 9.9586 | 9.9586 | 9.9586 | 9.9586 | 9.9586 | 9.9586 | 9.9586 | 9.9586 | 9.9586
| 30.4BL | Unmeasured dish washing | Input | l/h/d | 5.9999 | 6.0023 | 6.0043 | 6.0057 | 6.0066 | 6.0069 | 6.0068 | 6.0062 | 6.005 | 6.0034 | 6.0017 | 5.9996 | 5.9969 | 5.9938 | 5.9902 | 5.9861 | 5.9815 | 5.9765 | 5.971 | 5.965 | 5.9636 | 5.9616 | 5.9592 | 5.9562 | 5.9528 | 5.9489 | 5.9444 | 5.9395 | 5.934
| 30.5BL | Unmeasured miscellaneous internal use | Input | l/h/d | 22.3126 | 22.4748 | 22.637 | 22.7992 | 22.9614 | 23.1235 | 23.2857 | 23.4479 | 23.6101 | 23.7723 | 23.9936 | 24.215 | 24.4364 | 24.6577 | 24.8791 | 25.1004 | 25.3218 | 25.5431 | 25.7645 | 25.9859 | 26.2072 | 26.4286 | 26.6499 | 26.8713 | 27.0927 | 27.314 | 27.5354 | 27.7567 | 27.9781
| 30.6BL | Unmeasured external use | Input | l/h/d | 12.8928 | 12.8971 | 12.9013 | 12.9056 | 12.9098 | 12.914 | 12.9183 | 12.9225 | 12.9267 | 12.931 | 12.9352 | 12.9394 | 12.9437 | 12.9479 | 12.9522 | 12.9564 | 12.9606 | 12.9649 | 12.9691 | 12.9733 | 12.9776 | 12.9818 | 12.986 | 12.9903 | 12.9945 | 12.9988 | 13.003 | 13.0072 | 13.0115
| 31BL | Average Household - PCC | ((25BL+26BL)*1,000,000))/(WRP2a 51BL+52BL*1,000) | l/h/d | 132.263 | 134.0444 | 132.7152 | 131.433 | 130.1463 | 128.9054 | 127.7079 | 126.5517 | 125.4349 | 124.2151 | 123.3955 | 122.6134 | 121.8654 | 121.1607 | 120.8688 | 120.2273 | 119.6094 | 119.0149 | 118.4539 | 118.0299 | 117.807 | 117.7923 | 117.7875 | 117.7975 | 117.8159 | 117.8427 | 117.8774 | 117.9197 | 117.9691
| 32BL | Water Taken Unbilled | Input | Ml/d | 4.5297 | 3.1531 | 3.1531 | 3.1531 | 3.1531 | 3.1531 | 3.1531 | 3.1531 | 3.1531 | 3.1531 | 3.1531 | 3.1531 | 3.1531 | 3.1531 | 3.1531 | 3.1531 | 3.1531 | 3.1531 | 3.1531 | 3.1531 | 3.1531 | 3.1531 | 3.1531 | 3.1531 | 3.1531 | 3.1531 | 3.1531 | 3.1531 | 3.1531
| 33BL | Distribution System Operational Use | Input | Ml/d | 0.66669 | 0.65956 | 0.65956 | 0.65956 | 0.65956 | 0.65956 | 0.65956 | 0.65956 | 0.65956 | 0.65956 | 0.65956 | 0.65956 | 0.65956 | 0.65956 | 0.65956 | 0.65956 | 0.65956 | 0.65956 | 0.65956 | 0.65956 | 0.65956 | 0.65956 | 0.65956 | 0.65956 | 0.65956 | 0.65956 | 0.65956 | 0.65956 | 0.65956
Leakage | 34BL | Measured Non Household - USPL | Input | Ml/d | 0.62574 | 0.56038 | 0.56038 | 0.56038 | 0.56038 | 0.56038 | 0.56038 | 0.56038 | 0.56038 | 0.56038 | 0.56038 | 0.56038 | 0.56038 | 0.56038 | 0.56038 | 0.56038 | 0.56038 | 0.56038 | 0.56038 | 0.56038 | 0.56038 | 0.56038 | 0.56038 | 0.56038 | 0.56038 | 0.56038 | 0.56038 | 0.56038 | 0.56038
| 35BL | Unmeasured Non Household - USPL | Input | Ml/d | 0.037575 | 0.03401 | 0.03401 | 0.03401 | 0.03401 | 0.03401 | 0.03401 | 0.03401 | 0.03401 | 0.03401 | 0.03401 | 0.03401 | 0.03401 | 0.03401 | 0.03401 | 0.03401 | 0.03401 | 0.03401 | 0.03401 | 0.03401 | 0.03401 | 0.03401 | 0.03401 | 0.03401 | 0.03401 | 0.03401 | 0.03401 | 0.03401 | 0.03401
| 36BL | Measured Household - USPL | Input | Ml/d | 4.248 | 4.0024 | 4.0331 | 4.1761 | 4.3175 | 4.4564 | 4.5927 | 4.7266 | 4.8581 | 4.9658 | 5.0714 | 5.175 | 5.2765 | 5.3761 | 5.4737 | 5.5694 | 5.6632 | 5.7552 | 5.8454 | 5.9338 | 6.0204 | 6.1053 | 6.1885 | 6.2701 | 6.35 | 6.4284 | 6.5051 | 6.5803 | 6.654
| 37BL | Unmeasured Household - USPL | Input | Ml/d | 8.5283 | 7.5971 | 7.4913 | 7.3279 | 7.1661 | 7.007 | 6.8505 | 6.6965 | 6.5451 | 6.4184 | 6.2939 | 6.1715 | 6.0513 | 5.933 | 5.8168 | 5.7026 | 5.5904 | 5.4801 | 5.3716 | 5.2651 | 5.1603 | 5.0573 | 4.9561 | 4.8566 | 4.7588 | 4.6627 | 4.5682 | 4.4753 | 4.384
| 38BL | Void Properties - USPL | Input | Ml/d | 0.61 | 0.60814 | 0.61 | 0.61 | 0.61 | 0.61 | 0.61 | 0.61 | 0.61 | 0.61 | 0.61 | 0.61 | 0.61 | 0.61 | 0.61 | 0.61 | 0.61 | 0.61 | 0.61 | 0.61 | 0.61 | 0.61 | 0.61 | 0.61 | 0.61 | 0.61 | 0.61 | 0.61 | 0.61
| 39BL | Distribution Losses | Input | Ml/d | 35.2421 | 35.0689 | 35.8991 | 35.9206 | 35.942 | 35.9623 | 35.9824 | 36.0025 | 36.0224 | 36.0414 | 36.0603 | 36.0791 | 36.0978 | 36.1165 | 36.1351 | 36.1536 | 36.172 | 36.1903 | 36.2086 | 36.2268 | 36.2449 | 36.263 | 36.281 | 36.2989 | 36.3168 | 36.3345 | 36.3523 | 36.3699 | 36.3875
| 40BL | Total Leakage | sum(34BL:39BL) | Ml/d | 49.2918 | 47.8709 | 48.6278 | 48.6289 | 48.63 | 48.63 | 48.63 | 48.63 | 48.63 | 48.63 | 48.63 | 48.63 | 48.63 | 48.63 | 48.63 | 48.63 | 48.63 | 48.63 | 48.63 | 48.63 | 48.63 | 48.63 | 48.63 | 48.63 | 48.63 | 48.63 | 48.63 | 48.63 | 48.63
| 41BL | Total Leakage | (40BL*1,000,000)/(WRP2a 48BL*1,000) | l/prop/d | 106.0111 | 102.9739 | 104.3459 | 104.0933 | 102.8078 | 102.4547 | 102.0517 | 101.5999 | 101.1007 | 100.5385 | 99.9153 | 99.2336 | 98.4958 | 97.7047 | 96.9356 | 96.1997 | 95.4832 | 94.7573 | 94.0424 | 93.3383 | 92.6452 | 91.9624 | 91.2895 | 90.6264 | 89.9728 | 89.3287 | 88.6936 | 88.0676 | 87.9938
|  | Company: | Severn Trent Water
|  | Resource Zone Name: | Nottinghamshire
|  | Resource Zone Number: | -
|  | Planning Scenario Name: | Dry Year Annual Average
|  | Chosen Level of Service: | No more then 3 in 100yr hosepipe ban
Note on E11: This value is not added into the SDB it is for information only.
Note on E12: This value is not added into the SDB it is for information only.
Note on E13: Discrepancies of within one litre between the sum of the components and the calculated pcc are not flagged up to account for rounding issues.
Note on H2: The base year may be the same as a pre plan year. This should be made clear. In which case 'base year' data should be input or copied into column I,J,or K.
Note on I2: If not required leave blank - Do not delete the grey columns.
Note on J2: If not required leave blank - Do not delete the grey columns.
Note on K2: If not required leave blank - Do not delete the grey columns.

## WRP2a BL Customers
Table WRP2a: Baseline customers
| Row ref | Component | Derivation | Unit | Base Year 2011-12 | For info 2012-13 | For info 2013-14 | For info 2014-15 | 2015-16 | 2016-17 | 2017-18 | 2018-19 | 2019-20 | 2020-21 | 2021-22 | 2022-23 | 2023-24 | 2024-25 | 2025-26 | 2026-27 | 2027-28 | 2028-29 | 2029-30 | 2030-31 | 2031-32 | 2032-33 | 2033-34 | 2034-35 | 2035-36 | 2036-37 | 2037-38 | 2038-39 | 2039-40
Customer: Properties | 42BL | Measured non-households - properties (excl voids) | Input (total) | 000's | 20.9334 | 20.6717 | 20.6102 | 20.5487 | 20.4948 | 20.4488 | 20.4104 | 20.3797 | 20.3568 | 20.3303 | 20.3037 | 20.2772 | 20.2506 | 20.2241 | 20.1976 | 20.171 | 20.1445 | 20.1179 | 20.0914 | 20.0612 | 20.0311 | 20.0009 | 19.9707 | 19.9406 | 19.9104 | 19.8803 | 19.8501 | 19.8199 | 19.7898
| 43BL | Unmeasured non-households - properties (excl voids) | Input (total) | 000's | 1.257 | 1.2143 | 1.1684 | 1.1224 | 1.0764 | 1.0304 | 0.98445 | 0.93847 | 0.89249 | 0.8495 | 0.80652 | 0.76353 | 0.72054 | 0.67755 | 0.63456 | 0.59158 | 0.54859 | 0.5056 | 0.46261 | 0.42261 | 0.38262 | 0.34262 | 0.30262 | 0.26262 | 0.22262 | 0.18263 | 0.14263 | 0.10263 | 0.062632
| 44BL | All void non-households - properties | Input (voids in each year) | 000's | 3.4346 | 3.4346 | 3.4346 | 3.4346 | 3.4346 | 3.4346 | 3.4346 | 3.4346 | 3.4346 | 3.4346 | 3.4346 | 3.4346 | 3.4346 | 3.4346 | 3.4346 | 3.4346 | 3.4346 | 3.4346 | 3.4346 | 3.4346 | 3.4346 | 3.4346 | 3.4346 | 3.4346 | 3.4346 | 3.4346 | 3.4346 | 3.4346 | 0
| 45BL | Total measured households - properties | Pre-plan year = input. Forecast years = pre plan + sum(45.2BL:45.7BL)+ all previous 45.1BL | 000's | 145.4898 | 151.1836 | 158.4477 | 165.5899 | 177.3762 | 184.8367 | 192.4399 | 200.1867 | 208.0793 | 215.4069 | 222.9835 | 230.8101 | 238.8878 | 247.2185 | 255.4269 | 263.4529 | 271.3639 | 279.3132 | 287.1945 | 295.0088 | 302.755 | 310.4362 | 318.0544 | 325.6096 | 333.1038 | 340.538 | 347.9132 | 355.2304 | 362.4906
| 45.1BL | New build properties - properties | Input (new builds in each year) | 000's | 2.0891 | 1.742 | 1.7751 | 1.7751 | 2.0118 | 2.2485 | 2.4852 | 2.7219 | 2.9585 | 3.2856 | 3.6126 | 3.9396 | 4.2667 | 4.5937 | 4.5444 | 4.434 | 4.389 | 4.4973 | 4.4973 | 4.4973 | 4.4942 | 4.4942 | 4.4942 | 4.4942 | 4.4942 | 4.4942 | 4.4942 | 4.4942 | 4.4942
| 45.2BL | Meter optants - properties | Input (cumulate from the 2015-16 starting point) | 000's | 4.793 | 5.852 | 5.575 | 5.453 | 5.394 | 10.692 | 15.896 | 21.007 | 26.027 | 30.155 | 34.205 | 38.178 | 42.075 | 45.898 | 49.648 | 53.326 | 56.934 | 60.472 | 63.942 | 67.345 | 70.683 | 73.956 | 77.166 | 80.313 | 83.399 | 86.425 | 89.392 | 92.301 | 95.153
| 45.3BL | Compulsory metering - properties | Input (cumulate from the 2015-16 starting point) | 000's | 0 | 0 | 0 | 0 | 0 | 0 | 0 | 0 | 0 | 0 | 0 | 0 | 0 | 0 | 0 | 0 | 0 | 0 | 0 | 0 | 0 | 0 | 0 | 0 | 0 | 0 | 0 | 0 | 0
| 45.4BL | Metering on change of occupancy - properties | Input (cumulate from the 2015-16 starting point) | 000's | 0 | 0 | 0 | 0 | 0 | 0 | 0 | 0 | 0 | 0 | 0 | 0 | 0 | 0 | 0 | 0 | 0 | 0 | 0 | 0 | 0 | 0 | 0 | 0 | 0 | 0 | 0 | 0 | 0
| 45.5BL | Selective metering - properties | Input (cumulate from the 2015-16 starting point) | 000's | 0 | 0 | 0 | 0 | 0 | 0 | 0 | 0 | 0 | 0 | 0 | 0 | 0 | 0 | 0 | 0 | 0 | 0 | 0 | 0 | 0 | 0 | 0 | 0 | 0 | 0 | 0 | 0 | 0
| 45.6BL | Other changes to existing metering - properties | Input (cumulate from the 2015-16 starting point) | 000's | -0.091 | -0.087 | -0.086 | -0.086 | -0.086 | -0.172 | -0.258 | -0.344 | -0.43 | -0.516 | -0.602 | -0.688 | -0.774 | -0.86 | -0.946 | -1.032 | -1.118 | -1.204 | -1.29 | -1.376 | -1.462 | -1.548 | -1.634 | -1.72 | -1.806 | -1.892 | -1.978 | -2.064 | -2.15
| 45.7BL | Measured void households - properties | Input (voids in each year) | 000's | 4.4665 | 4.4665 | 4.4665 | 4.4665 | 4.4665 | 4.4665 | 4.4665 | 4.4665 | 4.4665 | 4.4665 | 4.4665 | 4.4665 | 4.4665 | 4.4665 | 4.4665 | 4.4665 | 4.4665 | 4.4665 | 4.4665 | 4.4665 | 4.4665 | 4.4665 | 4.4665 | 4.4665 | 4.4665 | 4.4665 | 4.4665 | 4.4665 | 4.4665
| 46BL | Unmeasured households - properties (excl void) | Input (total) | 000's | 281.6405 | 276.1674 | 270.152 | 264.2587 | 258.4244 | 252.686 | 247.0417 | 241.4904 | 236.03 | 231.4617 | 226.9714 | 222.558 | 218.2207 | 213.9574 | 209.767 | 205.6487 | 201.6004 | 197.622 | 193.7117 | 189.8684 | 186.09 | 182.3767 | 178.7264 | 175.139 | 171.6127 | 168.1464 | 164.739 | 161.3897 | 158.0974
| 47BL | Unmeasured void households - properties | Input (voids in each year) | 000's | 12.2124 | 12.2124 | 12.2124 | 12.2124 | 12.2124 | 12.2124 | 12.2124 | 12.2124 | 12.2124 | 12.2124 | 12.2124 | 12.2124 | 12.2124 | 12.2124 | 12.2124 | 12.2124 | 12.2124 | 12.2124 | 12.2124 | 12.2124 | 12.2124 | 12.2124 | 12.2124 | 12.2124 | 12.2124 | 12.2124 | 12.2124 | 12.2124 | 12.2124
| 48BL | Total Resource Zone Properties | SUM(42BL:45BL)+46BL+47BL | 000's | 464.9677 | 464.884 | 466.0253 | 467.1666 | 473.0188 | 474.6489 | 476.5234 | 478.6423 | 481.0056 | 483.6953 | 486.7121 | 490.0558 | 493.7267 | 497.7245 | 501.673 | 505.5111 | 509.3043 | 513.2057 | 517.1071 | 521.0079 | 524.9056 | 528.8034 | 532.7011 | 536.5988 | 540.4965 | 544.3942 | 548.2919 | 552.1896 | 552.6527
Customer: Population | 49BL | Measured Non Household - Population | Input (total) | 000's | 17.202 | 24.739 | 24.739 | 24.739 | 24.739 | 24.739 | 24.739 | 24.739 | 24.739 | 24.739 | 24.739 | 24.739 | 24.739 | 24.739 | 24.739 | 24.739 | 24.739 | 24.739 | 24.739 | 24.739 | 24.739 | 24.739 | 24.739 | 24.739 | 24.739 | 24.739 | 24.739 | 24.739 | 24.739
| 50BL | Unmeasured Non Household - Population | Input (total) | 000's | 0 | 0 | 0 | 0 | 0 | 0 | 0 | 0 | 0 | 0 | 0 | 0 | 0 | 0 | 0 | 0 | 0 | 0 | 0 | 0 | 0 | 0 | 0 | 0 | 0 | 0 | 0 | 0 | 0
| 51BL | Measured Household - Population | Pre-plan year = input. Forecast years = pre plan + sum(51.2BL:51.6BL)+ all previous 51.1BL | 000's | 343.5007 | 355.5377 | 370.3841 | 385.2318 | 400.5265 | 416.1526 | 432.0578 | 448.2153 | 464.5876 | 479.9946 | 495.6469 | 512.5024 | 529.8084 | 547.3319 | 564.6618 | 581.5802 | 598.2593 | 614.8284 | 631.0869 | 647.2065 | 662.939 | 678.5586 | 693.8779 | 708.8234 | 723.4584 | 737.9088 | 752.1758 | 766.2617 | 780.168
| 51.1BL | New properties population | Input (population associated with the year's new builds) | 000's | 5.043 | 4.209 | 4.308 | 4.326 | 4.919 | 5.511 | 6.102 | 6.69 | 7.274 | 8.074 | 8.867 | 9.671 | 10.472 | 11.265 | 11.137 | 10.858 | 10.741 | 10.996 | 10.983 | 10.972 | 10.949 | 10.936 | 10.922 | 10.905 | 10.886 | 10.869 | 10.852 | 10.836 | 10.821
| 51.2BL | Meter optants population | Input (cumulate from the 2015-16 starting point) | 000's | 7.046 | 8.612 | 8.256 | 8.187 | 8.208 | 16.374 | 24.493 | 32.559 | 40.568 | 47.223 | 53.807 | 60.316 | 66.76 | 73.138 | 79.448 | 85.69 | 91.867 | 97.978 | 104.024 | 110.004 | 115.921 | 121.773 | 127.563 | 133.289 | 138.953 | 144.555 | 150.096 | 155.578 | 161.002
| 51.3BL | Compulsory metering population | Input (cumulate from the 2015-16 starting point) | 000's | 0 | 0 | 0 | 0 | 0 | 0 | 0 | 0 | 0 | 0 | 0 | 0 | 0 | 0 | 0 | 0 | 0 | 0 | 0 | 0 | 0 | 0 | 0 | 0 | 0 | 0 | 0 | 0 | 0
| 51.4BL | Metering on change of occupancy population | Input (cumulate from the 2015-16 starting point) | 000's | 0 | 0 | 0 | 0 | 0 | 0 | 0 | 0 | 0 | 0 | 0 | 0 | 0 | 0 | 0 | 0 | 0 | 0 | 0 | 0 | 0 | 0 | 0 | 0 | 0 | 0 | 0 | 0 | 0
| 51.5BL | Selective metering population | Input (cumulate from the 2015-16 starting point) | 000's | 0 | 0 | 0 | 0 | 0 | 0 | 0 | 0 | 0 | 0 | 0 | 0 | 0 | 0 | 0 | 0 | 0 | 0 | 0 | 0 | 0 | 0 | 0 | 0 | 0 | 0 | 0 | 0 | 0
| 51.6BL | Other changes to existing measured population | Input (cumulate from the 2015-16 starting point) | 000's | 0 | -0.78401 | 2.2825 | 2.3347 | 2.1676 | 4.1167 | 5.801 | 7.2025 | 8.2918 | 8.9698 | 9.171 | 9.8465 | 10.2366 | 10.117 | 10 | 9.8184 | 9.5794 | 9.0415 | 8.271 | 7.4386 | 6.3052 | 5.1367 | 3.7441 | 2.0585 | 0.14353 | -1.877 | -4.003 | -6.2351 | -8.5738
| 52BL | Unmeasured Household - Population | Input (total) | 000's | 688.2243 | 678.1523 | 671.4225 | 664.3214 | 656.5367 | 648.1661 | 639.2646 | 629.9274 | 620.2235 | 611.3698 | 602.1599 | 593.89 | 585.5637 | 576.9577 | 568.5588 | 560.2697 | 552.1387 | 543.9981 | 535.8927 | 528.0067 | 520.1301 | 512.5213 | 505.0169 | 497.575 | 490.2568 | 483.1676 | 476.3064 | 469.6713 | 463.2609
| 53BL | Total Resource Zone Population | Sum(49BL:51BL)+52BL) | 000's | 1048.927 | 1058.429 | 1066.5457 | 1074.2923 | 1081.8022 | 1089.0577 | 1096.0614 | 1102.8817 | 1109.5501 | 1116.1034 | 1122.5457 | 1131.1314 | 1140.1112 | 1149.0286 | 1157.9597 | 1166.589 | 1175.1369 | 1183.5655 | 1191.7186 | 1199.9522 | 1207.8081 | 1215.8189 | 1223.6339 | 1231.1373 | 1238.4542 | 1245.8154 | 1253.2212 | 1260.672 | 1268.168
Occupancy | 54BL | Measured Household - Occupancy Rate (average) (excl voids) | 51BL/(45BL-45.7BL) | h/prop | 2.4358 | 2.4233 | 2.4054 | 2.3909 | 2.3164 | 2.3072 | 2.2985 | 2.2901 | 2.2817 | 2.2755 | 2.2682 | 2.2643 | 2.2601 | 2.2547 | 2.25 | 2.2456 | 2.2415 | 2.237 | 2.2321 | 2.2276 | 2.2225 | 2.2177 | 2.2127 | 2.2072 | 2.2014 | 2.1957 | 2.1901 | 2.1846 | 2.1791
| 54.1BL | New properties - occupancy | 51.1BL/45.1BL | h/prop | 2.4139 | 2.4162 | 2.4269 | 2.437 | 2.4451 | 2.451 | 2.4554 | 2.4579 | 2.4586 | 2.4574 | 2.4545 | 2.4548 | 2.4544 | 2.4523 | 2.4507 | 2.4488 | 2.4473 | 2.445 | 2.4421 | 2.4397 | 2.4363 | 2.4334 | 2.4302 | 2.4265 | 2.4222 | 2.4185 | 2.4147 | 2.4111 | 2.4078
| 54.2BL | Meter optants - occupancy | 51.2BL/45.2BL | h/prop | 1.4701 | 1.4716 | 1.4809 | 1.5014 | 1.5217 | 1.5314 | 1.5408 | 1.5499 | 1.5587 | 1.566 | 1.5731 | 1.5799 | 1.5867 | 1.5935 | 1.6002 | 1.6069 | 1.6136 | 1.6202 | 1.6268 | 1.6334 | 1.64 | 1.6466 | 1.6531 | 1.6596 | 1.6661 | 1.6726 | 1.6791 | 1.6856 | 1.692
| 54.3BL | Compulsory metering - occupancy | 51.3BL/45.3BL | h/prop | 0 | 0 | 0 | 0 | 0 | 0 | 0 | 0 | 0 | 0 | 0 | 0 | 0 | 0 | 0 | 0 | 0 | 0 | 0 | 0 | 0 | 0 | 0 | 0 | 0 | 0 | 0 | 0 | 0
| 54.4BL | Metering on change of occupancy - occupancy | 51.4BL/45.4BL | h/prop | 0 | 0 | 0 | 0 | 0 | 0 | 0 | 0 | 0 | 0 | 0 | 0 | 0 | 0 | 0 | 0 | 0 | 0 | 0 | 0 | 0 | 0 | 0 | 0 | 0 | 0 | 0 | 0 | 0
| 54.5BL | Selective metering properties - occupancy | 51.5BL/45.5BL | h/prop | 0 | 0 | 0 | 0 | 0 | 0 | 0 | 0 | 0 | 0 | 0 | 0 | 0 | 0 | 0 | 0 | 0 | 0 | 0 | 0 | 0 | 0 | 0 | 0 | 0 | 0 | 0 | 0 | 0
| 54.6BL | Other changes to existing metering - occupancy | 51.6BL/45.6BL | h/prop | 0 | 9.0116 | -26.5406 | -27.1477 | -25.2049 | -23.9345 | -22.4844 | -20.9374 | -19.2831 | -17.3832 | -15.2343 | -14.3118 | -13.2256 | -11.764 | -10.5708 | -9.514 | -8.5684 | -7.5096 | -6.4117 | -5.406 | -4.3127 | -3.3183 | -2.2914 | -1.1968 | -0.079476 | 0.99209 | 2.0238 | 3.0209 | 3.9878
| 55BL | Unmeasured Household - Occupancy Rate | 52BL/46BL | h/prop | 2.4436 | 2.4556 | 2.4854 | 2.5139 | 2.5405 | 2.5651 | 2.5877 | 2.6085 | 2.6277 | 2.6413 | 2.653 | 2.6685 | 2.6834 | 2.6966 | 2.7104 | 2.7244 | 2.7388 | 2.7527 | 2.7664 | 2.7809 | 2.795 | 2.8102 | 2.8256 | 2.841 | 2.8568 | 2.8735 | 2.8913 | 2.9102 | 2.9302
Metering | 56BL | Total Household Metering penetration (excl. voids) | (45BL-45.7BL)/(45BL-45.7BL+46BL) | % | 33.37% | 34.69% | 36.3% | 37.88% | 40.09% | 41.65% | 43.21% | 44.77% | 46.31% | 47.68% | 49.05% | 50.42% | 51.79% | 53.15% | 54.47% | 55.74% | 56.97% | 58.17% | 59.34% | 60.48% | 61.58% | 62.65% | 63.7% | 64.71% | 65.69% | 66.65% | 67.58% | 68.49% | 69.37%
| 57BL | Total Household Metering penetration (incl. voids) | 45BL/(45BL+46BL+47BL) | % | 33.12% | 34.39% | 35.94% | 37.46% | 39.59% | 41.1% | 42.6% | 44.1% | 45.6% | 46.92% | 48.25% | 49.57% | 50.9% | 52.22% | 53.5% | 54.74% | 55.93% | 57.1% | 58.24% | 59.35% | 60.42% | 61.47% | 62.49% | 63.48% | 64.44% | 65.38% | 66.29% | 67.17% | 68.03%
|  | Company: | Severn Trent Water
|  | Resource Zone Name: | Nottinghamshire
|  | Resource Zone Number: | -
|  | Planning Scenario Name: | Dry Year Annual Average
|  | Chosen Level of Service: | No more then 3 in 100yr hosepipe ban
Note on H2: The base year may be the same as a pre plan year. This should be made clear. In which case 'base year' data should be input or copied into column I,J,or K.
Note on I2: If not required leave blank - Do not delete the grey columns.
Note on J2: If not required leave blank - Do not delete the grey columns.
Note on K2: If not required leave blank - Do not delete the grey columns.
Note on K6: The value in this cell should not include voids as this is the total number of measured households in the year preceding the start of the planning period. With the exception of voids all other categories of measured households represent an overall cumulating increase in the total number of measured households. Voids fluctuate yearly and do not contribute to the ongoing annual increase in measured households and so the value for the year prior to the first year of the planning period should exclude the voids for that year.
Note on K19: Total measured household properties must be entered for this year as this is added to the 'new' measured households (components 45.1BL to 45.7BL) to automatically calculate the total measured household properties of that year.

## WRP2b Weighted BL Demand
Ofwat requires baseline weighted average demands to determine final planning weighted average demand for revenue forecasting. Utilisation dictates how much the company will use the solution and is used to assess variable costs. This table does not need to be filled in for the Critical Period scenario.
Table WRP2b: Weighted average baseline demand and utilisation
| Row ref | Component | Derivation | Unit | Base Year 2011-12 | For info 2012-13 | For info 2013-14 | For info 2014-15 | 2015-16 | 2016-17 | 2017-18 | 2018-19 | 2019-20 | 2020-21 | 2021-22 | 2022-23 | 2023-24 | 2024-25 | 2025-26 | 2026-27 | 2027-28 | 2028-29 | 2029-30 | 2030-31 | 2031-32 | 2032-33 | 2033-34 | 2034-35 | 2035-36 | 2036-37 | 2037-38 | 2038-39 | 2039-40
| 11BLOFWAT | Weighted Annual Average Demand (Distribution Input) | Input | Ml/d | 230.7117 | 228.5957 | 228.4533 | 227.6384 | 226.6752 | 226.0029 | 225.2492 | 224.5377 | 223.7616 | 223.0928 | 222.7336 | 222.675 | 222.6033 | 222.8014 | 223.1754 | 223.2993 | 223.3339 | 223.5999 | 223.7705 | 224.118 | 224.5237 | 225.4176 | 226.2067 | 226.9914 | 227.6713 | 228.5903 | 229.4301 | 230.2963 | 231.0827
| 18BLOFWAT | Utilisation | Input | Ml/d | 0 | 0 | 0 | 0 | 0 | 0 | 0 | 0 | 0 | 0 | 0 | 0 | 0 | 0 | 0 | 0 | 0 | 0 | 0 | 0 | 0 | 0 | 0 | 0 | -0.27049 | -0.7098 | -1.1255 | -1.5492 | -1.9492
| 19BLOFWAT | Weighted Annual Average Water Delivered Measured Non Household | Input | Ml/d | 45.9704 | 44.4577 | 43.8623 | 43.3683 | 42.7796 | 42.4843 | 42.1093 | 41.7708 | 41.3587 | 41.1925 | 40.9397 | 40.7068 | 40.3907 | 40.3165 | 39.9615 | 39.7957 | 39.5339 | 39.5007 | 39.3743 | 39.2592 | 39.0484 | 39.0641 | 38.9856 | 38.9201 | 38.7607 | 38.8251 | 38.7954 | 38.7774 | 38.6653
| 20BLOFWAT | Weighted Annual Average Water Delivered Unmeasured Non Household | Input | Ml/d | 1.0684 | 1.0684 | 1.0684 | 1.0684 | 1.0684 | 1.0684 | 1.0684 | 1.0684 | 1.0684 | 1.0684 | 1.0684 | 1.0684 | 1.0684 | 1.0684 | 1.0684 | 1.0684 | 1.0684 | 1.0684 | 1.0684 | 1.0684 | 1.0684 | 1.0684 | 1.0684 | 1.0684 | 1.0684 | 1.0684 | 1.0684 | 1.0684 | 1.0684
| 21BLOFWAT | Weighted Annual Average Water Delivered Measured Household | Input | Ml/d | 41.2195 | 42.1649 | 43.4558 | 44.8585 | 46.2913 | 47.766 | 49.2754 | 50.8152 | 52.3803 | 53.4863 | 55.1284 | 56.9035 | 58.7349 | 60.6069 | 61.8803 | 63.6518 | 65.3947 | 67.1274 | 68.837 | 70.4379 | 72.3404 | 74.2368 | 76.1084 | 77.953 | 79.7703 | 81.5729 | 83.3604 | 85.1329 | 86.8903
| 22BLOFWAT | Weighted Annual Average Water Delivered Unmeasured Household | Input | Ml/d | 101.4048 | 101.415 | 99.7451 | 98 | 96.1712 | 94.2993 | 92.391 | 90.4582 | 88.5092 | 86.8816 | 85.1141 | 83.4945 | 81.8888 | 80.2704 | 79.7074 | 78.2071 | 76.7422 | 75.2904 | 73.8596 | 72.7031 | 71.3989 | 70.3627 | 69.3406 | 68.3283 | 67.3325 | 66.3668 | 65.431 | 64.525 | 63.6485
| 32BLOFWAT | Weighted Annual Average Water Taken Unbilled | Input | Ml/d | 4.5297 | 3.1531 | 3.1531 | 3.1531 | 3.1531 | 3.1531 | 3.1531 | 3.1531 | 3.1531 | 3.1531 | 3.1531 | 3.1531 | 3.1531 | 3.1531 | 3.1531 | 3.1531 | 3.1531 | 3.1531 | 3.1531 | 3.1531 | 3.1531 | 3.1531 | 3.1531 | 3.1531 | 3.1531 | 3.1531 | 3.1531 | 3.1531 | 3.1531
| 33BLOFWAT | Weighted Annual Average Distribution System Operational Use | Input | Ml/d | 0.66669 | 0.65956 | 0.65956 | 0.65956 | 0.65956 | 0.65956 | 0.65956 | 0.65956 | 0.65956 | 0.65956 | 0.65956 | 0.65956 | 0.65956 | 0.65956 | 0.65956 | 0.65956 | 0.65956 | 0.65956 | 0.65956 | 0.65956 | 0.65956 | 0.65956 | 0.65956 | 0.65956 | 0.65956 | 0.65956 | 0.65956 | 0.65956 | 0.65956
| 38BLOFWAT | Weighted Annual Average void properties - USPL | Input | Ml/d | 0.61 | 0.60814 | 0.61 | 0.61 | 0.61 | 0.61 | 0.61 | 0.61 | 0.61 | 0.61 | 0.61 | 0.61 | 0.61 | 0.61 | 0.61 | 0.61 | 0.61 | 0.61 | 0.61 | 0.61 | 0.61 | 0.61 | 0.61 | 0.61 | 0.61 | 0.61 | 0.61 | 0.61 | 0.61
| 39BLOFWAT | Weighted Annual Average Distribution Losses | Input | Ml/d | 35.2421 | 35.0689 | 35.8991 | 35.9206 | 35.942 | 35.9623 | 35.9824 | 36.0025 | 36.0224 | 36.0414 | 36.0603 | 36.0791 | 36.0978 | 36.1165 | 36.1351 | 36.1536 | 36.172 | 36.1903 | 36.2086 | 36.2268 | 36.2449 | 36.263 | 36.281 | 36.2989 | 36.3168 | 36.3345 | 36.3523 | 36.3699 | 36.3875
|  | Company: | Severn Trent Water
|  | Resource Zone Name: | Nottinghamshire
|  | Resource Zone Number: | -
|  | Planning Scenario Name: | Dry Year Annual Average
|  | Chosen Level of Service: | No more then 3 in 100yr hosepipe ban
Note on E4: This is distribution input when being utilised. The sum of these components is to demonstrate how much the company will use the solution. This affects variable costs.
Note on H3: The base year may be the same as a pre plan year. This should be made clear. In which case 'base year' data should be input or copied into column I,J,or K.
Note on I3: If not required leave blank - Do not delete the grey columns.
Note on J3: If not required leave blank - Do not delete the grey columns.
Note on K3: If not required leave blank - Do not delete the grey columns.

## WRP3 Feasible options
Table WRP3 Feasible options
Detail the gains in WAFU / savings in demand, and the costs of feasible options under capacity use scenario
Row ref | Option name | Option reference no. | Type of option | Preferred Option (Y/N) | Earliest potential option start date (Year) | Costs based on capacity | WAFU on full implementation (Ml/d) | NPV of WAFU (Ml) | CAPEX NPV (£000) | OPEX NPV (£000) | NPV of opex savings (£000) | NPV of carbon (£000) | Social & Env. NPV (£000) | TOTAL NPV (£000) | AIC (p/m3) | AISC (p/m3) | Scope confidence (score 1 to 5) | Cost confidence (score 1 to 5)
58a | RESOURCE SIDE
58.1a | Options to increase raw water abstractions
58.2a | Options to increase raw imports
58.3a | Options to increase potable imports
58.4a | Options to reduce raw water losses and operational use
58.5a | Options to reduce raw water exports
58.6a | Options to reduce potable water exports
58.7a | Other options to increase Deployable Output
58.7x | Ogston to Mansfield Pipeline Enhancement | 131 | Bulk supply | Yes | 2020-21 | Capacity | 5 | 32755.574 | 1478.3511 | 4854.8923 | 0 | 139.0716 | 0 | 6472.315 | 19.3349 | 19.7594 | 4 | 5
58.7x | Little Eaton Conjunctive Use | 32 | Conjunctive use | No | 2020-21 | Capacity | 30 | 196533.4443 | 5198.9946 | 13720.1442 | 0 | 117.9622 | 23.9101 | 19061.0112 | 9.6264 | 9.6986 | 4 | 4
59a | DISTRIBUTION SIDE
59.1a | Options to reduce Distribution Losses
59.1x | Leakage control through combination of active leakage control, mains replacement and pressure control. See appendix D8 for details of leakage cost curves | - | Active leakage management | Yes | 2015-16 | Capacity | 5.84 | 33217.8412 | 27626.2589 | 16648.1808 | -2600.4702 | 312.56 | 6498.5583 | 48485.0876 | 125.4566 | 145.961 | 5 | 5
59.2a | Options to reduce Distribution System Operating Use (DSOU) losses
60a | PRODUCTION SIDE
60.1a | Options to reduce treatment works losses
60.2a | Options to reduce outage
61a | CUSTOMER SIDE
61.1a | Options to change volume delivered to measured households
61.2a | Options to change volume delivered to unmeasured households
61.2x | Compulsory metering | CM01 | Metering compulsory | No | 2020-21 | Capacity | 7.0349 | 52964.6009 | 80223.486 | 46911.2759 | 0 | 1826.9826 | 30287.4172 | 159249.1617 | 240.0372 | 300.6709 | 3 | 4
61.3a | Options to change volume delivered to measured non households
61.3x | Commercial Model | WE002 | Commercial water audit | Yes | 2015-16 | Capacity | 2 | 15052.6522 | 0 | 590.4094 | -3.2527 | -6.2842 | -11.9919 | 568.8806 | 3.9007 | 3.7793 | 3 | 3
61.4a | Options to change volume delivered to unmeasured non households
61.5a | Options to reduce water taken unbilled
61.6a | Options impacting on measured Non Household - USPL
61.7a | Options impacting on unmeasured Non Household - USPL
61.8a | Options impacting on measured Household - USPL
61.9a | Options impacting on unmeasured Household - USPL
61.10a | Options impacting on Void properties - USPL
| Company: | Severn Trent Water
| Resource Zone Name: | Nottinghamshire
| Resource Zone Number: | -
| Planning Scenario Name: | Dry Year Annual Average
| Chosen Level of Service: | No more then 3 in 100yr hosepipe ban
This sheet must include values for option under the planning scenario (not utilisation scenario as in the WRP3a-3c sheets)
Start dates | Option Categories
2015-16 | Aquifer recharge
2016-17 | Bulk supply
2017-18 | Conjunctive use
2018-19 | Desalination
2019-20 | Effluent reuse
2020-21 | GW enhancement
2021-22 | GW new
2022-23 | Reservoir enlargement
2023-24 | New reservoir
2024-25 | SW enhancement
2025-26 | SW new
2026-27
2027-28
2028-29 | Active leakage management
2029-30 | Mains repair
2030-31 | Mains replacement (not trunk mains)
2031-32 | Pressure management
2032-33 | Other leakage control
2033-34 | Trunk mains renewal
2034-35 | Pumps
2035-36 | Service reservoir
2036-37
2037-38
2038-39 | Water treatment works loss recovery
2039-40 | Water treatment works capacity increase
Cistern displacement device
Household water audit
Commercial water audit
Customer education / awareness
Other water efficiency
Metering optants
Metering change of occupancy
Metering compulsory
Metering other selective
Supply pipe repairs / replacement
Outdoor water efficiency devices
Retrofitting indoor water efficiency devices
Alternative tariffs
Collaborative R&D

## WRP4 Preferred (Scenario Yr)
Table WRP4: Preferred list of water management options
DRY YEAR PLANNED GAINS IN WAFU OR SAVINGS IN DEMAND (Ml/d) - TO BE COMPLETED FOR ALL PREFERRED OPTIONS (WAFU gains for each year are individual year gains and not cumulative gains)
Row Ref | Option Name [Insert / delete non-numbered lines to suit] | Option Reference No. | Unit | Base Year 2011-12 | For info 2012-13 | For info 2013-14 | For info 2014-15 | 2015-16 | 2016-17 | 2017-18 | 2018-19 | 2019-20 | 2020-21 | 2021-22 | 2022-23 | 2023-24 | 2024-25 | 2025-26 | 2026-27 | 2027-28 | 2028-29 | 2029-30 | 2030-31 | 2031-32 | 2032-33 | 2033-34 | 2034-35 | 2035-36 | 2036-37 | 2037-38 | 2038-39 | 2039-40
58 | Resource Management | - | Ml/d | 0 | 0 | 0 | 0 | 0 | 0 | 0 | 0 | 0 | 0 | 0 | 0 | 0 | 0 | 0 | 0 | 0 | 0 | 0 | 0 | 0 | 0 | 0 | 0 | 0 | 0 | 0 | 0 | 5
58.1 | Increase raw water abstractions | - | Ml/d | 0 | 0 | 0 | 0 | 0 | 0 | 0 | 0 | 0 | 0 | 0 | 0 | 0 | 0 | 0 | 0 | 0 | 0 | 0 | 0 | 0 | 0 | 0 | 0 | 0 | 0 | 0 | 0 | 0
- |  |  | Ml/d
- | (insert row above) | - | - | - | - | - | - | bar: 2015-16 to 2039-40
58.2 | Raw water imports | - | Ml/d | 0 | 0 | 0 | 0 | 0 | 0 | 0 | 0 | 0 | 0 | 0 | 0 | 0 | 0 | 0 | 0 | 0 | 0 | 0 | 0 | 0 | 0 | 0 | 0 | 0 | 0 | 0 | 0 | 0
- |  |  | Ml/d
- | (insert row above) | - | - | - | - | - | - | bar: 2015-16 to 2039-40
58.3 | Potable water Imports (input reductions as -ve) | - | Ml/d | 0 | 0 | 0 | 0 | 0 | 0 | 0 | 0 | 0 | 0 | 0 | 0 | 0 | 0 | 0 | 0 | 0 | 0 | 0 | 0 | 0 | 0 | 0 | 0 | 0 | 0 | 0 | 0 | 0
- |  |  | Ml/d
- | (insert row above) | - | - | - | - | - | - | bar: 2015-16 to 2039-40
58.4 | Reduce raw water losses and operational use (input as -ve) | - | Ml/d | 0 | 0 | 0 | 0 | 0 | 0 | 0 | 0 | 0 | 0 | 0 | 0 | 0 | 0 | 0 | 0 | 0 | 0 | 0 | 0 | 0 | 0 | 0 | 0 | 0 | 0 | 0 | 0 | 0
- |  |  | Ml/d
- | (insert row above) | - | - | - | - | - | - | bar: 2015-16 to 2039-40
58.5 | Reduced raw water export (including non potable supplies) |  | Ml/d | 0 | 0 | 0 | 0 | 0 | 0 | 0 | 0 | 0 | 0 | 0 | 0 | 0 | 0 | 0 | 0 | 0 | 0 | 0 | 0 | 0 | 0 | 0 | 0 | 0 | 0 | 0 | 0 | 0
58.51 | Reduce raw water exports (input as -ve) | - | Ml/d | 0 | 0 | 0 | 0 | 0 | 0 | 0 | 0 | 0 | 0 | 0 | 0 | 0 | 0 | 0 | 0 | 0 | 0 | 0 | 0 | 0 | 0 | 0 | 0 | 0 | 0 | 0 | 0 | 0
- |  |  | Ml/d
- | (insert row above) | - | - | - | - | - | - | bar: 2015-16 to 2039-40
58.52 | Reduce non potable supplies (input as -ve) | - | Ml/d | 0 | 0 | 0 | 0 | 0 | 0 | 0 | 0 | 0 | 0 | 0 | 0 | 0 | 0 | 0 | 0 | 0 | 0 | 0 | 0 | 0 | 0 | 0 | 0 | 0 | 0 | 0 | 0 | 0
- |  |  | Ml/d
- | (insert row above) | - | - | - | - | - | - | bar: 2015-16 to 2039-40
58.6 | Reduce potable water exports (input as -ve) | - | Ml/d | 0 | 0 | 0 | 0 | 0 | 0 | 0 | 0 | 0 | 0 | 0 | 0 | 0 | 0 | 0 | 0 | 0 | 0 | 0 | 0 | 0 | 0 | 0 | 0 | 0 | 0 | 0 | 0 | 0
- |  |  | Ml/d
- | (insert row above) | - | - | - | - | - | - | bar: 2015-16 to 2039-40
58.7 | Other options to increase deployable output | - | Ml/d | 0 | 0 | 0 | 0 | 0 | 0 | 0 | 0 | 0 | 0 | 0 | 0 | 0 | 0 | 0 | 0 | 0 | 0 | 0 | 0 | 0 | 0 | 0 | 0 | 0 | 0 | 0 | 0 | 5
- | Ogston to Mansfield Pipeline Enhancement | 131 | Ml/d | 0 |  |  |  | 0 | 0 | 0 | 0 | 0 | 0 | 0 | 0 | 0 | 0 | 0 | 0 | 0 | 0 | 0 | 0 | 0 | 0 | 0 | 0 | 0 | 0 | 0 | 0 | 5
- | (insert row above) | - | - | - | - | - | - | bar: 2015-16 to 2039-40
59 | Distribution Side Management | - |  | 0 | 0 | 0 | 0 | -0.25 | -0.97 | -1.06 | -1.15 | -3.04 | -3.04 | -3.23 | -3.39 | -3.5 | -3.56 | -3.57 | -3.73 | -3.84 | -3.88 | -4.08 | -4.21 | -4.28 | -4.49 | -4.63 | -4.71 | -4.73 | -4.89 | -5.6 | -5.65 | -5.84
59.1 | Reduce distribution losses (input as -ve) | - | Ml/d | 0 | 0 | 0 | 0 | -0.25 | -0.97 | -1.06 | -1.15 | -3.04 | -3.04 | -3.23 | -3.39 | -3.5 | -3.56 | -3.57 | -3.73 | -3.84 | -3.88 | -4.08 | -4.21 | -4.28 | -4.49 | -4.63 | -4.71 | -4.73 | -4.89 | -5.6 | -5.65 | -5.84
| Leakage control through combination of active leakage control, mains replacement and pressure control. See appendix D8 for details of leakage cost curves | - | Ml/d | 0 |  |  |  | -0.25 | -0.97 | -1.06 | -1.15 | -3.04 | -3.04 | -3.23 | -3.39 | -3.5 | -3.56 | -3.57 | -3.73 | -3.84 | -3.88 | -4.08 | -4.21 | -4.28 | -4.49 | -4.63 | -4.71 | -4.73 | -4.89 | -5.6 | -5.65 | -5.84
- | (insert row above) | - | - | - | - | - | - | bar: 2015-16 to 2039-40
59.2 | Reduce distribution system operational use (DSOU) (input as -ve) | - | Ml/d | 0 | 0 | 0 | 0 | 0 | 0 | 0 | 0 | 0 | 0 | 0 | 0 | 0 | 0 | 0 | 0 | 0 | 0 | 0 | 0 | 0 | 0 | 0 | 0 | 0 | 0 | 0 | 0 | 0
- |  |  | Ml/d
- | (insert row above) | - | - | - | - | - | - | bar: 2015-16 to 2039-40
60 | Production Side Management, Specify Below.... | - |  | 0 | 0 | 0 | 0 | 0 | 0 | 0 | 0 | 0 | -0.64503 | -0.64503 | -0.64503 | -0.64503 | -0.64503 | -0.64503 | -0.64503 | -0.64503 | -0.64503 | -0.64503 | -0.64503 | -0.64503 | -0.64503 | -0.64503 | -0.64503 | -0.64503 | -0.64503 | -0.64503 | -0.64503 | -0.64503
60.1 | Reduce treatment works losses (input as -ve) | - | Ml/d | 0 | 0 | 0 | 0 | 0 | 0 | 0 | 0 | 0 | 0 | 0 | 0 | 0 | 0 | 0 | 0 | 0 | 0 | 0 | 0 | 0 | 0 | 0 | 0 | 0 | 0 | 0 | 0 | 0
- |  |  | Ml/d
- | (insert row above) | - | - | - | - | - | - | bar: 2015-16 to 2039-40
60.2 | Reduce outages (input as -ve) | - | Ml/d | 0 | 0 | 0 | 0 | 0 | 0 | 0 | 0 | 0 | -0.64503 | -0.64503 | -0.64503 | -0.64503 | -0.64503 | -0.64503 | -0.64503 | -0.64503 | -0.64503 | -0.64503 | -0.64503 | -0.64503 | -0.64503 | -0.64503 | -0.64503 | -0.64503 | -0.64503 | -0.64503 | -0.64503 | -0.64503
- | Outage Reduction due to Maintenance, resilience and quality program |  | Ml/d | 0 | 0 | 0 | 0 | 0 | 0 | 0 | 0 | 0 | -0.64503 | -0.64503 | -0.64503 | -0.64503 | -0.64503 | -0.64503 | -0.64503 | -0.64503 | -0.64503 | -0.64503 | -0.64503 | -0.64503 | -0.64503 | -0.64503 | -0.64503 | -0.64503 | -0.64503 | -0.64503 | -0.64503 | -0.64503
- | (insert row above) | - | - | - | - | - | - | bar: 2015-16 to 2039-40
61 | Customer Side Management | - |  | 0 | 0 | 0 | 0 | -0.4 | -0.8 | -1.2 | -1.6 | -2 | -2 | -2 | -2 | -2 | -2 | -2 | -2 | -2 | -2 | -2 | -2 | -2 | -2 | -2 | -2 | -2 | -2 | -2 | -2 | -2
61.1 | Change volume delivered to measured non households (input reductions as -ve) | - | Ml/d | 0 | 0 | 0 | 0 | -0.4 | -0.8 | -1.2 | -1.6 | -2 | -2 | -2 | -2 | -2 | -2 | -2 | -2 | -2 | -2 | -2 | -2 | -2 | -2 | -2 | -2 | -2 | -2 | -2 | -2 | -2
- |  |  | Ml/d |  |  |  |  | -0.4 | -0.8 | -1.2 | -1.6 | -2 | -2 | -2 | -2 | -2 | -2 | -2 | -2 | -2 | -2 | -2 | -2 | -2 | -2 | -2 | -2 | -2 | -2 | -2 | -2 | -2
- | (insert row above) | - | - | - | - | - | - | bar: 2015-16 to 2039-40
61.2 | Change volume delivered to unmeasured non households (input reductions as -ve) | - | Ml/d | 0 | 0 | 0 | 0 | 0 | 0 | 0 | 0 | 0 | 0 | 0 | 0 | 0 | 0 | 0 | 0 | 0 | 0 | 0 | 0 | 0 | 0 | 0 | 0 | 0 | 0 | 0 | 0 | 0
- |  |  | Ml/d
- | (insert row above) | - | - | - | - | - | - | bar: 2015-16 to 2039-40
61.3 | Change volume delivered to measured households (input reductions as -ve) | - | Ml/d | 0 | 0 | 0 | 0 | 0 | 0 | 0 | 0 | 0 | 0 | 0 | 0 | 0 | 0 | 0 | 0 | 0 | 0 | 0 | 0 | 0 | 0 | 0 | 0 | 0 | 0 | 0 | 0 | 0
| Commercial Model | WE002 | Ml/d | 0
- | (insert row above) | - | - | - | - | - | - | bar: 2015-16 to 2039-40
61.4 | Change volume delivered to unmeasured households (input reductions as -ve) | - | Ml/d | 0 | 0 | 0 | 0 | 0 | 0 | 0 | 0 | 0 | 0 | 0 | 0 | 0 | 0 | 0 | 0 | 0 | 0 | 0 | 0 | 0 | 0 | 0 | 0 | 0 | 0 | 0 | 0 | 0
- |  |  | Ml/d
- | (insert row above) | - | - | - | - | - | - | bar: 2015-16 to 2039-40
61.5 | Options to reduce water taken unbilled (input as -ve) | - | Ml/d | 0 | 0 | 0 | 0 | 0 | 0 | 0 | 0 | 0 | 0 | 0 | 0 | 0 | 0 | 0 | 0 | 0 | 0 | 0 | 0 | 0 | 0 | 0 | 0 | 0 | 0 | 0 | 0 | 0
- |  |  | Ml/d
- | (insert row above) | - | - | - | - | - | - | bar: 2015-16 to 2039-40
61.6 | Options impacting on measured Non Household - USPL (input reductions as -ve) |  | l/pr | 0 | 0 | 0 | 0 | 0 | 0 | 0 | 0 | 0 | 0 | 0 | 0 | 0 | 0 | 0 | 0 | 0 | 0 | 0 | 0 | 0 | 0 | 0 | 0 | 0 | 0 | 0 | 0 | 0
- |  |  | Ml/d
- | (insert row above) | - | - | - | - | - | - | bar: 2015-16 to 2039-40
61.7 | Options impacting on unmeasured Non Household - USPL (input reductions as -ve) |  | l/pr | 0 | 0 | 0 | 0 | 0 | 0 | 0 | 0 | 0 | 0 | 0 | 0 | 0 | 0 | 0 | 0 | 0 | 0 | 0 | 0 | 0 | 0 | 0 | 0 | 0 | 0 | 0 | 0 | 0
- |  |  | Ml/d
- | (insert row above) | - | - | - | - | - | - | bar: 2015-16 to 2039-40
61.8 | Options impacting on measured Household - USPL (input reductions as -ve) |  | l/pr | 0 | 0 | 0 | 0 | 0 | 0 | 0 | 0 | 0 | 0 | 0 | 0 | 0 | 0 | 0 | 0 | 0 | 0 | 0 | 0 | 0 | 0 | 0 | 0 | 0 | 0 | 0 | 0 | 0
- |  |  | Ml/d
- | (insert row above) | - | - | - | - | - | - | bar: 2015-16 to 2039-40
61.9 | Options impacting on unmeasured Household - USPL (input reductions as -ve) |  | l/pr | 0 | 0 | 0 | 0 | 0 | 0 | 0 | 0 | 0 | 0 | 0 | 0 | 0 | 0 | 0 | 0 | 0 | 0 | 0 | 0 | 0 | 0 | 0 | 0 | 0 | 0 | 0 | 0 | 0
- |  |  | Ml/d
- | (insert row above) | - | - | - | - | - | - | bar: 2015-16 to 2039-40
61.1 | Options impacting on Void properties - USPL (input reductions as -ve) |  | l/pr | 0 | 0 | 0 | 0 | 0 | 0 | 0 | 0 | 0 | 0 | 0 | 0 | 0 | 0 | 0 | 0 | 0 | 0 | 0 | 0 | 0 | 0 | 0 | 0 | 0 | 0 | 0 | 0 | 0
- |  |  | Ml/d
- | (insert row above) | - | - | - | - | - | - | bar: 2015-16 to 2039-40
| Company: | Severn Trent Water
| Resource Zone Name: | Nottinghamshire
| Resource Zone Number: | -
| Planning Scenario Name: | Dry Year Annual Average
| Chosen Level of Service: | No more then 3 in 100yr hosepipe ban
Note on H3: The base year may be the same as a pre plan year. This should be made clear. In which case 'base year' data should be input or copied into column I,J,or K.
Note on I3: If not required leave blank - Do not delete the grey columns.
Note on J3: If not required leave blank - Do not delete the grey columns.
Note on K3: If not required leave blank - Do not delete the grey columns.
Collapse all rows
Expand all rows

## WRP5 FP Supply
Table WRP5: Final planning water supply
| Row Ref | Component | Derivation | Unit | Base Year 2011-12 | For info 2012-13 | For info 2013-14 | For info 2014-15 | 2015-16 | 2016-17 | 2017-18 | 2018-19 | 2019-20 | 2020-21 | 2021-22 | 2022-23 | 2023-24 | 2024-25 | 2025-26 | 2026-27 | 2027-28 | 2028-29 | 2029-30 | 2030-31 | 2031-32 | 2032-33 | 2033-34 | 2034-35 | 2035-36 | 2036-37 | 2037-38 | 2038-39 | 2039-40
Resources | 1FP | Raw Water Abstracted | WRP1 BL Supply 1BL+WRP4 58.1 | Ml/d | 179.0152 |  |  |  | 179.0152 | 179.0152 | 179.0152 | 179.0152 | 179.0152 | 179.0152 | 179.0152 | 179.0152 | 179.0152 | 179.0152 | 179.0152 | 179.0152 | 179.0152 | 179.0152 | 179.0152 | 179.0152 | 179.0152 | 179.0152 | 179.0152 | 179.0152 | 179.0152 | 179.0152 | 179.0152 | 179.0152 | 179.0152
| 2FP | Raw Water Imported | WRP1 BL Supply 2BL+WRP4 58.2 | Ml/d | 0 |  |  |  | 0 | 0 | 0 | 0 | 0 | 0 | 0 | 0 | 0 | 0 | 0 | 0 | 0 | 0 | 0 | 0 | 0 | 0 | 0 | 0 | 0 | 0 | 0 | 0 | 0
| - | - | - | - | - | - | - | - | bar: 2015-16 to 2039-40
| - | - | - | - | - | - | - | - | bar: 2015-16 to 2039-40
| - | - | - | - | - | - | - | - | bar: 2015-16 to 2039-40
| 3FP | Potable Water Imported | WRP4 58.3 | Ml/d | 0 |  |  |  | 0 | 0 | 0 | 0 | 0 | 0 | 0 | 0 | 0 | 0 | 0 | 0 | 0 | 0 | 0 | 0 | 0 | 0 | 0 | 0 | 0 | 0 | 0 | 0 | 0
| - | Total Potable Imports to zone (which are included in DO) | - | - | 111.24 | - | - | - | 111.24 | 111.24 | 111.24 | 111.24 | 111.24 | 111.24 | 111.24 | 111.24 | 111.24 | 111.24 | 111.24 | 111.24 | 111.24 | 111.24 | 111.24 | 111.24 | 111.24 | 111.24 | 111.24 | 111.24 | 111.24 | 111.24 | 111.24 | 111.24 | 111.24
| - | - | - | - | - | - | - | - | bar: 2015-16 to 2039-40
| - | - | - | - | - | - | - | - | bar: 2015-16 to 2039-40
| - | - | - | - | - | - | - | - | bar: 2015-16 to 2039-40
Resource Losses (exports and reductions) | 4FP | Raw Water Losses and Operational Use | WRP1 BL Supply 4BL+WRP4 58.4 | Ml/d | 0 |  |  |  | 0 | 0 | 0 | 0 | 0 | 0 | 0 | 0 | 0 | 0 | 0 | 0 | 0 | 0 | 0 | 0 | 0 | 0 | 0 | 0 | 0 | 0 | 0 | 0 | 0
| 5FP | Raw Water Exported (raw exports and non potable uses) | WRP1 BL Supply 5BL+WRP4 58.5 | Ml/d | 0 |  |  |  | 0 | 0 | 0 | 0 | 0 | 0 | 0 | 0 | 0 | 0 | 0 | 0 | 0 | 0 | 0 | 0 | 0 | 0 | 0 | 0 | 0 | 0 | 0 | 0 | 0
| - | - | - | - | - | - | - | - | bar: 2015-16 to 2039-40
| - | - | - | - | - | - | - | - | bar: 2015-16 to 2039-40
| - | - | - | - | - | - | - | - | bar: 2015-16 to 2039-40
| 6FP | Potable Water Exported | WRP4 58.6 | Ml/d | 0 |  |  |  | 0 | 0 | 0 | 0 | 0 | 0 | 0 | 0 | 0 | 0 | 0 | 0 | 0 | 0 | 0 | 0 | 0 | 0 | 0 | 0 | 0 | 0 | 0 | 0 | 0
| - | Total Potable Exports to zone (which are included in DO) | - | - | 20.38 |  |  |  | 20.38 | 20.38 | 20.38 | 20.38 | 20.38 | 20.38 | 20.38 | 20.38 | 20.38 | 20.38 | 20.38 | 20.38 | 20.38 | 20.38 | 20.38 | 20.38 | 20.38 | 20.38 | 20.38 | 20.38 | 20.38 | 20.38 | 20.38 | 20.38 | 20.38
| - | - | - | - | - | - | - | - | bar: 2015-16 to 2039-40
| - | - | - | - | - | - | - | - | bar: 2015-16 to 2039-40
| 7FP | Deployable Output | WRP1 BL Supply 7BL+WRP1 BL Supply 8BL+WRP4 Preferred options 58.7 |  | 269.8688 |  |  |  | 265.1319 | 263.553 | 261.974 | 260.3951 | 258.8161 | 257.2372 | 255.6582 | 254.0793 | 252.5003 | 250.9214 | 249.3424 | 247.7635 | 246.1845 | 244.6056 | 243.0267 | 242.3688 | 241.8688 | 241.3688 | 240.8688 | 240.3688 | 239.8688 | 239.3688 | 238.8688 | 238.3688 | 242.8688
| - | - | - | - | bar: 2015-16 to 2039-40
| - | - | - | - | - | - | - | - | bar: 2015-16 to 2039-40
| - | - | - | - | - | - | - | - | bar: 2015-16 to 2039-40
| - | - | - | - | - | - | - | - | bar: 2015-16 to 2039-40
| - | - | - | - | - | - | - | - | bar: 2015-16 to 2039-40
Process Losses | 9FP | Treatment Works Losses | WRP1 BL Supply 9BL+WRP4 60.1 | Ml/d | 0 |  |  |  | 0 | 0 | 0 | 0 | 0 | 0 | 0 | 0 | 0 | 0 | 0 | 0 | 0 | 0 | 0 | 0 | 0 | 0 | 0 | 0 | 0 | 0 | 0 | 0 | 0
| 10FP | Outage allowance | WRP1 BL Supply 10BL+WRP4 60.2 | Ml/d | 6.0981 |  |  |  | 6.0981 | 6.0981 | 6.0981 | 6.0981 | 6.0981 | 5.453 | 5.453 | 5.453 | 5.453 | 5.453 | 5.453 | 5.453 | 5.453 | 5.453 | 5.453 | 5.453 | 5.453 | 5.453 | 5.453 | 5.453 | 5.453 | 5.453 | 5.453 | 5.453 | 5.453
SDB | 11FP | Distribution Input | Input | Ml/d | 237.3227 |  |  |  | 232.6191 | 230.8274 | 229.5823 | 228.3782 | 225.3085 | 224.6331 | 224.0908 | 223.8921 | 223.7326 | 223.8929 | 224.2792 | 224.2639 | 224.209 | 224.455 | 224.4441 | 224.6762 | 225.0588 | 225.7908 | 226.4871 | 227.2375 | 227.9423 | 228.7467 | 228.9224 | 229.7849 | 230.4281
| 12FP | Water Available For Use (own sources) | 7FP-(4FP+10FP) | Ml/d | 263.7707 |  |  |  | 259.0338 | 257.4549 | 255.876 | 254.297 | 252.7181 | 251.7841 | 250.2052 | 248.6262 | 247.0473 | 245.4684 | 243.8894 | 242.3105 | 240.7315 | 239.1526 | 237.5736 | 236.9157 | 236.4157 | 235.9157 | 235.4157 | 234.9157 | 234.4157 | 233.9157 | 233.4157 | 232.9157 | 237.4157
| 13FP | Total Water Available For Use | 12FP+(2FP+3FP)-(5FP+6FP) | Ml/d | 263.7707 |  |  |  | 259.0338 | 257.4549 | 255.876 | 254.297 | 252.7181 | 251.7841 | 250.2052 | 248.6262 | 247.0473 | 245.4684 | 243.8894 | 242.3105 | 240.7315 | 239.1526 | 237.5736 | 236.9157 | 236.4157 | 235.9157 | 235.4157 | 234.9157 | 234.4157 | 233.9157 | 233.4157 | 232.9157 | 237.4157
| 14FP | Target headroom (climate change component) | Input | Ml/d | 0 |  |  |  | 2.647 | 3.5766 | 4.402 | 5.2054 | 6.1354 | 5.5768 | 6.2206 | 7.0127 | 7.5381 | 8.3923 | 5.7535 | 6.3139 | 6.5964 | 7.1171 | 7.6136 | 4.4446 | 4.1834 | 4.185 | 4.5856 | 4.3291 | 1.535 | 1.3426 | 1.4616 | 1.5994 | 1.5801
| 15FP | Target headroom (All other components) | Input | Ml/d | 8.3242 |  |  |  | 6.0696 | 5.8332 | 5.6026 | 5.0304 | 4.5454 | 3.3234 | 2.9415 | 2.8006 | 3.0838 | 2.5054 | 1.5808 | 1.4408 | 1.4994 | 1.3139 | 1.1077 | 0.8989 | 1.2004 | 1.2182 | 1.0417 | 1.0321 | 0.86789 | 0.73048 | 0.97333 | 1.329 | 0.90031
| 16FP | Target Headroom | 14FP+15FP | Ml/d | 8.3242 |  |  |  | 8.7166 | 9.4097 | 10.0046 | 10.2358 | 10.6808 | 8.9002 | 9.1621 | 9.8133 | 10.6218 | 10.8977 | 7.3344 | 7.7547 | 8.0959 | 8.4309 | 8.7214 | 5.3435 | 5.3838 | 5.4032 | 5.6273 | 5.3612 | 2.4029 | 2.0731 | 2.4349 | 2.9284 | 2.4804
| 17FP | Available Headroom | 13FP-11FP | Ml/d | 26.448 |  |  |  | 26.4147 | 26.6275 | 26.2936 | 25.9188 | 27.4096 | 27.1511 | 26.1144 | 24.7342 | 23.3147 | 21.5755 | 19.6102 | 18.0465 | 16.5225 | 14.6976 | 13.1295 | 12.2395 | 11.3569 | 10.1249 | 8.9286 | 7.6782 | 6.4734 | 5.169 | 4.4934 | 3.1309 | 6.9876
| 18FP | Supply Demand Balance | 17FP-16FP | Ml/d | 18.1238 |  |  |  | 17.6981 | 17.2178 | 16.289 | 15.683 | 16.7288 | 18.2509 | 16.9523 | 14.9209 | 12.6928 | 10.6777 | 12.2758 | 10.2918 | 8.4266 | 6.2666 | 4.4081 | 6.896 | 5.9731 | 4.7217 | 3.3013 | 2.317 | 4.0705 | 3.096 | 2.0585 | 0.20249 | 4.5072
|  | Company: | Severn Trent Water
|  | Resource Zone Name: | Nottinghamshire
|  | Resource Zone Number: | -
|  | Planning Scenario Name: | Dry Year Annual Average
|  | Chosen Level of Service: | No more then 3 in 100yr hosepipe ban
Note on H2: The base year may be the same as a pre plan year. This should be made clear. In which case 'base year' data should be input or copied into column I,J,or K.
Note on I2: If not required leave blank - Do not delete the grey columns.
Note on J2: If not required leave blank - Do not delete the grey columns.
Note on K2: If not required leave blank - Do not delete the grey columns.

## WRP6 FP Demand
Table WRP6: Final planning water demand
| Row Ref | Component | Derivation / Impact of preferred options | Unit | Base Year 2011-12 | For info 2012-13 | For info 2013-14 | For info 2014-15 | 2015-16 | 2016-17 | 2017-18 | 2018-19 | 2019-20 | 2020-21 | 2021-22 | 2022-23 | 2023-24 | 2024-25 | 2025-26 | 2026-27 | 2027-28 | 2028-29 | 2029-30 | 2030-31 | 2031-32 | 2032-33 | 2033-34 | 2034-35 | 2035-36 | 2036-37 | 2037-38 | 2038-39 | 2039-40
Consumption | 19FP | Water Delivered Measured Non Household | Calculated BL+Preferred options | Ml/d | 45.9704 | 44.4577 | 43.8623 | 43.3683 | 42.3796 | 41.6843 | 40.9093 | 40.1708 | 39.3587 | 39.1925 | 38.9397 | 38.7068 | 38.3907 | 38.3165 | 37.9615 | 37.7957 | 37.5339 | 37.5007 | 37.3743 | 37.2592 | 37.0484 | 37.0641 | 36.9856 | 36.9201 | 36.7607 | 36.8251 | 36.7954 | 36.7774 | 36.6653
| 20FP | Water Delivered Unmeasured Non Household | Calculated BL+Preferred options | Ml/d | 1.0684 | 1.0684 | 1.0684 | 1.0684 | 1.0684 | 1.0684 | 1.0684 | 1.0684 | 1.0684 | 1.0684 | 1.0684 | 1.0684 | 1.0684 | 1.0684 | 1.0684 | 1.0684 | 1.0684 | 1.0684 | 1.0684 | 1.0684 | 1.0684 | 1.0684 | 1.0684 | 1.0684 | 1.0684 | 1.0684 | 1.0684 | 1.0684 | 1.0684
| 21FP | Water Delivered Measured Household | Calculated BL+Preferred options | Ml/d | 43.1387 | 44.1444 | 45.5101 | 46.9866 | 48.4951 | 50.0466 | 51.6336 | 53.2517 | 54.8954 | 56.0707 | 57.7963 | 59.6609 | 61.584 | 63.5489 | 64.9135 | 66.7733 | 68.6026 | 70.4207 | 72.2135 | 73.8916 | 75.8874 | 77.8766 | 79.8397 | 81.774 | 83.6794 | 85.5692 | 87.4432 | 89.3013 | 91.1433
| 22FP | Water Delivered Unmeasured Household | Calculated BL+Preferred options | Ml/d | 106.0967 | 106.0155 | 104.2779 | 102.4632 | 100.5613 | 98.6132 | 96.6259 | 94.6123 | 92.5809 | 90.8774 | 89.0335 | 87.3441 | 85.6689 | 83.9799 | 83.3481 | 81.7803 | 80.2495 | 78.7322 | 77.2368 | 76.0175 | 74.667 | 73.586 | 72.5197 | 71.4635 | 70.4244 | 69.4168 | 68.4405 | 67.4952 | 66.5809
| 23FP | Measured Non Household - Consumption | 19FP-34FP | Ml/d | 45.3447 | 43.8973 | 43.3019 | 42.8079 | 41.8192 | 41.1239 | 40.3489 | 39.6104 | 38.7983 | 38.6321 | 38.3794 | 38.1464 | 37.8304 | 37.7561 | 37.4011 | 37.2353 | 36.9735 | 36.9403 | 36.8139 | 36.6988 | 36.488 | 36.5037 | 36.4252 | 36.3597 | 36.2003 | 36.2647 | 36.235 | 36.217 | 36.1049
| 24FP | Unmeasured Non Household - Consumption | 20FP-35FP | Ml/d | 1.0308 | 1.0344 | 1.0344 | 1.0344 | 1.0344 | 1.0344 | 1.0344 | 1.0344 | 1.0344 | 1.0344 | 1.0344 | 1.0344 | 1.0344 | 1.0344 | 1.0344 | 1.0344 | 1.0344 | 1.0344 | 1.0344 | 1.0344 | 1.0344 | 1.0344 | 1.0344 | 1.0344 | 1.0344 | 1.0344 | 1.0344 | 1.0344 | 1.0344
| 25FP | Measured Household - Consumption | 21FP-36FP | Ml/d | 38.8907 | 40.1419 | 41.477 | 42.8106 | 44.1777 | 45.5902 | 47.0409 | 48.5251 | 50.0373 | 51.105 | 52.7249 | 54.486 | 56.3075 | 58.1729 | 59.4398 | 61.2039 | 62.9393 | 64.6655 | 66.3681 | 67.9579 | 69.867 | 71.7713 | 73.6512 | 75.5038 | 77.3294 | 79.1408 | 80.9381 | 82.7209 | 84.4893
| 26FP | Unmeasured Household - Consumption | 22FP-37FP | Ml/d | 97.5684 | 98.4184 | 96.7866 | 95.1354 | 93.3952 | 91.6062 | 89.7755 | 87.9157 | 86.0358 | 84.4589 | 82.7395 | 81.1726 | 79.6177 | 78.0468 | 77.5313 | 76.0777 | 74.6591 | 73.2522 | 71.8651 | 70.7525 | 69.5068 | 68.5287 | 67.5636 | 66.6069 | 65.6656 | 64.7541 | 63.8723 | 63.0199 | 62.1969
| 27 - | Percentage of consumption driven by climate change | n/a in WRP6 | - | - | - | - | - | bar: 2015-16 to 2039-40
| 28 - | Volume of consumption driven by climate change | n/a in WRP6 | - | - | - | - | - | bar: 2015-16 to 2039-40
| 29FP | Measured Household - PCC | (25FP*1,000,000)/(WRP6a 51FP*1,000) | l/h/d | 113 | 113 | 112 | 111 | 110 | 110 | 109 | 108 | 108 | 106 | 106 | 106 | 106 | 106 | 105 | 105 | 105 | 105 | 105 | 105 | 105 | 106 | 106 | 107 | 107 | 107 | 108 | 108 | 108
| 29.1FP | Measured toilet flushing | Calculated BL+Preferred options | l/h/d | 18.8048 | 18.5862 | 18.3612 | 18.1341 | 17.9082 | 17.6833 | 17.4601 | 17.2388 | 17.02 | 16.7983 | 16.7214 | 16.641 | 16.5588 | 16.4828 | 16.4026 | 16.3183 | 16.2307 | 16.1417 | 16.0506 | 15.9885 | 16.0243 | 16.0573 | 16.0882 | 16.1174 | 16.1449 | 16.1704 | 16.1941 | 16.2161 | 16.2365
| 29.2FP | Measured personal washing | Calculated BL+Preferred options | l/h/d | 47.8083 | 47.8638 | 47.8921 | 47.9059 | 47.9193 | 47.9309 | 47.9406 | 47.9484 | 47.9544 | 47.945 | 48.206 | 48.4586 | 48.7072 | 48.9528 | 49.1846 | 49.4032 | 49.6109 | 49.8129 | 50.0075 | 50.1942 | 50.2497 | 50.2983 | 50.3419 | 50.3812 | 50.4163 | 50.4466 | 50.4724 | 50.494 | 50.5117
| 29.3FP | Measured clothes washing | Calculated BL+Preferred options | l/h/d | 14.0664 | 13.79 | 13.5038 | 13.2115 | 12.9177 | 12.6218 | 12.3238 | 12.0238 | 11.7218 | 11.4138 | 11.0777 | 10.7393 | 10.3997 | 10.0594 | 9.7149 | 9.3663 | 9.0144 | 8.6607 | 8.3049 | 7.9466 | 7.9853 | 8.0218 | 8.0568 | 8.0905 | 8.1228 | 8.1537 | 8.1831 | 8.2113 | 8.2383
| 29.4FP | Measured dish washing | Calculated BL+Preferred options | l/h/d | 5.4495 | 5.4786 | 5.5035 | 5.5257 | 5.5467 | 5.5666 | 5.5852 | 5.6025 | 5.6186 | 5.6319 | 5.6252 | 5.6176 | 5.6097 | 5.6016 | 5.592 | 5.5809 | 5.5687 | 5.5559 | 5.5423 | 5.5279 | 5.5191 | 5.5094 | 5.499 | 5.488 | 5.4765 | 5.4643 | 5.4515 | 5.4381 | 5.4242
| 29.5FP | Measured miscellaneous internal use | Calculated BL+Preferred options | l/h/d | 16.8315 | 17.103 | 17.3633 | 17.6166 | 17.868 | 18.1171 | 18.3639 | 18.6082 | 18.8503 | 18.9565 | 19.2502 | 19.5411 | 19.8307 | 20.1195 | 20.4033 | 20.6825 | 20.9578 | 21.2312 | 21.502 | 21.5942 | 21.8603 | 22.1238 | 22.3855 | 22.6458 | 22.9045 | 23.1614 | 23.4168 | 23.6707 | 23.9232
| 29.6FP | Measured external use | Calculated BL+Preferred options | l/h/d | 10.6859 | 10.7596 | 10.826 | 10.8881 | 10.9489 | 11.0083 | 11.0663 | 11.1227 | 11.1777 | 11.2282 | 11.2784 | 11.3268 | 11.3745 | 11.4216 | 11.4655 | 11.5065 | 11.5451 | 11.5824 | 11.618 | 11.6519 | 11.6845 | 11.7156 | 11.7455 | 11.7744 | 11.8024 | 11.8293 | 11.8551 | 11.88 | 11.904
| 30FP | Unmeasured Household - PCC | (26FP*1,000,000)/(WRP6a 52FP*1,000) | l/h/d | 142 | 145 | 144 | 143 | 142 | 141 | 140 | 140 | 139 | 138 | 137 | 137 | 136 | 135 | 136 | 136 | 135 | 135 | 134 | 134 | 134 | 134 | 134 | 134 | 134 | 134 | 134 | 134 | 134
| 30.1FP | Unmeasured toilet flushing | Calculated BL+Preferred options | l/h/d | 23.5543 | 23.1911 | 22.8279 | 22.4648 | 22.1016 | 21.7385 | 21.3753 | 21.0121 | 20.649 | 20.2858 | 20.1287 | 19.9716 | 19.8145 | 19.6574 | 19.5002 | 19.3431 | 19.186 | 19.0289 | 18.8718 | 18.7147 | 18.6997 | 18.6847 | 18.6698 | 18.6548 | 18.6399 | 18.6249 | 18.61 | 18.595 | 18.5801
| 30.2FP | Unmeasured personal washing | Calculated BL+Preferred options | l/h/d | 66.3974 | 66.2859 | 66.186 | 66.0977 | 66.0209 | 65.9557 | 65.9021 | 65.8601 | 65.8297 | 65.811 | 65.5964 | 65.3876 | 65.1845 | 64.9872 | 64.7956 | 64.6098 | 64.4297 | 64.2553 | 64.0867 | 63.9238 | 63.8349 | 63.746 | 63.6571 | 63.5682 | 63.4792 | 63.3903 | 63.3014 | 63.2125 | 63.1236
| 30.3FP | Unmeasured clothes washing | Calculated BL+Preferred options | l/h/d | 17.2825 | 16.9115 | 16.5405 | 16.1695 | 15.7985 | 15.4275 | 15.0565 | 14.6855 | 14.3145 | 13.9435 | 13.545 | 13.1465 | 12.748 | 12.3496 | 11.9511 | 11.5526 | 11.1541 | 10.7556 | 10.3571 | 9.9586 | 9.9586 | 9.9586 | 9.9586 | 9.9586 | 9.9586 | 9.9586 | 9.9586 | 9.9586 | 9.9586
| 30.4FP | Unmeasured dish washing | Calculated BL+Preferred options | l/h/d | 5.9999 | 6.0023 | 6.0043 | 6.0057 | 6.0066 | 6.0069 | 6.0068 | 6.0062 | 6.005 | 6.0034 | 6.0017 | 5.9996 | 5.9969 | 5.9938 | 5.9902 | 5.9861 | 5.9815 | 5.9765 | 5.971 | 5.965 | 5.9636 | 5.9616 | 5.9592 | 5.9562 | 5.9528 | 5.9489 | 5.9444 | 5.9395 | 5.934
| 30.5FP | Unmeasured miscellaneous internal use | Calculated BL+Preferred options | l/h/d | 22.3126 | 22.4748 | 22.637 | 22.7992 | 22.9614 | 23.1235 | 23.2857 | 23.4479 | 23.6101 | 23.7723 | 23.9936 | 24.215 | 24.4364 | 24.6577 | 24.8791 | 25.1004 | 25.3218 | 25.5431 | 25.7645 | 25.9859 | 26.2072 | 26.4286 | 26.6499 | 26.8713 | 27.0927 | 27.314 | 27.5354 | 27.7567 | 27.9781
| 30.6FP | Unmeasured external use | Calculated BL+Preferred options | l/h/d | 12.8928 | 12.8971 | 12.9013 | 12.9056 | 12.9098 | 12.914 | 12.9183 | 12.9225 | 12.9267 | 12.931 | 12.9352 | 12.9394 | 12.9437 | 12.9479 | 12.9522 | 12.9564 | 12.9606 | 12.9649 | 12.9691 | 12.9733 | 12.9776 | 12.9818 | 12.986 | 12.9903 | 12.9945 | 12.9988 | 13.003 | 13.0072 | 13.0115
| 31FP | Average Household - PCC | ((25FP+26FP)*1,000,000))/(WRP6a 51FP+52FP*1,000) | l/h/d | 132.263 | 134.0444 | 132.7152 | 131.433 | 130.1463 | 128.9054 | 127.7079 | 126.5517 | 125.4349 | 124.2151 | 123.3955 | 122.6134 | 121.8654 | 121.1607 | 120.8688 | 120.2273 | 119.6094 | 119.0149 | 118.4539 | 118.0299 | 117.807 | 117.7923 | 117.7875 | 117.7975 | 117.8159 | 117.8427 | 117.8774 | 117.9197 | 117.9691
| 32FP | Water Taken Unbilled | Calculated BL+Preferred options | Ml/d | 4.5297 | 3.1531 | 3.1531 | 3.1531 | 3.1531 | 3.1531 | 3.1531 | 3.1531 | 3.1531 | 3.1531 | 3.1531 | 3.1531 | 3.1531 | 3.1531 | 3.1531 | 3.1531 | 3.1531 | 3.1531 | 3.1531 | 3.1531 | 3.1531 | 3.1531 | 3.1531 | 3.1531 | 3.1531 | 3.1531 | 3.1531 | 3.1531 | 3.1531
| 33FP | Distribution System Operational Use | Calculated BL+Preferred options | Ml/d | 0.66669 | 0.65956 | 0.65956 | 0.65956 | 0.65956 | 0.65956 | 0.65956 | 0.65956 | 0.65956 | 0.65956 | 0.65956 | 0.65956 | 0.65956 | 0.65956 | 0.65956 | 0.65956 | 0.65956 | 0.65956 | 0.65956 | 0.65956 | 0.65956 | 0.65956 | 0.65956 | 0.65956 | 0.65956 | 0.65956 | 0.65956 | 0.65956 | 0.65956
Leakage | 34FP | Measured Non Household - USPL | Calculated BL+Preferred options | Ml/d | 0.62574 | 0.56038 | 0.56038 | 0.56038 | 0.56038 | 0.56038 | 0.56038 | 0.56038 | 0.56038 | 0.56038 | 0.56038 | 0.56038 | 0.56038 | 0.56038 | 0.56038 | 0.56038 | 0.56038 | 0.56038 | 0.56038 | 0.56038 | 0.56038 | 0.56038 | 0.56038 | 0.56038 | 0.56038 | 0.56038 | 0.56038 | 0.56038 | 0.56038
| 35FP | Unmeasured Non Household - USPL | Calculated BL+Preferred options | Ml/d | 0.037575 | 0.03401 | 0.03401 | 0.03401 | 0.03401 | 0.03401 | 0.03401 | 0.03401 | 0.03401 | 0.03401 | 0.03401 | 0.03401 | 0.03401 | 0.03401 | 0.03401 | 0.03401 | 0.03401 | 0.03401 | 0.03401 | 0.03401 | 0.03401 | 0.03401 | 0.03401 | 0.03401 | 0.03401 | 0.03401 | 0.03401 | 0.03401 | 0.03401
| 36FP | Measured Household - USPL | Calculated BL+Preferred options | Ml/d | 4.248 | 4.0024 | 4.0331 | 4.1761 | 4.3175 | 4.4564 | 4.5927 | 4.7266 | 4.8581 | 4.9658 | 5.0714 | 5.175 | 5.2765 | 5.3761 | 5.4737 | 5.5694 | 5.6632 | 5.7552 | 5.8454 | 5.9338 | 6.0204 | 6.1053 | 6.1885 | 6.2701 | 6.35 | 6.4284 | 6.5051 | 6.5803 | 6.654
| 37FP | Unmeasured Household - USPL | Calculated BL+Preferred options | Ml/d | 8.5283 | 7.5971 | 7.4913 | 7.3279 | 7.1661 | 7.007 | 6.8505 | 6.6965 | 6.5451 | 6.4184 | 6.2939 | 6.1715 | 6.0513 | 5.933 | 5.8168 | 5.7026 | 5.5904 | 5.4801 | 5.3716 | 5.2651 | 5.1603 | 5.0573 | 4.9561 | 4.8566 | 4.7588 | 4.6627 | 4.5682 | 4.4753 | 4.384
| 38FP | Void Properties - USPL | Calculated BL+Preferred options | Ml/d | 0.61 | 0.60814 | 0.61 | 0.61 | 0.61 | 0.61 | 0.61 | 0.61 | 0.61 | 0.61 | 0.61 | 0.61 | 0.61 | 0.61 | 0.61 | 0.61 | 0.61 | 0.61 | 0.61 | 0.61 | 0.61 | 0.61 | 0.61 | 0.61 | 0.61 | 0.61 | 0.61 | 0.61 | 0.61
| 39FP | Distribution Losses | Calculated BL+Preferred options | Ml/d | 35.2421 | 35.0689 | 35.8991 | 35.9206 | 35.692 | 34.9923 | 34.9224 | 34.8525 | 32.9824 | 33.0014 | 32.8303 | 32.6891 | 32.5978 | 32.5565 | 32.5651 | 32.4236 | 32.332 | 32.3103 | 32.1286 | 32.0168 | 31.9649 | 31.773 | 31.651 | 31.5889 | 31.5868 | 31.4445 | 30.7523 | 30.7199 | 30.5475
| 40FP | Total Leakage | Sum(34FP:39FP) | Ml/d | 49.2918 | 47.8709 | 48.6278 | 48.6289 | 48.38 | 47.66 | 47.57 | 47.48 | 45.59 | 45.59 | 45.4 | 45.24 | 45.13 | 45.07 | 45.06 | 44.9 | 44.79 | 44.75 | 44.55 | 44.42 | 44.35 | 44.14 | 44 | 43.92 | 43.9 | 43.74 | 43.03 | 42.98 | 42.79
| 41FP | Total Leakage | (40FP*1,000,000)/(WRP6a 48FP*1,000) | l/prop/d | 106.0111 | 102.4708 | 104.3459 | 104.0933 | 102.2792 | 100.4111 | 99.8272 | 99.1973 | 94.7806 | 94.2536 | 93.279 | 92.316 | 91.4069 | 90.5521 | 89.8195 | 88.821 | 87.9435 | 87.197 | 86.1524 | 85.2578 | 84.4914 | 83.4715 | 82.5979 | 81.8489 | 81.2216 | 80.3462 | 78.4801 | 77.8356 | 77.4266
|  | Company: | Severn Trent Water
|  | Resource Zone Name: | Nottinghamshire
|  | Resource Zone Number: | -
|  | Planning Scenario Name: | Dry Year Annual Average
|  | Chosen Level of Service: | No more then 3 in 100yr hosepipe ban
Note on D3: Row refs 20-23FP are not included as there is no final planning version of BL1a - Licences.
Note on E12: Value is not added into the SDB it is for information only.
Note on H2: The base year may be the same as a pre plan year. This should be made clear. In which case 'base year' data should be input or copied into column I,J,or K.
Note on I2: If not required leave blank - Do not delete the grey columns.
Note on J2: If not required leave blank - Do not delete the grey columns.
Note on K2: If not required leave blank - Do not delete the grey columns.

## WRP6a FP Customers
Table WRP6a: Final planning customers
| Row Ref | Component | Derivation | Unit | Base Year 2011-12 | For info 2012-13 | For info 2013-14 | For info 2014-15 | 2015-16 | 2016-17 | 2017-18 | 2018-19 | 2019-20 | 2020-21 | 2021-22 | 2022-23 | 2023-24 | 2024-25 | 2025-26 | 2026-27 | 2027-28 | 2028-29 | 2029-30 | 2030-31 | 2031-32 | 2032-33 | 2033-34 | 2034-35 | 2035-36 | 2036-37 | 2037-38 | 2038-39 | 2039-40
Customer: Properties | 42FP | Measured Non Household - Properties | Input (total) | 000's | 20.9334 | 20.6717 | 20.6102 | 20.5487 | 20.4948 | 20.4488 | 20.4104 | 20.3797 | 20.3568 | 20.3303 | 20.3037 | 20.2772 | 20.2506 | 20.2241 | 20.1976 | 20.171 | 20.1445 | 20.1179 | 20.0914 | 20.0612 | 20.0311 | 20.0009 | 19.9707 | 19.9406 | 19.9104 | 19.8803 | 19.8501 | 19.8199 | 19.7898
| 43FP | Unmeasured Non Household - Properties | Input (total) | 000's | 1.257 | 1.2143 | 1.1684 | 1.1224 | 1.0764 | 1.0304 | 0.98445 | 0.93847 | 0.89249 | 0.8495 | 0.80652 | 0.76353 | 0.72054 | 0.67755 | 0.63456 | 0.59158 | 0.54859 | 0.5056 | 0.46261 | 0.42261 | 0.38262 | 0.34262 | 0.30262 | 0.26262 | 0.22262 | 0.18263 | 0.14263 | 0.10263 | 0.062632
| 44FP | All void non-households - properties | Input (voids in each year) | 000's | 3.4346 | 3.4346 | 3.4346 | 3.4346 | 3.4346 | 3.4346 | 3.4346 | 3.4346 | 3.4346 | 3.4346 | 3.4346 | 3.4346 | 3.4346 | 3.4346 | 3.4346 | 3.4346 | 3.4346 | 3.4346 | 3.4346 | 3.4346 | 3.4346 | 3.4346 | 3.4346 | 3.4346 | 3.4346 | 3.4346 | 3.4346 | 3.4346 | 0
| 45FP | Measured Household - Properties | Pre-plan year = input. Forecast years = pre plan + sum(45.2fp:45.7fp)+ all previous 45.1fp | 000's | 145.4898 | 151.1836 | 158.4477 | 165.5899 | 177.3762 | 184.8367 | 192.4399 | 200.1867 | 208.0793 | 215.4069 | 222.9835 | 230.8101 | 238.8878 | 247.2185 | 255.4269 | 263.4529 | 271.3639 | 279.3132 | 287.1945 | 295.0088 | 302.755 | 310.4362 | 318.0544 | 325.6096 | 333.1038 | 340.538 | 347.9132 | 355.2304 | 362.4906
| 45.1FP | New properties | Input (new builds in each year) | 000's | 2.0891 | 1.742 | 1.7751 | 1.7751 | 2.0118 | 2.2485 | 2.4852 | 2.7219 | 2.9585 | 3.2856 | 3.6126 | 3.9396 | 4.2667 | 4.5937 | 4.5444 | 4.434 | 4.389 | 4.4973 | 4.4973 | 4.4973 | 4.4942 | 4.4942 | 4.4942 | 4.4942 | 4.4942 | 4.4942 | 4.4942 | 4.4942 | 4.4942
| 45.2FP | Meter optants - properties | Input (cumulate from the 2015-16 starting point) | 000's | 4.793 | 5.852 | 5.575 | 5.453 | 5.394 | 10.692 | 15.896 | 21.007 | 26.027 | 30.155 | 34.205 | 38.178 | 42.075 | 45.898 | 49.648 | 53.326 | 56.934 | 60.472 | 63.942 | 67.345 | 70.683 | 73.956 | 77.166 | 80.313 | 83.399 | 86.425 | 89.392 | 92.301 | 95.153
| 45.3FP | Compulsory metering - properties | Input (cumulate from the 2015-16 starting point) | 000's | 0 | 0 | 0 | 0 | 0 | 0 | 0 | 0 | 0 | 0 | 0 | 0 | 0 | 0 | 0 | 0 | 0 | 0 | 0 | 0 | 0 | 0 | 0 | 0 | 0 | 0 | 0 | 0 | 0
| 45.4FP | Metering on change of occupancy - properties | Input (cumulate from the 2015-16 starting point) | 000's | 0 | 0 | 0 | 0 | 0 | 0 | 0 | 0 | 0 | 0 | 0 | 0 | 0 | 0 | 0 | 0 | 0 | 0 | 0 | 0 | 0 | 0 | 0 | 0 | 0 | 0 | 0 | 0 | 0
| 45.5FP | Selective metering properties | Input (cumulate from the 2015-16 starting point) | 000's | 0 | 0 | 0 | 0 | 0 | 0 | 0 | 0 | 0 | 0 | 0 | 0 | 0 | 0 | 0 | 0 | 0 | 0 | 0 | 0 | 0 | 0 | 0 | 0 | 0 | 0 | 0 | 0 | 0
| 45.6FP | Other changes to existing metering - properties | Input (cumulate from the 2015-16 starting point) | 000's | -0.091 | -0.087 | -0.086 | -0.086 | -0.086 | -0.172 | -0.258 | -0.344 | -0.43 | -0.516 | -0.602 | -0.688 | -0.774 | -0.86 | -0.946 | -1.032 | -1.118 | -1.204 | -1.29 | -1.376 | -1.462 | -1.548 | -1.634 | -1.72 | -1.806 | -1.892 | -1.978 | -2.064 | -2.15
| 45.7FP | Measured void households - properties | Input (voids in each year) | 000's | 4.4665 | 4.4665 | 4.4665 | 4.4665 | 4.4665 | 4.4665 | 4.4665 | 4.4665 | 4.4665 | 4.4665 | 4.4665 | 4.4665 | 4.4665 | 4.4665 | 4.4665 | 4.4665 | 4.4665 | 4.4665 | 4.4665 | 4.4665 | 4.4665 | 4.4665 | 4.4665 | 4.4665 | 4.4665 | 4.4665 | 4.4665 | 4.4665 | 4.4665
| 46FP | Unmeasured households - properties (excl void) | Input (total) | 000's | 281.6405 | 276.1674 | 270.152 | 264.2587 | 258.4244 | 252.686 | 247.0417 | 241.4904 | 236.03 | 231.4617 | 226.9714 | 222.558 | 218.2207 | 213.9574 | 209.767 | 205.6487 | 201.6004 | 197.622 | 193.7117 | 189.8684 | 186.09 | 182.3767 | 178.7264 | 175.139 | 171.6127 | 168.1464 | 164.739 | 161.3897 | 158.0974
| 47FP | Unmeasured void households - properties | Input (voids in each year) | 000's | 12.2124 | 12.2124 | 12.2124 | 12.2124 | 12.2124 | 12.2124 | 12.2124 | 12.2124 | 12.2124 | 12.2124 | 12.2124 | 12.2124 | 12.2124 | 12.2124 | 12.2124 | 12.2124 | 12.2124 | 12.2124 | 12.2124 | 12.2124 | 12.2124 | 12.2124 | 12.2124 | 12.2124 | 12.2124 | 12.2124 | 12.2124 | 12.2124 | 12.2124
| 48FP | Total Resource Zone Properties | SUM(42fp:45fp)+46fp+47fp | 000's | 464.9677 | 464.884 | 466.0253 | 467.1666 | 473.0188 | 474.6489 | 476.5234 | 478.6423 | 481.0056 | 483.6953 | 486.7121 | 490.0558 | 493.7267 | 497.7245 | 501.673 | 505.5111 | 509.3043 | 513.2057 | 517.1071 | 521.0079 | 524.9056 | 528.8034 | 532.7011 | 536.5988 | 540.4965 | 544.3942 | 548.2919 | 552.1896 | 552.6527
Customer: Population | 49FP | Measured Non Household - Population | Input (total) | 000's | 17.202 | 24.739 | 24.739 | 24.739 | 24.739 | 24.739 | 24.739 | 24.739 | 24.739 | 24.739 | 24.739 | 24.739 | 24.739 | 24.739 | 24.739 | 24.739 | 24.739 | 24.739 | 24.739 | 24.739 | 24.739 | 24.739 | 24.739 | 24.739 | 24.739 | 24.739 | 24.739 | 24.739 | 24.739
| 50FP | Unmeasured Non Household - Population | Input (total) | 000's | 0 | 0 | 0 | 0 | 0 | 0 | 0 | 0 | 0 | 0 | 0 | 0 | 0 | 0 | 0 | 0 | 0 | 0 | 0 | 0 | 0 | 0 | 0 | 0 | 0 | 0 | 0 | 0 | 0
| 51FP | Measured Household - Population | Pre-plan year = input. Forecast years = pre plan + sum(51.2fp:51.6fp)+ all previous 51.1fp | 000's | 343.5007 | 355.5377 | 370.3841 | 385.2318 | 400.5265 | 416.1526 | 432.0578 | 448.2153 | 464.5876 | 479.9946 | 495.6469 | 512.5024 | 529.8084 | 547.3319 | 564.6618 | 581.5802 | 598.2593 | 614.8284 | 631.0869 | 647.2065 | 662.939 | 678.5586 | 693.8779 | 708.8234 | 723.4584 | 737.9088 | 752.1758 | 766.2617 | 780.168
| 51.1FP | New properties population | Input (population associated with the year's new builds) | 000's | 5.043 | 4.209 | 4.308 | 4.326 | 4.919 | 5.511 | 6.102 | 6.69 | 7.274 | 8.074 | 8.867 | 9.671 | 10.472 | 11.265 | 11.137 | 10.858 | 10.741 | 10.996 | 10.983 | 10.972 | 10.949 | 10.936 | 10.922 | 10.905 | 10.886 | 10.869 | 10.852 | 10.836 | 10.821
| 51.2FP | Meter optants population | Input (cumulate from the 2015-16 starting point) | 000's | 7.046 | 8.612 | 8.256 | 8.187 | 8.208 | 16.374 | 24.493 | 32.559 | 40.568 | 47.223 | 53.807 | 60.316 | 66.76 | 73.138 | 79.448 | 85.69 | 91.867 | 97.978 | 104.024 | 110.004 | 115.921 | 121.773 | 127.563 | 133.289 | 138.953 | 144.555 | 150.096 | 155.578 | 161.002
| 51.3FP | Compulsory metering population | Input (cumulate from the 2015-16 starting point) | 000's | 0 | 0 | 0 | 0 | 0 | 0 | 0 | 0 | 0 | 0 | 0 | 0 | 0 | 0 | 0 | 0 | 0 | 0 | 0 | 0 | 0 | 0 | 0 | 0 | 0 | 0 | 0 | 0 | 0
| 51.4FP | Metering on change of occupancy population | Input (cumulate from the 2015-16 starting point) | 000's | 0 | 0 | 0 | 0 | 0 | 0 | 0 | 0 | 0 | 0 | 0 | 0 | 0 | 0 | 0 | 0 | 0 | 0 | 0 | 0 | 0 | 0 | 0 | 0 | 0 | 0 | 0 | 0 | 0
| 51.5FP | Selective metering population | Input (cumulate from the 2015-16 starting point) | 000's | 0 | 0 | 0 | 0 | 0 | 0 | 0 | 0 | 0 | 0 | 0 | 0 | 0 | 0 | 0 | 0 | 0 | 0 | 0 | 0 | 0 | 0 | 0 | 0 | 0 | 0 | 0 | 0 | 0
| 51.6FP | Other changes to existing measured population | Input (cumulate from the 2015-16 starting point) | 000's | 0 | -0.78401 | 2.2825 | 2.3347 | 2.1676 | 4.1167 | 5.801 | 7.2025 | 8.2918 | 8.9698 | 9.171 | 9.8465 | 10.2366 | 10.117 | 10 | 9.8184 | 9.5794 | 9.0415 | 8.271 | 7.4386 | 6.3052 | 5.1367 | 3.7441 | 2.0585 | 0.14353 | -1.877 | -4.003 | -6.2351 | -8.5738
| 52FP | Unmeasured Household - Population | Input (total) | 000's | 688.2243 | 678.1523 | 671.4225 | 664.3214 | 656.5367 | 648.1661 | 639.2646 | 629.9274 | 620.2235 | 611.3698 | 602.1599 | 593.89 | 585.5637 | 576.9577 | 568.5588 | 560.2697 | 552.1387 | 543.9981 | 535.8927 | 528.0067 | 520.1301 | 512.5213 | 505.0169 | 497.575 | 490.2568 | 483.1676 | 476.3064 | 469.6713 | 463.2609
| 53FP | Total Resource Zone Population | 49FP+Sum(50FP:52FP) | 000's | 1048.927 | 1058.429 | 1066.5457 | 1074.2923 | 1081.8022 | 1089.0577 | 1096.0614 | 1102.8817 | 1109.5501 | 1116.1034 | 1122.5457 | 1131.1314 | 1140.1112 | 1149.0286 | 1157.9597 | 1166.589 | 1175.1369 | 1183.5655 | 1191.7186 | 1199.9522 | 1207.8081 | 1215.8189 | 1223.6339 | 1231.1373 | 1238.4542 | 1245.8154 | 1253.2212 | 1260.672 | 1268.168
Occupancy | 54FP | Measured Household - Occupancy Rate (average) (excl voids) | 51FP/(45FP-45.7FP) | h/prop | 2.4358 | 2.4233 | 2.4054 | 2.3909 | 2.3164 | 2.3072 | 2.2985 | 2.2901 | 2.2817 | 2.2755 | 2.2682 | 2.2643 | 2.2601 | 2.2547 | 2.25 | 2.2456 | 2.2415 | 2.237 | 2.2321 | 2.2276 | 2.2225 | 2.2177 | 2.2127 | 2.2072 | 2.2014 | 2.1957 | 2.1901 | 2.1846 | 2.1791
| 54.1FP | New properties - occupancy | 51.1FP/45.1FP | h/prop | 2.4139 | 2.4162 | 2.4269 | 2.437 | 2.4451 | 2.451 | 2.4554 | 2.4579 | 2.4586 | 2.4574 | 2.4545 | 2.4548 | 2.4544 | 2.4523 | 2.4507 | 2.4488 | 2.4473 | 2.445 | 2.4421 | 2.4397 | 2.4363 | 2.4334 | 2.4302 | 2.4265 | 2.4222 | 2.4185 | 2.4147 | 2.4111 | 2.4078
| 54.2FP | Meter optants - occupancy | 51.2FP/45.2FP | h/prop | 1.4701 | 1.4716 | 1.4809 | 1.5014 | 1.5217 | 1.5314 | 1.5408 | 1.5499 | 1.5587 | 1.566 | 1.5731 | 1.5799 | 1.5867 | 1.5935 | 1.6002 | 1.6069 | 1.6136 | 1.6202 | 1.6268 | 1.6334 | 1.64 | 1.6466 | 1.6531 | 1.6596 | 1.6661 | 1.6726 | 1.6791 | 1.6856 | 1.692
| 54.3FP | Compulsory metering - occupancy | 51.3FP/45.3FP | h/prop | 0 | 0 | 0 | 0 | 0 | 0 | 0 | 0 | 0 | 0 | 0 | 0 | 0 | 0 | 0 | 0 | 0 | 0 | 0 | 0 | 0 | 0 | 0 | 0 | 0 | 0 | 0 | 0 | 0
| 54.4FP | Metering on change of occupancy - occupancy | 51.4FP/45.4FP | h/prop | 0 | 0 | 0 | 0 | 0 | 0 | 0 | 0 | 0 | 0 | 0 | 0 | 0 | 0 | 0 | 0 | 0 | 0 | 0 | 0 | 0 | 0 | 0 | 0 | 0 | 0 | 0 | 0 | 0
| 54.5FP | Selective metering properties - occupancy | 51.5FP/45.5FP | h/prop | 0 | 0 | 0 | 0 | 0 | 0 | 0 | 0 | 0 | 0 | 0 | 0 | 0 | 0 | 0 | 0 | 0 | 0 | 0 | 0 | 0 | 0 | 0 | 0 | 0 | 0 | 0 | 0 | 0
| 54.6FP | Other changes to existing metering - occupancy | 51.6FP/45.6FP | h/prop | 0 | 9.0116 | -26.5406 | -27.1477 | -25.2049 | -23.9345 | -22.4844 | -20.9374 | -19.2831 | -17.3832 | -15.2343 | -14.3118 | -13.2256 | -11.764 | -10.5708 | -9.514 | -8.5684 | -7.5096 | -6.4117 | -5.406 | -4.3127 | -3.3183 | -2.2914 | -1.1968 | -0.079476 | 0.99209 | 2.0238 | 3.0209 | 3.9878
| 55FP | Unmeasured Household - Occupancy Rate | 52FP/46FP | h/prop | 2.4436 | 2.4556 | 2.4854 | 2.5139 | 2.5405 | 2.5651 | 2.5877 | 2.6085 | 2.6277 | 2.6413 | 2.653 | 2.6685 | 2.6834 | 2.6966 | 2.7104 | 2.7244 | 2.7388 | 2.7527 | 2.7664 | 2.7809 | 2.795 | 2.8102 | 2.8256 | 2.841 | 2.8568 | 2.8735 | 2.8913 | 2.9102 | 2.9302
Metering | 56FP | Total Household Metering penetration (excl. voids) | (45FP-45.7FP)/(45FP-45.7FP+46FP) | % | 33.37% | 34.69% | 36.3% | 37.88% | 40.09% | 41.65% | 43.21% | 44.77% | 46.31% | 47.68% | 49.05% | 50.42% | 51.79% | 53.15% | 54.47% | 55.74% | 56.97% | 58.17% | 59.34% | 60.48% | 61.58% | 62.65% | 63.7% | 64.71% | 65.69% | 66.65% | 67.58% | 68.49% | 69.37%
| 57FP | Total Household Metering penetration (incl. voids) | 45FP/(45FP+46FP+47FP) | % | 33.12% | 34.39% | 35.94% | 37.46% | 39.59% | 41.1% | 42.6% | 44.1% | 45.6% | 46.92% | 48.25% | 49.57% | 50.9% | 52.22% | 53.5% | 54.74% | 55.93% | 57.1% | 58.24% | 59.35% | 60.42% | 61.47% | 62.49% | 63.48% | 64.44% | 65.38% | 66.29% | 67.17% | 68.03%
|  | Company: | Severn Trent Water
|  | Resource Zone Name: | Nottinghamshire
|  | Resource Zone Number: | -
|  | Planning Scenario Name: | Dry Year Annual Average
|  | Chosen Level of Service: | No more then 3 in 100yr hosepipe ban
Note on H2: The base year may be the same as a pre plan year. This should be made clear. In which case 'base year' data should be input or copied into column I,J,or K.
Note on H6: Base year FP will be the same as base year BL By adding the components 45.1FP to 45.7FP to this the total measured household properties can be calculated. This is only an issue in the base year. Subsequently the impact of components 45.1FP to 45.7FP are added to the previous year's 45FP to automatically calculate the total measured household population.
Note on H19: Base year 51FP will be the same as base year 51BL. By adding the components 51.1FP to 51.6FP to this the total measured household population can be calculated. This is only an issue in the base year. Subsequently the impact of components 51.1FP to 51.6FP are added to the previous year's 51FP to automatically calculate the total measured household population.
Note on I2: If not required leave blank - Do not delete the grey columns.
Note on J2: If not required leave blank - Do not delete the grey columns.
Note on K2: If not required leave blank - Do not delete the grey columns.
Note on K6: The value in this cell should not include voids as this is the total number of measured households in the year preceding the start of the planning period. With the exception of voids all other categories of measured households represent an overall cumulating increase in the total number of measured households. Voids fluctuate yearly and do not contribute to the ongoing annual increase in measured households and so the value for the year prior to the first year of the planning period should exclude the voids for that year.

## WRP6b Weighted FP Demand
Ofwat requires weighted average final planning demand to determine the company's revenue forecast.
Table WRP6b: Weighted average final planning demand
| Row Ref | Component | Derivation | Unit | Base Year 2011/12 | Pre plan 2013-13 | Pre plan 2013-14 | Pre plan 2014-15 | 2015-16 | 2016-17 | 2017-18 | 2018-19 | 2019-20 | 2020-21 | 2021-22 | 2022-23 | 2023-24 | 2024-25 | 2025-26 | 2026-27 | 2027-28 | 2028-29 | 2029-30 | 2030-31 | 2031-32 | 2032-33 | 2033-34 | 2034-35 | 2035-36 | 2036-37 | 2037-38 | 2038-39 | 2039-40
| 11FPOFWAT | Weighted Annual Average Demand (Distribution Input) | WRP2b 11BL - Sum of preferred customer and distribution side options | Ml/d | 230.7117 | 228.5957 | 228.4533 | 227.6384 | 226.0252 | 224.2329 | 222.9892 | 221.7877 | 218.7216 | 218.0528 | 217.5036 | 217.285 | 217.1033 | 217.2414 | 217.6054 | 217.5693 | 217.4939 | 217.7199 | 217.6905 | 217.908 | 218.2437 | 218.9276 | 219.5767 | 220.2814 | 220.9413 | 221.7003 | 221.8301 | 222.6463 | 223.2427
| - | - | - | - | - | - | - | -
| 19FPOFWAT | Weighted Annual Average Water Delivered Measured Non Household | WRP2b 19BLOFWAT - WRP3c 61.3c | Ml/d | 45.9704 | 44.4577 | 43.8623 | 43.3683 | 42.3796 | 41.6843 | 40.9093 | 40.1708 | 39.3587 | 39.1925 | 38.9397 | 38.7068 | 38.3907 | 38.3165 | 37.9615 | 37.7957 | 37.5339 | 37.5007 | 37.3743 | 37.2592 | 37.0484 | 37.0641 | 36.9856 | 36.9201 | 36.7607 | 36.8251 | 36.7954 | 36.7774 | 36.6653
| 20FPOFWAT | Weighted Annual Average Water Delivered Unmeasured Non Household | WRP2b 20BLOFWAT - WRP3c 61.4c | Ml/d | 1.0684 | 1.0684 | 1.0684 | 1.0684 | 1.0684 | 1.0684 | 1.0684 | 1.0684 | 1.0684 | 1.0684 | 1.0684 | 1.0684 | 1.0684 | 1.0684 | 1.0684 | 1.0684 | 1.0684 | 1.0684 | 1.0684 | 1.0684 | 1.0684 | 1.0684 | 1.0684 | 1.0684 | 1.0684 | 1.0684 | 1.0684 | 1.0684 | 1.0684
| 21FPOFWAT | Weighted Annual Average Water Delivered Measured Household | WRP2b 21BLOFWAT - WRP3c 61.1c | Ml/d | 41.2195 | 42.1649 | 43.4558 | 44.8585 | 46.2913 | 47.766 | 49.2754 | 50.8152 | 52.3803 | 53.4863 | 55.1284 | 56.9035 | 58.7349 | 60.6069 | 61.8803 | 63.6518 | 65.3947 | 67.1274 | 68.837 | 70.4379 | 72.3404 | 74.2368 | 76.1084 | 77.953 | 79.7703 | 81.5729 | 83.3604 | 85.1329 | 86.8903
| 22FPOFWAT | Weighted Annual Average Water Delivered Unmeasured Household | WRP2b 22BLOFWAT - WRP3c 61.2c | Ml/d | 101.4048 | 101.415 | 99.7451 | 98 | 96.1712 | 94.2993 | 92.391 | 90.4582 | 88.5092 | 86.8816 | 85.1141 | 83.4945 | 81.8888 | 80.2704 | 79.7074 | 78.2071 | 76.7422 | 75.2904 | 73.8596 | 72.7031 | 71.3989 | 70.3627 | 69.3406 | 68.3283 | 67.3325 | 66.3668 | 65.431 | 64.525 | 63.6485
| 32FPOFWAT | Weighted Annual Average Water Taken Unbilled | WRP2b 32BLOFWAT - WRP3c 61.5c | Ml/d | 4.5297 | 3.1531 | 3.1531 | 3.1531 | 3.1531 | 3.1531 | 3.1531 | 3.1531 | 3.1531 | 3.1531 | 3.1531 | 3.1531 | 3.1531 | 3.1531 | 3.1531 | 3.1531 | 3.1531 | 3.1531 | 3.1531 | 3.1531 | 3.1531 | 3.1531 | 3.1531 | 3.1531 | 3.1531 | 3.1531 | 3.1531 | 3.1531 | 3.1531
| 33FPOFWAT | Weighted Annual Average Distribution System Operational Use | WRP2b 33BLOFWAT - WRP3c 59.2c | Ml/d | 0.66669 | 0.65956 | 0.65956 | 0.65956 | 0.65956 | 0.65956 | 0.65956 | 0.65956 | 0.65956 | 0.65956 | 0.65956 | 0.65956 | 0.65956 | 0.65956 | 0.65956 | 0.65956 | 0.65956 | 0.65956 | 0.65956 | 0.65956 | 0.65956 | 0.65956 | 0.65956 | 0.65956 | 0.65956 | 0.65956 | 0.65956 | 0.65956 | 0.65956
| 38FPOFWAT | Weighted Annual Average Void Properties - USPL | WRP2b 38BLOFWAT - WRP3c 61.10c | Ml/d | 0.61 | 0.60814 | 0.61 | 0.61 | 0.61 | 0.61 | 0.61 | 0.61 | 0.61 | 0.61 | 0.61 | 0.61 | 0.61 | 0.61 | 0.61 | 0.61 | 0.61 | 0.61 | 0.61 | 0.61 | 0.61 | 0.61 | 0.61 | 0.61 | 0.61 | 0.61 | 0.61 | 0.61 | 0.61
| 39FPOFWAT | Weighted Annual Average Distribution Losses | WRP2b 39BLOFWAT - WRP3c 59.1c | Ml/d | 35.2421 | 35.0689 | 35.8991 | 35.9206 | 35.692 | 34.9923 | 34.9224 | 34.8525 | 32.9824 | 33.0014 | 32.8303 | 32.6891 | 32.5978 | 32.5565 | 32.5651 | 32.4236 | 32.332 | 32.3103 | 32.1286 | 32.0168 | 31.9649 | 31.773 | 31.651 | 31.5889 | 31.5868 | 31.4445 | 30.7523 | 30.7199 | 30.5475
|  | Company: | Severn Trent Water
|  | Resource Zone Name: | Nottinghamshire
|  | Resource Zone Number: | - |  | README
|  | Planning Scenario Name: | Dry Year Annual Average
|  | Chosen Level of Service: | No more then 3 in 100yr hosepipe ban
[9 empty] | %'WRP2b Weighted BL Demand'!L$4-(SUMIF('WRP3c Preferred (utilisation)'!$V:$V,"Total distribution side (Ml/d)",'WRP3c Preferred (utilisation)'!Y:Y)+SUMIF('WRP3c Preferred (utilisation)'!$V:$V,"Total customer side (Ml/d)",'WRP3c Preferred (utilisation)'!Y:Y)) | %'WRP2b Weighted BL Demand'!M$4-(SUMIF('WRP3c Preferred (utilisation)'!$V:$V,"Total distribution side (Ml/d)",'WRP3c Preferred (utilisation)'!Z:Z)+SUMIF('WRP3c Preferred (utilisation)'!$V:$V,"Total customer side (Ml/d)",'WRP3c Preferred (utilisation)'!Z:Z)) | %'WRP2b Weighted BL Demand'!N$4-(SUMIF('WRP3c Preferred (utilisation)'!$V:$V,"Total distribution side (Ml/d)",'WRP3c Preferred (utilisation)'!AA:AA)+SUMIF('WRP3c Preferred (utilisation)'!$V:$V,"Total customer side (Ml/d)",'WRP3c Preferred (utilisation)'!AA:AA)) | %'WRP2b Weighted BL Demand'!O$4-(SUMIF('WRP3c Preferred (utilisation)'!$V:$V,"Total distribution side (Ml/d)",'WRP3c Preferred (utilisation)'!AB:AB)+SUMIF('WRP3c Preferred (utilisation)'!$V:$V,"Total customer side (Ml/d)",'WRP3c Preferred (utilisation)'!AB:AB)) | %'WRP2b Weighted BL Demand'!P$4-(SUMIF('WRP3c Preferred (utilisation)'!$V:$V,"Total distribution side (Ml/d)",'WRP3c Preferred (utilisation)'!AC:AC)+SUMIF('WRP3c Preferred (utilisation)'!$V:$V,"Total customer side (Ml/d)",'WRP3c Preferred (utilisation)'!AC:AC)) | %'WRP2b Weighted BL Demand'!Q$4-(SUMIF('WRP3c Preferred (utilisation)'!$V:$V,"Total distribution side (Ml/d)",'WRP3c Preferred (utilisation)'!AD:AD)+SUMIF('WRP3c Preferred (utilisation)'!$V:$V,"Total customer side (Ml/d)",'WRP3c Preferred (utilisation)'!AD:AD)) | %'WRP2b Weighted BL Demand'!R$4-(SUMIF('WRP3c Preferred (utilisation)'!$V:$V,"Total distribution side (Ml/d)",'WRP3c Preferred (utilisation)'!AE:AE)+SUMIF('WRP3c Preferred (utilisation)'!$V:$V,"Total customer side (Ml/d)",'WRP3c Preferred (utilisation)'!AE:AE)) | %'WRP2b Weighted BL Demand'!S$4-(SUMIF('WRP3c Preferred (utilisation)'!$V:$V,"Total distribution side (Ml/d)",'WRP3c Preferred (utilisation)'!AF:AF)+SUMIF('WRP3c Preferred (utilisation)'!$V:$V,"Total customer side (Ml/d)",'WRP3c Preferred (utilisation)'!AF:AF)) | %'WRP2b Weighted BL Demand'!T$4-(SUMIF('WRP3c Preferred (utilisation)'!$V:$V,"Total distribution side (Ml/d)",'WRP3c Preferred (utilisation)'!AG:AG)+SUMIF('WRP3c Preferred (utilisation)'!$V:$V,"Total customer side (Ml/d)",'WRP3c Preferred (utilisation)'!AG:AG)) | %'WRP2b Weighted BL Demand'!U$4-(SUMIF('WRP3c Preferred (utilisation)'!$V:$V,"Total distribution side (Ml/d)",'WRP3c Preferred (utilisation)'!AH:AH)+SUMIF('WRP3c Preferred (utilisation)'!$V:$V,"Total customer side (Ml/d)",'WRP3c Preferred (utilisation)'!AH:AH)) | %'WRP2b Weighted BL Demand'!V$4-(SUMIF('WRP3c Preferred (utilisation)'!$V:$V,"Total distribution side (Ml/d)",'WRP3c Preferred (utilisation)'!AI:AI)+SUMIF('WRP3c Preferred (utilisation)'!$V:$V,"Total customer side (Ml/d)",'WRP3c Preferred (utilisation)'!AI:AI)) | %'WRP2b Weighted BL Demand'!W$4-(SUMIF('WRP3c Preferred (utilisation)'!$V:$V,"Total distribution side (Ml/d)",'WRP3c Preferred (utilisation)'!AJ:AJ)+SUMIF('WRP3c Preferred (utilisation)'!$V:$V,"Total customer side (Ml/d)",'WRP3c Preferred (utilisation)'!AJ:AJ)) | %'WRP2b Weighted BL Demand'!X$4-(SUMIF('WRP3c Preferred (utilisation)'!$V:$V,"Total distribution side (Ml/d)",'WRP3c Preferred (utilisation)'!AK:AK)+SUMIF('WRP3c Preferred (utilisation)'!$V:$V,"Total customer side (Ml/d)",'WRP3c Preferred (utilisation)'!AK:AK)) | %'WRP2b Weighted BL Demand'!Y$4-(SUMIF('WRP3c Preferred (utilisation)'!$V:$V,"Total distribution side (Ml/d)",'WRP3c Preferred (utilisation)'!AL:AL)+SUMIF('WRP3c Preferred (utilisation)'!$V:$V,"Total customer side (Ml/d)",'WRP3c Preferred (utilisation)'!AL:AL)) | %'WRP2b Weighted BL Demand'!Z$4-(SUMIF('WRP3c Preferred (utilisation)'!$V:$V,"Total distribution side (Ml/d)",'WRP3c Preferred (utilisation)'!AM:AM)+SUMIF('WRP3c Preferred (utilisation)'!$V:$V,"Total customer side (Ml/d)",'WRP3c Preferred (utilisation)'!AM:AM)) | %'WRP2b Weighted BL Demand'!AA$4-(SUMIF('WRP3c Preferred (utilisation)'!$V:$V,"Total distribution side (Ml/d)",'WRP3c Preferred (utilisation)'!AN:AN)+SUMIF('WRP3c Preferred (utilisation)'!$V:$V,"Total customer side (Ml/d)",'WRP3c Preferred (utilisation)'!AN:AN)) | %'WRP2b Weighted BL Demand'!AB$4-(SUMIF('WRP3c Preferred (utilisation)'!$V:$V,"Total distribution side (Ml/d)",'WRP3c Preferred (utilisation)'!AO:AO)+SUMIF('WRP3c Preferred (utilisation)'!$V:$V,"Total customer side (Ml/d)",'WRP3c Preferred (utilisation)'!AO:AO)) | %'WRP2b Weighted BL Demand'!AC$4-(SUMIF('WRP3c Preferred (utilisation)'!$V:$V,"Total distribution side (Ml/d)",'WRP3c Preferred (utilisation)'!AP:AP)+SUMIF('WRP3c Preferred (utilisation)'!$V:$V,"Total customer side (Ml/d)",'WRP3c Preferred (utilisation)'!AP:AP)) | %'WRP2b Weighted BL Demand'!AD$4-(SUMIF('WRP3c Preferred (utilisation)'!$V:$V,"Total distribution side (Ml/d)",'WRP3c Preferred (utilisation)'!AQ:AQ)+SUMIF('WRP3c Preferred (utilisation)'!$V:$V,"Total customer side (Ml/d)",'WRP3c Preferred (utilisation)'!AQ:AQ)) | %'WRP2b Weighted BL Demand'!AE$4-(SUMIF('WRP3c Preferred (utilisation)'!$V:$V,"Total distribution side (Ml/d)",'WRP3c Preferred (utilisation)'!AR:AR)+SUMIF('WRP3c Preferred (utilisation)'!$V:$V,"Total customer side (Ml/d)",'WRP3c Preferred (utilisation)'!AR:AR)) | %'WRP2b Weighted BL Demand'!AF$4-(SUMIF('WRP3c Preferred (utilisation)'!$V:$V,"Total distribution side (Ml/d)",'WRP3c Preferred (utilisation)'!AS:AS)+SUMIF('WRP3c Preferred (utilisation)'!$V:$V,"Total customer side (Ml/d)",'WRP3c Preferred (utilisation)'!AS:AS)) | %'WRP2b Weighted BL Demand'!AG$4-(SUMIF('WRP3c Preferred (utilisation)'!$V:$V,"Total distribution side (Ml/d)",'WRP3c Preferred (utilisation)'!AT:AT)+SUMIF('WRP3c Preferred (utilisation)'!$V:$V,"Total customer side (Ml/d)",'WRP3c Preferred (utilisation)'!AT:AT)) | %'WRP2b Weighted BL Demand'!AH$4-(SUMIF('WRP3c Preferred (utilisation)'!$V:$V,"Total distribution side (Ml/d)",'WRP3c Preferred (utilisation)'!AU:AU)+SUMIF('WRP3c Preferred (utilisation)'!$V:$V,"Total customer side (Ml/d)",'WRP3c Preferred (utilisation)'!AU:AU)) | %'WRP2b Weighted BL Demand'!AI$4-(SUMIF('WRP3c Preferred (utilisation)'!$V:$V,"Total distribution side (Ml/d)",'WRP3c Preferred (utilisation)'!AV:AV)+SUMIF('WRP3c Preferred (utilisation)'!$V:$V,"Total customer side (Ml/d)",'WRP3c Preferred (utilisation)'!AV:AV)) | %'WRP2b Weighted BL Demand'!AJ$4-(SUMIF('WRP3c Preferred (utilisation)'!$V:$V,"Total distribution side (Ml/d)",'WRP3c Preferred (utilisation)'!AW:AW)+SUMIF('WRP3c Preferred (utilisation)'!$V:$V,"Total customer side (Ml/d)",'WRP3c Preferred (utilisation)'!AW:AW))
[9 empty] | %'WRP2b Weighted BL Demand'!L$6-(SUMIF('WRP3c Preferred (utilisation)'!$C:$C,"61.3c",'WRP3c Preferred (utilisation)'!Y:Y)) | %'WRP2b Weighted BL Demand'!M$6-(SUMIF('WRP3c Preferred (utilisation)'!$C:$C,"61.3c",'WRP3c Preferred (utilisation)'!Z:Z)) | %'WRP2b Weighted BL Demand'!N$6-(SUMIF('WRP3c Preferred (utilisation)'!$C:$C,"61.3c",'WRP3c Preferred (utilisation)'!AA:AA)) | %'WRP2b Weighted BL Demand'!O$6-(SUMIF('WRP3c Preferred (utilisation)'!$C:$C,"61.3c",'WRP3c Preferred (utilisation)'!AB:AB)) | %'WRP2b Weighted BL Demand'!P$6-(SUMIF('WRP3c Preferred (utilisation)'!$C:$C,"61.3c",'WRP3c Preferred (utilisation)'!AC:AC)) | %'WRP2b Weighted BL Demand'!Q$6-(SUMIF('WRP3c Preferred (utilisation)'!$C:$C,"61.3c",'WRP3c Preferred (utilisation)'!AD:AD)) | %'WRP2b Weighted BL Demand'!R$6-(SUMIF('WRP3c Preferred (utilisation)'!$C:$C,"61.3c",'WRP3c Preferred (utilisation)'!AE:AE)) | %'WRP2b Weighted BL Demand'!S$6-(SUMIF('WRP3c Preferred (utilisation)'!$C:$C,"61.3c",'WRP3c Preferred (utilisation)'!AF:AF)) | %'WRP2b Weighted BL Demand'!T$6-(SUMIF('WRP3c Preferred (utilisation)'!$C:$C,"61.3c",'WRP3c Preferred (utilisation)'!AG:AG)) | %'WRP2b Weighted BL Demand'!U$6-(SUMIF('WRP3c Preferred (utilisation)'!$C:$C,"61.3c",'WRP3c Preferred (utilisation)'!AH:AH)) | %'WRP2b Weighted BL Demand'!V$6-(SUMIF('WRP3c Preferred (utilisation)'!$C:$C,"61.3c",'WRP3c Preferred (utilisation)'!AI:AI)) | %'WRP2b Weighted BL Demand'!W$6-(SUMIF('WRP3c Preferred (utilisation)'!$C:$C,"61.3c",'WRP3c Preferred (utilisation)'!AJ:AJ)) | %'WRP2b Weighted BL Demand'!X$6-(SUMIF('WRP3c Preferred (utilisation)'!$C:$C,"61.3c",'WRP3c Preferred (utilisation)'!AK:AK)) | %'WRP2b Weighted BL Demand'!Y$6-(SUMIF('WRP3c Preferred (utilisation)'!$C:$C,"61.3c",'WRP3c Preferred (utilisation)'!AL:AL)) | %'WRP2b Weighted BL Demand'!Z$6-(SUMIF('WRP3c Preferred (utilisation)'!$C:$C,"61.3c",'WRP3c Preferred (utilisation)'!AM:AM)) | %'WRP2b Weighted BL Demand'!AA$6-(SUMIF('WRP3c Preferred (utilisation)'!$C:$C,"61.3c",'WRP3c Preferred (utilisation)'!AN:AN)) | %'WRP2b Weighted BL Demand'!AB$6-(SUMIF('WRP3c Preferred (utilisation)'!$C:$C,"61.3c",'WRP3c Preferred (utilisation)'!AO:AO)) | %'WRP2b Weighted BL Demand'!AC$6-(SUMIF('WRP3c Preferred (utilisation)'!$C:$C,"61.3c",'WRP3c Preferred (utilisation)'!AP:AP)) | %'WRP2b Weighted BL Demand'!AD$6-(SUMIF('WRP3c Preferred (utilisation)'!$C:$C,"61.3c",'WRP3c Preferred (utilisation)'!AQ:AQ)) | %'WRP2b Weighted BL Demand'!AE$6-(SUMIF('WRP3c Preferred (utilisation)'!$C:$C,"61.3c",'WRP3c Preferred (utilisation)'!AR:AR)) | %'WRP2b Weighted BL Demand'!AF$6-(SUMIF('WRP3c Preferred (utilisation)'!$C:$C,"61.3c",'WRP3c Preferred (utilisation)'!AS:AS)) | %'WRP2b Weighted BL Demand'!AG$6-(SUMIF('WRP3c Preferred (utilisation)'!$C:$C,"61.3c",'WRP3c Preferred (utilisation)'!AT:AT)) | %'WRP2b Weighted BL Demand'!AH$6-(SUMIF('WRP3c Preferred (utilisation)'!$C:$C,"61.3c",'WRP3c Preferred (utilisation)'!AU:AU)) | %'WRP2b Weighted BL Demand'!AI$6-(SUMIF('WRP3c Preferred (utilisation)'!$C:$C,"61.3c",'WRP3c Preferred (utilisation)'!AV:AV)) | %'WRP2b Weighted BL Demand'!AJ$6-(SUMIF('WRP3c Preferred (utilisation)'!$C:$C,"61.3c",'WRP3c Preferred (utilisation)'!AW:AW))
[9 empty] | %'WRP2b Weighted BL Demand'!L$7-(SUMIF('WRP3c Preferred (utilisation)'!$C:$C,"61.4c",'WRP3c Preferred (utilisation)'!Y:Y)) | %'WRP2b Weighted BL Demand'!M$7-(SUMIF('WRP3c Preferred (utilisation)'!$C:$C,"61.4c",'WRP3c Preferred (utilisation)'!Z:Z)) | %'WRP2b Weighted BL Demand'!N$7-(SUMIF('WRP3c Preferred (utilisation)'!$C:$C,"61.4c",'WRP3c Preferred (utilisation)'!AA:AA)) | %'WRP2b Weighted BL Demand'!O$7-(SUMIF('WRP3c Preferred (utilisation)'!$C:$C,"61.4c",'WRP3c Preferred (utilisation)'!AB:AB)) | %'WRP2b Weighted BL Demand'!P$7-(SUMIF('WRP3c Preferred (utilisation)'!$C:$C,"61.4c",'WRP3c Preferred (utilisation)'!AC:AC)) | %'WRP2b Weighted BL Demand'!Q$7-(SUMIF('WRP3c Preferred (utilisation)'!$C:$C,"61.4c",'WRP3c Preferred (utilisation)'!AD:AD)) | %'WRP2b Weighted BL Demand'!R$7-(SUMIF('WRP3c Preferred (utilisation)'!$C:$C,"61.4c",'WRP3c Preferred (utilisation)'!AE:AE)) | %'WRP2b Weighted BL Demand'!S$7-(SUMIF('WRP3c Preferred (utilisation)'!$C:$C,"61.4c",'WRP3c Preferred (utilisation)'!AF:AF)) | %'WRP2b Weighted BL Demand'!T$7-(SUMIF('WRP3c Preferred (utilisation)'!$C:$C,"61.4c",'WRP3c Preferred (utilisation)'!AG:AG)) | %'WRP2b Weighted BL Demand'!U$7-(SUMIF('WRP3c Preferred (utilisation)'!$C:$C,"61.4c",'WRP3c Preferred (utilisation)'!AH:AH)) | %'WRP2b Weighted BL Demand'!V$7-(SUMIF('WRP3c Preferred (utilisation)'!$C:$C,"61.4c",'WRP3c Preferred (utilisation)'!AI:AI)) | %'WRP2b Weighted BL Demand'!W$7-(SUMIF('WRP3c Preferred (utilisation)'!$C:$C,"61.4c",'WRP3c Preferred (utilisation)'!AJ:AJ)) | %'WRP2b Weighted BL Demand'!X$7-(SUMIF('WRP3c Preferred (utilisation)'!$C:$C,"61.4c",'WRP3c Preferred (utilisation)'!AK:AK)) | %'WRP2b Weighted BL Demand'!Y$7-(SUMIF('WRP3c Preferred (utilisation)'!$C:$C,"61.4c",'WRP3c Preferred (utilisation)'!AL:AL)) | %'WRP2b Weighted BL Demand'!Z$7-(SUMIF('WRP3c Preferred (utilisation)'!$C:$C,"61.4c",'WRP3c Preferred (utilisation)'!AM:AM)) | %'WRP2b Weighted BL Demand'!AA$7-(SUMIF('WRP3c Preferred (utilisation)'!$C:$C,"61.4c",'WRP3c Preferred (utilisation)'!AN:AN)) | %'WRP2b Weighted BL Demand'!AB$7-(SUMIF('WRP3c Preferred (utilisation)'!$C:$C,"61.4c",'WRP3c Preferred (utilisation)'!AO:AO)) | %'WRP2b Weighted BL Demand'!AC$7-(SUMIF('WRP3c Preferred (utilisation)'!$C:$C,"61.4c",'WRP3c Preferred (utilisation)'!AP:AP)) | %'WRP2b Weighted BL Demand'!AD$7-(SUMIF('WRP3c Preferred (utilisation)'!$C:$C,"61.4c",'WRP3c Preferred (utilisation)'!AQ:AQ)) | %'WRP2b Weighted BL Demand'!AE$7-(SUMIF('WRP3c Preferred (utilisation)'!$C:$C,"61.4c",'WRP3c Preferred (utilisation)'!AR:AR)) | %'WRP2b Weighted BL Demand'!AF$7-(SUMIF('WRP3c Preferred (utilisation)'!$C:$C,"61.4c",'WRP3c Preferred (utilisation)'!AS:AS)) | %'WRP2b Weighted BL Demand'!AG$7-(SUMIF('WRP3c Preferred (utilisation)'!$C:$C,"61.4c",'WRP3c Preferred (utilisation)'!AT:AT)) | %'WRP2b Weighted BL Demand'!AH$7-(SUMIF('WRP3c Preferred (utilisation)'!$C:$C,"61.4c",'WRP3c Preferred (utilisation)'!AU:AU)) | %'WRP2b Weighted BL Demand'!AI$7-(SUMIF('WRP3c Preferred (utilisation)'!$C:$C,"61.4c",'WRP3c Preferred (utilisation)'!AV:AV)) | %'WRP2b Weighted BL Demand'!AJ$7-(SUMIF('WRP3c Preferred (utilisation)'!$C:$C,"61.4c",'WRP3c Preferred (utilisation)'!AW:AW))
[9 empty] | %'WRP2b Weighted BL Demand'!L$8-(SUMIF('WRP3c Preferred (utilisation)'!$C:$C,"61.1c",'WRP3c Preferred (utilisation)'!Y:Y)) | %'WRP2b Weighted BL Demand'!M$8-(SUMIF('WRP3c Preferred (utilisation)'!$C:$C,"61.1c",'WRP3c Preferred (utilisation)'!Z:Z)) | %'WRP2b Weighted BL Demand'!N$8-(SUMIF('WRP3c Preferred (utilisation)'!$C:$C,"61.1c",'WRP3c Preferred (utilisation)'!AA:AA)) | %'WRP2b Weighted BL Demand'!O$8-(SUMIF('WRP3c Preferred (utilisation)'!$C:$C,"61.1c",'WRP3c Preferred (utilisation)'!AB:AB)) | %'WRP2b Weighted BL Demand'!P$8-(SUMIF('WRP3c Preferred (utilisation)'!$C:$C,"61.1c",'WRP3c Preferred (utilisation)'!AC:AC)) | %'WRP2b Weighted BL Demand'!Q$8-(SUMIF('WRP3c Preferred (utilisation)'!$C:$C,"61.1c",'WRP3c Preferred (utilisation)'!AD:AD)) | %'WRP2b Weighted BL Demand'!R$8-(SUMIF('WRP3c Preferred (utilisation)'!$C:$C,"61.1c",'WRP3c Preferred (utilisation)'!AE:AE)) | %'WRP2b Weighted BL Demand'!S$8-(SUMIF('WRP3c Preferred (utilisation)'!$C:$C,"61.1c",'WRP3c Preferred (utilisation)'!AF:AF)) | %'WRP2b Weighted BL Demand'!T$8-(SUMIF('WRP3c Preferred (utilisation)'!$C:$C,"61.1c",'WRP3c Preferred (utilisation)'!AG:AG)) | %'WRP2b Weighted BL Demand'!U$8-(SUMIF('WRP3c Preferred (utilisation)'!$C:$C,"61.1c",'WRP3c Preferred (utilisation)'!AH:AH)) | %'WRP2b Weighted BL Demand'!V$8-(SUMIF('WRP3c Preferred (utilisation)'!$C:$C,"61.1c",'WRP3c Preferred (utilisation)'!AI:AI)) | %'WRP2b Weighted BL Demand'!W$8-(SUMIF('WRP3c Preferred (utilisation)'!$C:$C,"61.1c",'WRP3c Preferred (utilisation)'!AJ:AJ)) | %'WRP2b Weighted BL Demand'!X$8-(SUMIF('WRP3c Preferred (utilisation)'!$C:$C,"61.1c",'WRP3c Preferred (utilisation)'!AK:AK)) | %'WRP2b Weighted BL Demand'!Y$8-(SUMIF('WRP3c Preferred (utilisation)'!$C:$C,"61.1c",'WRP3c Preferred (utilisation)'!AL:AL)) | %'WRP2b Weighted BL Demand'!Z$8-(SUMIF('WRP3c Preferred (utilisation)'!$C:$C,"61.1c",'WRP3c Preferred (utilisation)'!AM:AM)) | %'WRP2b Weighted BL Demand'!AA$8-(SUMIF('WRP3c Preferred (utilisation)'!$C:$C,"61.1c",'WRP3c Preferred (utilisation)'!AN:AN)) | %'WRP2b Weighted BL Demand'!AB$8-(SUMIF('WRP3c Preferred (utilisation)'!$C:$C,"61.1c",'WRP3c Preferred (utilisation)'!AO:AO)) | %'WRP2b Weighted BL Demand'!AC$8-(SUMIF('WRP3c Preferred (utilisation)'!$C:$C,"61.1c",'WRP3c Preferred (utilisation)'!AP:AP)) | %'WRP2b Weighted BL Demand'!AD$8-(SUMIF('WRP3c Preferred (utilisation)'!$C:$C,"61.1c",'WRP3c Preferred (utilisation)'!AQ:AQ)) | %'WRP2b Weighted BL Demand'!AE$8-(SUMIF('WRP3c Preferred (utilisation)'!$C:$C,"61.1c",'WRP3c Preferred (utilisation)'!AR:AR)) | %'WRP2b Weighted BL Demand'!AF$8-(SUMIF('WRP3c Preferred (utilisation)'!$C:$C,"61.1c",'WRP3c Preferred (utilisation)'!AS:AS)) | %'WRP2b Weighted BL Demand'!AG$8-(SUMIF('WRP3c Preferred (utilisation)'!$C:$C,"61.1c",'WRP3c Preferred (utilisation)'!AT:AT)) | %'WRP2b Weighted BL Demand'!AH$8-(SUMIF('WRP3c Preferred (utilisation)'!$C:$C,"61.1c",'WRP3c Preferred (utilisation)'!AU:AU)) | %'WRP2b Weighted BL Demand'!AI$8-(SUMIF('WRP3c Preferred (utilisation)'!$C:$C,"61.1c",'WRP3c Preferred (utilisation)'!AV:AV)) | %'WRP2b Weighted BL Demand'!AJ$8-(SUMIF('WRP3c Preferred (utilisation)'!$C:$C,"61.1c",'WRP3c Preferred (utilisation)'!AW:AW))
[9 empty] | %'WRP2b Weighted BL Demand'!L$9-(SUMIF('WRP3c Preferred (utilisation)'!$C:$C,"61.2c",'WRP3c Preferred (utilisation)'!Y:Y)) | %'WRP2b Weighted BL Demand'!M$9-(SUMIF('WRP3c Preferred (utilisation)'!$C:$C,"61.2c",'WRP3c Preferred (utilisation)'!Z:Z)) | %'WRP2b Weighted BL Demand'!N$9-(SUMIF('WRP3c Preferred (utilisation)'!$C:$C,"61.2c",'WRP3c Preferred (utilisation)'!AA:AA)) | %'WRP2b Weighted BL Demand'!O$9-(SUMIF('WRP3c Preferred (utilisation)'!$C:$C,"61.2c",'WRP3c Preferred (utilisation)'!AB:AB)) | %'WRP2b Weighted BL Demand'!P$9-(SUMIF('WRP3c Preferred (utilisation)'!$C:$C,"61.2c",'WRP3c Preferred (utilisation)'!AC:AC)) | %'WRP2b Weighted BL Demand'!Q$9-(SUMIF('WRP3c Preferred (utilisation)'!$C:$C,"61.2c",'WRP3c Preferred (utilisation)'!AD:AD)) | %'WRP2b Weighted BL Demand'!R$9-(SUMIF('WRP3c Preferred (utilisation)'!$C:$C,"61.2c",'WRP3c Preferred (utilisation)'!AE:AE)) | %'WRP2b Weighted BL Demand'!S$9-(SUMIF('WRP3c Preferred (utilisation)'!$C:$C,"61.2c",'WRP3c Preferred (utilisation)'!AF:AF)) | %'WRP2b Weighted BL Demand'!T$9-(SUMIF('WRP3c Preferred (utilisation)'!$C:$C,"61.2c",'WRP3c Preferred (utilisation)'!AG:AG)) | %'WRP2b Weighted BL Demand'!U$9-(SUMIF('WRP3c Preferred (utilisation)'!$C:$C,"61.2c",'WRP3c Preferred (utilisation)'!AH:AH)) | %'WRP2b Weighted BL Demand'!V$9-(SUMIF('WRP3c Preferred (utilisation)'!$C:$C,"61.2c",'WRP3c Preferred (utilisation)'!AI:AI)) | %'WRP2b Weighted BL Demand'!W$9-(SUMIF('WRP3c Preferred (utilisation)'!$C:$C,"61.2c",'WRP3c Preferred (utilisation)'!AJ:AJ)) | %'WRP2b Weighted BL Demand'!X$9-(SUMIF('WRP3c Preferred (utilisation)'!$C:$C,"61.2c",'WRP3c Preferred (utilisation)'!AK:AK)) | %'WRP2b Weighted BL Demand'!Y$9-(SUMIF('WRP3c Preferred (utilisation)'!$C:$C,"61.2c",'WRP3c Preferred (utilisation)'!AL:AL)) | %'WRP2b Weighted BL Demand'!Z$9-(SUMIF('WRP3c Preferred (utilisation)'!$C:$C,"61.2c",'WRP3c Preferred (utilisation)'!AM:AM)) | %'WRP2b Weighted BL Demand'!AA$9-(SUMIF('WRP3c Preferred (utilisation)'!$C:$C,"61.2c",'WRP3c Preferred (utilisation)'!AN:AN)) | %'WRP2b Weighted BL Demand'!AB$9-(SUMIF('WRP3c Preferred (utilisation)'!$C:$C,"61.2c",'WRP3c Preferred (utilisation)'!AO:AO)) | %'WRP2b Weighted BL Demand'!AC$9-(SUMIF('WRP3c Preferred (utilisation)'!$C:$C,"61.2c",'WRP3c Preferred (utilisation)'!AP:AP)) | %'WRP2b Weighted BL Demand'!AD$9-(SUMIF('WRP3c Preferred (utilisation)'!$C:$C,"61.2c",'WRP3c Preferred (utilisation)'!AQ:AQ)) | %'WRP2b Weighted BL Demand'!AE$9-(SUMIF('WRP3c Preferred (utilisation)'!$C:$C,"61.2c",'WRP3c Preferred (utilisation)'!AR:AR)) | %'WRP2b Weighted BL Demand'!AF$9-(SUMIF('WRP3c Preferred (utilisation)'!$C:$C,"61.2c",'WRP3c Preferred (utilisation)'!AS:AS)) | %'WRP2b Weighted BL Demand'!AG$9-(SUMIF('WRP3c Preferred (utilisation)'!$C:$C,"61.2c",'WRP3c Preferred (utilisation)'!AT:AT)) | %'WRP2b Weighted BL Demand'!AH$9-(SUMIF('WRP3c Preferred (utilisation)'!$C:$C,"61.2c",'WRP3c Preferred (utilisation)'!AU:AU)) | %'WRP2b Weighted BL Demand'!AI$9-(SUMIF('WRP3c Preferred (utilisation)'!$C:$C,"61.2c",'WRP3c Preferred (utilisation)'!AV:AV)) | %'WRP2b Weighted BL Demand'!AJ$9-(SUMIF('WRP3c Preferred (utilisation)'!$C:$C,"61.2c",'WRP3c Preferred (utilisation)'!AW:AW))
[9 empty] | %'WRP2b Weighted BL Demand'!L$10-(SUMIF('WRP3c Preferred (utilisation)'!$C:$C,"61.5c",'WRP3c Preferred (utilisation)'!Y:Y)) | %'WRP2b Weighted BL Demand'!M$10-(SUMIF('WRP3c Preferred (utilisation)'!$C:$C,"61.5c",'WRP3c Preferred (utilisation)'!Z:Z)) | %'WRP2b Weighted BL Demand'!N$10-(SUMIF('WRP3c Preferred (utilisation)'!$C:$C,"61.5c",'WRP3c Preferred (utilisation)'!AA:AA)) | %'WRP2b Weighted BL Demand'!O$10-(SUMIF('WRP3c Preferred (utilisation)'!$C:$C,"61.5c",'WRP3c Preferred (utilisation)'!AB:AB)) | %'WRP2b Weighted BL Demand'!P$10-(SUMIF('WRP3c Preferred (utilisation)'!$C:$C,"61.5c",'WRP3c Preferred (utilisation)'!AC:AC)) | %'WRP2b Weighted BL Demand'!Q$10-(SUMIF('WRP3c Preferred (utilisation)'!$C:$C,"61.5c",'WRP3c Preferred (utilisation)'!AD:AD)) | %'WRP2b Weighted BL Demand'!R$10-(SUMIF('WRP3c Preferred (utilisation)'!$C:$C,"61.5c",'WRP3c Preferred (utilisation)'!AE:AE)) | %'WRP2b Weighted BL Demand'!S$10-(SUMIF('WRP3c Preferred (utilisation)'!$C:$C,"61.5c",'WRP3c Preferred (utilisation)'!AF:AF)) | %'WRP2b Weighted BL Demand'!T$10-(SUMIF('WRP3c Preferred (utilisation)'!$C:$C,"61.5c",'WRP3c Preferred (utilisation)'!AG:AG)) | %'WRP2b Weighted BL Demand'!U$10-(SUMIF('WRP3c Preferred (utilisation)'!$C:$C,"61.5c",'WRP3c Preferred (utilisation)'!AH:AH)) | %'WRP2b Weighted BL Demand'!V$10-(SUMIF('WRP3c Preferred (utilisation)'!$C:$C,"61.5c",'WRP3c Preferred (utilisation)'!AI:AI)) | %'WRP2b Weighted BL Demand'!W$10-(SUMIF('WRP3c Preferred (utilisation)'!$C:$C,"61.5c",'WRP3c Preferred (utilisation)'!AJ:AJ)) | %'WRP2b Weighted BL Demand'!X$10-(SUMIF('WRP3c Preferred (utilisation)'!$C:$C,"61.5c",'WRP3c Preferred (utilisation)'!AK:AK)) | %'WRP2b Weighted BL Demand'!Y$10-(SUMIF('WRP3c Preferred (utilisation)'!$C:$C,"61.5c",'WRP3c Preferred (utilisation)'!AL:AL)) | %'WRP2b Weighted BL Demand'!Z$10-(SUMIF('WRP3c Preferred (utilisation)'!$C:$C,"61.5c",'WRP3c Preferred (utilisation)'!AM:AM)) | %'WRP2b Weighted BL Demand'!AA$10-(SUMIF('WRP3c Preferred (utilisation)'!$C:$C,"61.5c",'WRP3c Preferred (utilisation)'!AN:AN)) | %'WRP2b Weighted BL Demand'!AB$10-(SUMIF('WRP3c Preferred (utilisation)'!$C:$C,"61.5c",'WRP3c Preferred (utilisation)'!AO:AO)) | %'WRP2b Weighted BL Demand'!AC$10-(SUMIF('WRP3c Preferred (utilisation)'!$C:$C,"61.5c",'WRP3c Preferred (utilisation)'!AP:AP)) | %'WRP2b Weighted BL Demand'!AD$10-(SUMIF('WRP3c Preferred (utilisation)'!$C:$C,"61.5c",'WRP3c Preferred (utilisation)'!AQ:AQ)) | %'WRP2b Weighted BL Demand'!AE$10-(SUMIF('WRP3c Preferred (utilisation)'!$C:$C,"61.5c",'WRP3c Preferred (utilisation)'!AR:AR)) | %'WRP2b Weighted BL Demand'!AF$10-(SUMIF('WRP3c Preferred (utilisation)'!$C:$C,"61.5c",'WRP3c Preferred (utilisation)'!AS:AS)) | %'WRP2b Weighted BL Demand'!AG$10-(SUMIF('WRP3c Preferred (utilisation)'!$C:$C,"61.5c",'WRP3c Preferred (utilisation)'!AT:AT)) | %'WRP2b Weighted BL Demand'!AH$10-(SUMIF('WRP3c Preferred (utilisation)'!$C:$C,"61.5c",'WRP3c Preferred (utilisation)'!AU:AU)) | %'WRP2b Weighted BL Demand'!AI$10-(SUMIF('WRP3c Preferred (utilisation)'!$C:$C,"61.5c",'WRP3c Preferred (utilisation)'!AV:AV)) | %'WRP2b Weighted BL Demand'!AJ$10-(SUMIF('WRP3c Preferred (utilisation)'!$C:$C,"61.5c",'WRP3c Preferred (utilisation)'!AW:AW))
[9 empty] | %'WRP2b Weighted BL Demand'!L$11-(SUMIF('WRP3c Preferred (utilisation)'!$C:$C,"59.2c",'WRP3c Preferred (utilisation)'!Y:Y)) | %'WRP2b Weighted BL Demand'!M$11-(SUMIF('WRP3c Preferred (utilisation)'!$C:$C,"59.2c",'WRP3c Preferred (utilisation)'!Z:Z)) | %'WRP2b Weighted BL Demand'!N$11-(SUMIF('WRP3c Preferred (utilisation)'!$C:$C,"59.2c",'WRP3c Preferred (utilisation)'!AA:AA)) | %'WRP2b Weighted BL Demand'!O$11-(SUMIF('WRP3c Preferred (utilisation)'!$C:$C,"59.2c",'WRP3c Preferred (utilisation)'!AB:AB)) | %'WRP2b Weighted BL Demand'!P$11-(SUMIF('WRP3c Preferred (utilisation)'!$C:$C,"59.2c",'WRP3c Preferred (utilisation)'!AC:AC)) | %'WRP2b Weighted BL Demand'!Q$11-(SUMIF('WRP3c Preferred (utilisation)'!$C:$C,"59.2c",'WRP3c Preferred (utilisation)'!AD:AD)) | %'WRP2b Weighted BL Demand'!R$11-(SUMIF('WRP3c Preferred (utilisation)'!$C:$C,"59.2c",'WRP3c Preferred (utilisation)'!AE:AE)) | %'WRP2b Weighted BL Demand'!S$11-(SUMIF('WRP3c Preferred (utilisation)'!$C:$C,"59.2c",'WRP3c Preferred (utilisation)'!AF:AF)) | %'WRP2b Weighted BL Demand'!T$11-(SUMIF('WRP3c Preferred (utilisation)'!$C:$C,"59.2c",'WRP3c Preferred (utilisation)'!AG:AG)) | %'WRP2b Weighted BL Demand'!U$11-(SUMIF('WRP3c Preferred (utilisation)'!$C:$C,"59.2c",'WRP3c Preferred (utilisation)'!AH:AH)) | %'WRP2b Weighted BL Demand'!V$11-(SUMIF('WRP3c Preferred (utilisation)'!$C:$C,"59.2c",'WRP3c Preferred (utilisation)'!AI:AI)) | %'WRP2b Weighted BL Demand'!W$11-(SUMIF('WRP3c Preferred (utilisation)'!$C:$C,"59.2c",'WRP3c Preferred (utilisation)'!AJ:AJ)) | %'WRP2b Weighted BL Demand'!X$11-(SUMIF('WRP3c Preferred (utilisation)'!$C:$C,"59.2c",'WRP3c Preferred (utilisation)'!AK:AK)) | %'WRP2b Weighted BL Demand'!Y$11-(SUMIF('WRP3c Preferred (utilisation)'!$C:$C,"59.2c",'WRP3c Preferred (utilisation)'!AL:AL)) | %'WRP2b Weighted BL Demand'!Z$11-(SUMIF('WRP3c Preferred (utilisation)'!$C:$C,"59.2c",'WRP3c Preferred (utilisation)'!AM:AM)) | %'WRP2b Weighted BL Demand'!AA$11-(SUMIF('WRP3c Preferred (utilisation)'!$C:$C,"59.2c",'WRP3c Preferred (utilisation)'!AN:AN)) | %'WRP2b Weighted BL Demand'!AB$11-(SUMIF('WRP3c Preferred (utilisation)'!$C:$C,"59.2c",'WRP3c Preferred (utilisation)'!AO:AO)) | %'WRP2b Weighted BL Demand'!AC$11-(SUMIF('WRP3c Preferred (utilisation)'!$C:$C,"59.2c",'WRP3c Preferred (utilisation)'!AP:AP)) | %'WRP2b Weighted BL Demand'!AD$11-(SUMIF('WRP3c Preferred (utilisation)'!$C:$C,"59.2c",'WRP3c Preferred (utilisation)'!AQ:AQ)) | %'WRP2b Weighted BL Demand'!AE$11-(SUMIF('WRP3c Preferred (utilisation)'!$C:$C,"59.2c",'WRP3c Preferred (utilisation)'!AR:AR)) | %'WRP2b Weighted BL Demand'!AF$11-(SUMIF('WRP3c Preferred (utilisation)'!$C:$C,"59.2c",'WRP3c Preferred (utilisation)'!AS:AS)) | %'WRP2b Weighted BL Demand'!AG$11-(SUMIF('WRP3c Preferred (utilisation)'!$C:$C,"59.2c",'WRP3c Preferred (utilisation)'!AT:AT)) | %'WRP2b Weighted BL Demand'!AH$11-(SUMIF('WRP3c Preferred (utilisation)'!$C:$C,"59.2c",'WRP3c Preferred (utilisation)'!AU:AU)) | %'WRP2b Weighted BL Demand'!AI$11-(SUMIF('WRP3c Preferred (utilisation)'!$C:$C,"59.2c",'WRP3c Preferred (utilisation)'!AV:AV)) | %'WRP2b Weighted BL Demand'!AJ$11-(SUMIF('WRP3c Preferred (utilisation)'!$C:$C,"59.2c",'WRP3c Preferred (utilisation)'!AW:AW))
[9 empty] | %'WRP2b Weighted BL Demand'!L$12-(SUMIF('WRP3c Preferred (utilisation)'!$C:$C,"61.10c",'WRP3c Preferred (utilisation)'!Y:Y)) | %'WRP2b Weighted BL Demand'!M$12-(SUMIF('WRP3c Preferred (utilisation)'!$C:$C,"61.10c",'WRP3c Preferred (utilisation)'!Z:Z)) | %'WRP2b Weighted BL Demand'!N$12-(SUMIF('WRP3c Preferred (utilisation)'!$C:$C,"61.10c",'WRP3c Preferred (utilisation)'!AA:AA)) | %'WRP2b Weighted BL Demand'!O$12-(SUMIF('WRP3c Preferred (utilisation)'!$C:$C,"61.10c",'WRP3c Preferred (utilisation)'!AB:AB)) | %'WRP2b Weighted BL Demand'!P$12-(SUMIF('WRP3c Preferred (utilisation)'!$C:$C,"61.10c",'WRP3c Preferred (utilisation)'!AC:AC)) | %'WRP2b Weighted BL Demand'!Q$12-(SUMIF('WRP3c Preferred (utilisation)'!$C:$C,"61.10c",'WRP3c Preferred (utilisation)'!AD:AD)) | %'WRP2b Weighted BL Demand'!R$12-(SUMIF('WRP3c Preferred (utilisation)'!$C:$C,"61.10c",'WRP3c Preferred (utilisation)'!AE:AE)) | %'WRP2b Weighted BL Demand'!S$12-(SUMIF('WRP3c Preferred (utilisation)'!$C:$C,"61.10c",'WRP3c Preferred (utilisation)'!AF:AF)) | %'WRP2b Weighted BL Demand'!T$12-(SUMIF('WRP3c Preferred (utilisation)'!$C:$C,"61.10c",'WRP3c Preferred (utilisation)'!AG:AG)) | %'WRP2b Weighted BL Demand'!U$12-(SUMIF('WRP3c Preferred (utilisation)'!$C:$C,"61.10c",'WRP3c Preferred (utilisation)'!AH:AH)) | %'WRP2b Weighted BL Demand'!V$12-(SUMIF('WRP3c Preferred (utilisation)'!$C:$C,"61.10c",'WRP3c Preferred (utilisation)'!AI:AI)) | %'WRP2b Weighted BL Demand'!W$12-(SUMIF('WRP3c Preferred (utilisation)'!$C:$C,"61.10c",'WRP3c Preferred (utilisation)'!AJ:AJ)) | %'WRP2b Weighted BL Demand'!X$12-(SUMIF('WRP3c Preferred (utilisation)'!$C:$C,"61.10c",'WRP3c Preferred (utilisation)'!AK:AK)) | %'WRP2b Weighted BL Demand'!Y$12-(SUMIF('WRP3c Preferred (utilisation)'!$C:$C,"61.10c",'WRP3c Preferred (utilisation)'!AL:AL)) | %'WRP2b Weighted BL Demand'!Z$12-(SUMIF('WRP3c Preferred (utilisation)'!$C:$C,"61.10c",'WRP3c Preferred (utilisation)'!AM:AM)) | %'WRP2b Weighted BL Demand'!AA$12-(SUMIF('WRP3c Preferred (utilisation)'!$C:$C,"61.10c",'WRP3c Preferred (utilisation)'!AN:AN)) | %'WRP2b Weighted BL Demand'!AB$12-(SUMIF('WRP3c Preferred (utilisation)'!$C:$C,"61.10c",'WRP3c Preferred (utilisation)'!AO:AO)) | %'WRP2b Weighted BL Demand'!AC$12-(SUMIF('WRP3c Preferred (utilisation)'!$C:$C,"61.10c",'WRP3c Preferred (utilisation)'!AP:AP)) | %'WRP2b Weighted BL Demand'!AD$12-(SUMIF('WRP3c Preferred (utilisation)'!$C:$C,"61.10c",'WRP3c Preferred (utilisation)'!AQ:AQ)) | %'WRP2b Weighted BL Demand'!AE$12-(SUMIF('WRP3c Preferred (utilisation)'!$C:$C,"61.10c",'WRP3c Preferred (utilisation)'!AR:AR)) | %'WRP2b Weighted BL Demand'!AF$12-(SUMIF('WRP3c Preferred (utilisation)'!$C:$C,"61.10c",'WRP3c Preferred (utilisation)'!AS:AS)) | %'WRP2b Weighted BL Demand'!AG$12-(SUMIF('WRP3c Preferred (utilisation)'!$C:$C,"61.10c",'WRP3c Preferred (utilisation)'!AT:AT)) | %'WRP2b Weighted BL Demand'!AH$12-(SUMIF('WRP3c Preferred (utilisation)'!$C:$C,"61.10c",'WRP3c Preferred (utilisation)'!AU:AU)) | %'WRP2b Weighted BL Demand'!AI$12-(SUMIF('WRP3c Preferred (utilisation)'!$C:$C,"61.10c",'WRP3c Preferred (utilisation)'!AV:AV)) | %'WRP2b Weighted BL Demand'!AJ$12-(SUMIF('WRP3c Preferred (utilisation)'!$C:$C,"61.10c",'WRP3c Preferred (utilisation)'!AW:AW))
[9 empty] | %'WRP2b Weighted BL Demand'!L$13-(SUMIF('WRP3c Preferred (utilisation)'!$C:$C,"59.1c",'WRP3c Preferred (utilisation)'!Y:Y)) | %'WRP2b Weighted BL Demand'!M$13-(SUMIF('WRP3c Preferred (utilisation)'!$C:$C,"59.1c",'WRP3c Preferred (utilisation)'!Z:Z)) | %'WRP2b Weighted BL Demand'!N$13-(SUMIF('WRP3c Preferred (utilisation)'!$C:$C,"59.1c",'WRP3c Preferred (utilisation)'!AA:AA)) | %'WRP2b Weighted BL Demand'!O$13-(SUMIF('WRP3c Preferred (utilisation)'!$C:$C,"59.1c",'WRP3c Preferred (utilisation)'!AB:AB)) | %'WRP2b Weighted BL Demand'!P$13-(SUMIF('WRP3c Preferred (utilisation)'!$C:$C,"59.1c",'WRP3c Preferred (utilisation)'!AC:AC)) | %'WRP2b Weighted BL Demand'!Q$13-(SUMIF('WRP3c Preferred (utilisation)'!$C:$C,"59.1c",'WRP3c Preferred (utilisation)'!AD:AD)) | %'WRP2b Weighted BL Demand'!R$13-(SUMIF('WRP3c Preferred (utilisation)'!$C:$C,"59.1c",'WRP3c Preferred (utilisation)'!AE:AE)) | %'WRP2b Weighted BL Demand'!S$13-(SUMIF('WRP3c Preferred (utilisation)'!$C:$C,"59.1c",'WRP3c Preferred (utilisation)'!AF:AF)) | %'WRP2b Weighted BL Demand'!T$13-(SUMIF('WRP3c Preferred (utilisation)'!$C:$C,"59.1c",'WRP3c Preferred (utilisation)'!AG:AG)) | %'WRP2b Weighted BL Demand'!U$13-(SUMIF('WRP3c Preferred (utilisation)'!$C:$C,"59.1c",'WRP3c Preferred (utilisation)'!AH:AH)) | %'WRP2b Weighted BL Demand'!V$13-(SUMIF('WRP3c Preferred (utilisation)'!$C:$C,"59.1c",'WRP3c Preferred (utilisation)'!AI:AI)) | %'WRP2b Weighted BL Demand'!W$13-(SUMIF('WRP3c Preferred (utilisation)'!$C:$C,"59.1c",'WRP3c Preferred (utilisation)'!AJ:AJ)) | %'WRP2b Weighted BL Demand'!X$13-(SUMIF('WRP3c Preferred (utilisation)'!$C:$C,"59.1c",'WRP3c Preferred (utilisation)'!AK:AK)) | %'WRP2b Weighted BL Demand'!Y$13-(SUMIF('WRP3c Preferred (utilisation)'!$C:$C,"59.1c",'WRP3c Preferred (utilisation)'!AL:AL)) | %'WRP2b Weighted BL Demand'!Z$13-(SUMIF('WRP3c Preferred (utilisation)'!$C:$C,"59.1c",'WRP3c Preferred (utilisation)'!AM:AM)) | %'WRP2b Weighted BL Demand'!AA$13-(SUMIF('WRP3c Preferred (utilisation)'!$C:$C,"59.1c",'WRP3c Preferred (utilisation)'!AN:AN)) | %'WRP2b Weighted BL Demand'!AB$13-(SUMIF('WRP3c Preferred (utilisation)'!$C:$C,"59.1c",'WRP3c Preferred (utilisation)'!AO:AO)) | %'WRP2b Weighted BL Demand'!AC$13-(SUMIF('WRP3c Preferred (utilisation)'!$C:$C,"59.1c",'WRP3c Preferred (utilisation)'!AP:AP)) | %'WRP2b Weighted BL Demand'!AD$13-(SUMIF('WRP3c Preferred (utilisation)'!$C:$C,"59.1c",'WRP3c Preferred (utilisation)'!AQ:AQ)) | %'WRP2b Weighted BL Demand'!AE$13-(SUMIF('WRP3c Preferred (utilisation)'!$C:$C,"59.1c",'WRP3c Preferred (utilisation)'!AR:AR)) | %'WRP2b Weighted BL Demand'!AF$13-(SUMIF('WRP3c Preferred (utilisation)'!$C:$C,"59.1c",'WRP3c Preferred (utilisation)'!AS:AS)) | %'WRP2b Weighted BL Demand'!AG$13-(SUMIF('WRP3c Preferred (utilisation)'!$C:$C,"59.1c",'WRP3c Preferred (utilisation)'!AT:AT)) | %'WRP2b Weighted BL Demand'!AH$13-(SUMIF('WRP3c Preferred (utilisation)'!$C:$C,"59.1c",'WRP3c Preferred (utilisation)'!AU:AU)) | %'WRP2b Weighted BL Demand'!AI$13-(SUMIF('WRP3c Preferred (utilisation)'!$C:$C,"59.1c",'WRP3c Preferred (utilisation)'!AV:AV)) | %'WRP2b Weighted BL Demand'!AJ$13-(SUMIF('WRP3c Preferred (utilisation)'!$C:$C,"59.1c",'WRP3c Preferred (utilisation)'!AW:AW))
Note on H3: The base year may be the same as a pre plan year. This should be made clear. In which case 'base year' data should be input or copied into column I,J,or K.
Note on H18: As WRP3c will be removed from the public version the formula links must be removed and the values retained. The Paste values button will do this for you.
Note on I3: If not required leave blank - Do not delete the grey columns.
Note on J3: If not required leave blank - Do not delete the grey columns.
Note on K3: If not required leave blank - Do not delete the grey columns.
1) Populate WRP6b [AFTER WRP3c]
2) Paste values

## List of named ranges (hidden)
Named Range | Cells (as per blank template) | Description
BLConsCC | ='WRP2 BL Demand'!$H$11:$AJ$11 | Identifies and reports missing data in the QA sheet. Does not need to include Pre plan years which are not mandatory.
BLDistInput | ='WRP1 BL Supply'!$H$27:$AJ$27 | Identifies and reports missing data in the QA sheet. AND EXPORT to DASHBOARD
BLDistLoss | ='WRP2 BL Demand'!$H$35:$AJ$35 | Identifies and reports missing data in the QA sheet. Does not need to include Pre plan years which are not mandatory.
BLDO | ='WRP1 BL Supply'!$H$18:$AJ$18 | Used to EXPORT to DASHBOARD
BLDOchange | ='WRP1 BL Supply'!$H$19:$AJ$19 | Used to EXPORT to DASHBOARD
BLDSOU | ='WRP2 BL Demand'!$H$29:$AJ$29 | Identifies and reports missing data in the QA sheet. Does not need to include Pre plan years which are not mandatory.
BLMeasCloth | ='WRP2 BL Demand'!$H$16:$AJ$16 | Identifies and reports missing data in the QA sheet. Does not need to include Pre plan years which are not mandatory.
BLMeasDish | ='WRP2 BL Demand'!$H$17:$AJ$17 | Identifies and reports missing data in the QA sheet. Does not need to include Pre plan years which are not mandatory.
BLMeasExt | ='WRP2 BL Demand'!$H$19:$AJ$19 | Identifies and reports missing data in the QA sheet. Does not need to include Pre plan years which are not mandatory.
BLMeasHHuspl | ='WRP2 BL Demand'!$H$32:$AJ$32 | Identifies and reports missing data in the QA sheet. Does not need to include Pre plan years which are not mandatory.
BLMeasMisc | ='WRP2 BL Demand'!$H$18:$AJ$18 | Identifies and reports missing data in the QA sheet. Does not need to include Pre plan years which are not mandatory.
BLMeasPersonal | ='WRP2 BL Demand'!$H$15:$AJ$15 | Identifies and reports missing data in the QA sheet. Does not need to include Pre plan years which are not mandatory.
BLMeasToilet | ='WRP2 BL Demand'!$H$14:$AJ$14 | Identifies and reports missing data in the QA sheet. Does not need to include Pre plan years which are not mandatory.
BLOutage | ='WRP1 BL Supply'!$H$26:$AJ$26 | Identifies and reports missing data in the QA sheet.
BLPotImport | ='WRP1 BL Supply'!$H$7:$AJ$7 | Identifies and reports missing data in the QA sheet. AND EXPORT to DASHBOARD
BLPotWatExp | ='WRP1 BL Supply'!$H$15:$AJ$15 | Identifies and reports missing data in the QA sheet. AND EXPORT to DASHBOARD
BLRawAbs | ='WRP1 BL Supply'!$H$3:$AJ$3 | Identifies and reports missing data in the QA sheet. AND EXPORT to DASHBOARD
BLrawExport | ='WRP1 BL Supply'!$H$11:$AJ$11 | Identifies and reports missing data in the QA sheet. AND EXPORT to DASHBOARD
BLrawImport | ='WRP1 BL Supply'!$H$4:$AJ$4 | Identifies and reports missing data in the QA sheet. AND EXPORT to DASHBOARD
BLRSAoptions01 | ='WRP1 BL Supply'!$I$22:$I$23 | Range extends as rows are added and picks up all the RSA reductions listed in the baseline. The result for each year is picked up in line 8.2BL. Reference 01 is the first pre plan year.
BLRSAoptions1 | ='WRP1 BL Supply'!$J$22:$J$23 | Range capturing all the RSA options listed in the second "for info" year (not mandatory)
BLRSAoptions10 | ='WRP1 BL Supply'!$R$22:$R$23 | Range capturing all the RSA options listed in the third "for info" year (not mandatory)
BLRSAoptions11 | ='WRP1 BL Supply'!$S$22:$S$23 | Range capturing all the RSA options listed in the first year of the planning period
BLRSAoptions12 | ='WRP1 BL Supply'!$T$22:$T$23
BLRSAoptions13 | ='WRP1 BL Supply'!$U$22:$U$23
BLRSAoptions14 | ='WRP1 BL Supply'!$V$22:$V$23
BLRSAoptions15 | ='WRP1 BL Supply'!$W$22:$W$23
BLRSAoptions16 | ='WRP1 BL Supply'!$X$22:$X$23
BLRSAoptions17 | ='WRP1 BL Supply'!$Y$22:$Y$23
BLRSAoptions18 | ='WRP1 BL Supply'!$Z$22:$Z$23
BLRSAoptions19 | ='WRP1 BL Supply'!$AA$22:$AA$23
BLRSAoptions2 | ='WRP1 BL Supply'!$K$22:$K$23
BLRSAoptions20 | ='WRP1 BL Supply'!$AB$22:$AB$23
BLRSAoptions21 | ='WRP1 BL Supply'!$AC$22:$AC$23
BLRSAoptions22 | ='WRP1 BL Supply'!$AD$22:$AD$23
BLRSAoptions23 | ='WRP1 BL Supply'!$AE$22:$AE$23
BLRSAoptions24 | ='WRP1 BL Supply'!$AF$22:$AF$23
BLRSAoptions25 | ='WRP1 BL Supply'!$AG$22:$AG$23
BLRSAoptions26 | ='WRP1 BL Supply'!$AH$22:$AH$23
BLRSAoptions27 | ='WRP1 BL Supply'!$AI$22:$AI$23
BLRSAoptions28 | ='WRP1 BL Supply'!$AJ$22:$AJ$23
BLRSAoptions3 | ='WRP1 BL Supply'!$H$22:$H$23
BLRSAoptions4 | ='WRP1 BL Supply'!$L$22:$L$23
BLRSAoptions5 | ='WRP1 BL Supply'!$M$22:$M$23
BLRSAoptions6 | ='WRP1 BL Supply'!$N$22:$N$23
BLRSAoptions7 | ='WRP1 BL Supply'!$O$22:$O$23
BLRSAoptions8 | ='WRP1 BL Supply'!$P$22:$P$23
BLRSAoptions9 | ='WRP1 BL Supply'!$Q$22:$Q$23
BLRwlOU | ='WRP1 BL Supply'!$H$10:$AJ$10 | Identifies and reports missing data in the QA sheet. AND EXPORT to DASHBOARD
BLTHCC | ='WRP1 BL Supply'!$H$30:$AJ$30 | Identifies and reports missing data in the QA sheet.
BLTHOther | ='WRP1 BL Supply'!$H$31:$AJ$31 | Identifies and reports missing data in the QA sheet. Does not need to include Pre plan years which are not mandatory.
BLTWLoss | ='WRP1 BL Supply'!$H$25:$AJ$25 | Identifies and reports missing data in the QA sheet. Does not need to include Pre plan years which are not mandatory.
BLUnmeasCloth | ='WRP2 BL Demand'!$H$23:$AJ$23 | Identifies and reports missing data in the QA sheet. Does not need to include Pre plan years which are not mandatory.
BLUnmeasDish | ='WRP2 BL Demand'!$H$24:$AJ$24 | Identifies and reports missing data in the QA sheet. Does not need to include Pre plan years which are not mandatory.
BLUnmeasExt | ='WRP2 BL Demand'!$H$26:$AJ$26 | Identifies and reports missing data in the QA sheet. Does not need to include Pre plan years which are not mandatory.
BLUnmeasHHuspl | ='WRP2 BL Demand'!$H$33:$AJ$33 | Identifies and reports missing data in the QA sheet. Does not need to include Pre plan years which are not mandatory.
BLUnmeasMisc | ='WRP2 BL Demand'!$H$25:$AJ$25 | Identifies and reports missing data in the QA sheet. Does not need to include Pre plan years which are not mandatory.
BLUnmeasNHHuspl | ='WRP2 BL Demand'!$H$31:$AJ$31 | Identifies and reports missing data in the QA sheet. Does not need to include Pre plan years which are not mandatory.
BLUnmeasPersonal | ='WRP2 BL Demand'!$H$22:$AJ$22 | Identifies and reports missing data in the QA sheet. Does not need to include Pre plan years which are not mandatory.
BLUnmeasToilet | ='WRP2 BL Demand'!$H$21:$AJ$21 | Identifies and reports missing data in the QA sheet. Does not need to include Pre plan years which are not mandatory.
BLVoidUSPL | ='WRP2 BL Demand'!$H$34:$AJ$34 | Identifies and reports missing data in the QA sheet. Does not need to include Pre plan years which are not mandatory.
BLWAFUown | ='WRP1 BL Supply'!$H$28:$AJ$28 | Identifies and reports missing data in the QA sheet. AND EXPORT to DASHBOARD
BLWAFUtot | ='WRP1 BL Supply'!$H$29:$AJ$29 | Identifies and reports missing data in the QA sheet. AND EXPORT to DASHBOARD
BLWDMeasNHH | ='WRP2 BL Demand'!$H$3:$AJ$3 | Identifies and reports missing data in the QA sheet. Does not need to include Pre plan years which are not mandatory.
BLWDmeasuredHH | ='WRP2 BL Demand'!$H$5:$AJ$5 | Identifies and reports missing data in the QA sheet. Does not need to include Pre plan years which are not mandatory.
BLWDUnmeasHH | ='WRP2 BL Demand'!$H$6:$AJ$6 | Identifies and reports missing data in the QA sheet. Does not need to include Pre plan years which are not mandatory.
BLWDUnmeasNHH | ='WRP2 BL Demand'!$H$4:$AJ$4 | Identifies and reports missing data in the QA sheet. Does not need to include Pre plan years which are not mandatory.
BLWTUB | ='WRP2 BL Demand'!$H$28:$AJ$28 | Identifies and reports missing data in the QA sheet. Does not need to include Pre plan years which are not mandatory.
CCDO | ='WRP1 BL Supply'!$H$20:$AJ$20 | Identifies and reports missing data in the QA sheet. Does not need to include Pre plan years which are not mandatory.
CongLicDOtot | ='WRP1a BL Licences'!$H$6 | Used to calculate 7BL (DO) in the base year from WRP1a
CountWRP4 | ='WRP4 Preferred (Scenario Yr)'!$F:$F
CustomerSide | ='WRP4 Preferred (Scenario Yr)'!$H$44:$AJ$44 | Sums the benefit of all the customer side options
DelMHH10 | ='WRP4 Preferred (Scenario Yr)'!$R$51 | This is the sum of options to change water delivered to measured hh - In WRP4 this is then used to calculate the total customer side preferred options
DelMHH11 | ='WRP4 Preferred (Scenario Yr)'!$S$51
DelMHH12 | ='WRP4 Preferred (Scenario Yr)'!$T$51
DelMHH13 | ='WRP4 Preferred (Scenario Yr)'!$U$51
DelMHH14 | ='WRP4 Preferred (Scenario Yr)'!$V$51
DelMHH15 | ='WRP4 Preferred (Scenario Yr)'!$W$51
DelMHH16 | ='WRP4 Preferred (Scenario Yr)'!$X$51
DelMHH17 | ='WRP4 Preferred (Scenario Yr)'!$Y$51
DelMHH18 | ='WRP4 Preferred (Scenario Yr)'!$Z$51
DelMHH19 | ='WRP4 Preferred (Scenario Yr)'!$AA$51
DelMHH20 | ='WRP4 Preferred (Scenario Yr)'!$AB$51
DelMHH21 | ='WRP4 Preferred (Scenario Yr)'!$AC$51
DelMHH22 | ='WRP4 Preferred (Scenario Yr)'!$AD$51
DelMHH23 | ='WRP4 Preferred (Scenario Yr)'!$AE$51
DelMHH24 | ='WRP4 Preferred (Scenario Yr)'!$AF$51
DelMHH25 | ='WRP4 Preferred (Scenario Yr)'!$AG$51
DelMHH26 | ='WRP4 Preferred (Scenario Yr)'!$AH$51
DelMHH27 | ='WRP4 Preferred (Scenario Yr)'!$AI$51
DelMHH28 | ='WRP4 Preferred (Scenario Yr)'!$AJ$51
DelMHH3 | ='WRP4 Preferred (Scenario Yr)'!$H$51 | Sum of preferred options targetting water delivered to measured households - base year. Picks up sum within WDMHH3. This is then used to calculate the total customer side preferred options
DelMHH4 | ='WRP4 Preferred (Scenario Yr)'!$L$51 | Sum of preferred options targetting water delivered to measured households - first year of planning horizon. Picks up sum within WDMHH4. This is then used to calculate the total customer side preferred options
DelMHH5 | ='WRP4 Preferred (Scenario Yr)'!$M$51
DelMHH6 | ='WRP4 Preferred (Scenario Yr)'!$N$51
DelMHH7 | ='WRP4 Preferred (Scenario Yr)'!$O$51
DelMHH8 | ='WRP4 Preferred (Scenario Yr)'!$P$51
DelMHH9 | ='WRP4 Preferred (Scenario Yr)'!$Q$51
DelMnhh10 | ='WRP4 Preferred (Scenario Yr)'!$R$45
DelMnhh11 | ='WRP4 Preferred (Scenario Yr)'!$S$45
DelMnhh12 | ='WRP4 Preferred (Scenario Yr)'!$T$45
DelMnhh13 | ='WRP4 Preferred (Scenario Yr)'!$U$45
DelMnhh14 | ='WRP4 Preferred (Scenario Yr)'!$V$45
DelMnhh15 | ='WRP4 Preferred (Scenario Yr)'!$W$45
DelMnhh16 | ='WRP4 Preferred (Scenario Yr)'!$X$45
DelMnhh17 | ='WRP4 Preferred (Scenario Yr)'!$Y$45
DelMnhh18 | ='WRP4 Preferred (Scenario Yr)'!$Z$45
DelMnhh19 | ='WRP4 Preferred (Scenario Yr)'!$AA$45
DelMnhh20 | ='WRP4 Preferred (Scenario Yr)'!$AB$45
DelMnhh21 | ='WRP4 Preferred (Scenario Yr)'!$AC$45
DelMnhh22 | ='WRP4 Preferred (Scenario Yr)'!$AD$45
DelMnhh23 | ='WRP4 Preferred (Scenario Yr)'!$AE$45
DelMnhh24 | ='WRP4 Preferred (Scenario Yr)'!$AF$45
DelMnhh25 | ='WRP4 Preferred (Scenario Yr)'!$AG$45
DelMnhh26 | ='WRP4 Preferred (Scenario Yr)'!$AH$45
DelMnhh27 | ='WRP4 Preferred (Scenario Yr)'!$AI$45
DelMnhh28 | ='WRP4 Preferred (Scenario Yr)'!$AJ$45
DelMnhh3 | ='WRP4 Preferred (Scenario Yr)'!$H$45
DelMnhh4 | ='WRP4 Preferred (Scenario Yr)'!$L$45
DelMnhh5 | ='WRP4 Preferred (Scenario Yr)'!$M$45
DelMnhh6 | ='WRP4 Preferred (Scenario Yr)'!$N$45
DelMnhh7 | ='WRP4 Preferred (Scenario Yr)'!$O$45
DelMnhh8 | ='WRP4 Preferred (Scenario Yr)'!$P$45
DelMnhh9 | ='WRP4 Preferred (Scenario Yr)'!$Q$45
DelUMHH10 | ='WRP4 Preferred (Scenario Yr)'!$R$54
DelUMHH11 | ='WRP4 Preferred (Scenario Yr)'!$S$54
DelUMHH12 | ='WRP4 Preferred (Scenario Yr)'!$T$54
DelUMHH13 | ='WRP4 Preferred (Scenario Yr)'!$U$54
DelUMHH14 | ='WRP4 Preferred (Scenario Yr)'!$V$54
DelUMHH15 | ='WRP4 Preferred (Scenario Yr)'!$W$54
DelUMHH16 | ='WRP4 Preferred (Scenario Yr)'!$X$54
DelUMHH17 | ='WRP4 Preferred (Scenario Yr)'!$Y$54
DelUMHH18 | ='WRP4 Preferred (Scenario Yr)'!$Z$54
DelUMHH19 | ='WRP4 Preferred (Scenario Yr)'!$AA$54
DelUMHH20 | ='WRP4 Preferred (Scenario Yr)'!$AB$54
DelUMHH21 | ='WRP4 Preferred (Scenario Yr)'!$AC$54
DelUMHH22 | ='WRP4 Preferred (Scenario Yr)'!$AD$54
DelUMHH23 | ='WRP4 Preferred (Scenario Yr)'!$AE$54
DelUMHH24 | ='WRP4 Preferred (Scenario Yr)'!$AF$54
DelUMHH25 | ='WRP4 Preferred (Scenario Yr)'!$AG$54
DelUMHH26 | ='WRP4 Preferred (Scenario Yr)'!$AH$54
DelUMHH27 | ='WRP4 Preferred (Scenario Yr)'!$AI$54
DelUMHH28 | ='WRP4 Preferred (Scenario Yr)'!$AJ$54
DelUMHH3 | ='WRP4 Preferred (Scenario Yr)'!$H$54 | Sum of preferred options targetting water delivered to unmeasured households - base year. Picks up sum within WDuMHH3. This is then used to calculate the total customer side preferred options
DelUMHH4 | ='WRP4 Preferred (Scenario Yr)'!$L$54
DelUMHH5 | ='WRP4 Preferred (Scenario Yr)'!$M$54
DelUMHH6 | ='WRP4 Preferred (Scenario Yr)'!$N$54
DelUMHH7 | ='WRP4 Preferred (Scenario Yr)'!$O$54
DelUMHH8 | ='WRP4 Preferred (Scenario Yr)'!$P$54
DelUMHH9 | ='WRP4 Preferred (Scenario Yr)'!$Q$54
DelUMnhh10 | ='WRP4 Preferred (Scenario Yr)'!$R$48
DelUMnhh11 | ='WRP4 Preferred (Scenario Yr)'!$S$48
DelUMnhh12 | ='WRP4 Preferred (Scenario Yr)'!$T$48
DelUMnhh13 | ='WRP4 Preferred (Scenario Yr)'!$U$48
DelUMnhh14 | ='WRP4 Preferred (Scenario Yr)'!$V$48
DelUMnhh15 | ='WRP4 Preferred (Scenario Yr)'!$W$48
DelUMnhh16 | ='WRP4 Preferred (Scenario Yr)'!$X$48
DelUMnhh17 | ='WRP4 Preferred (Scenario Yr)'!$Y$48
DelUMnhh18 | ='WRP4 Preferred (Scenario Yr)'!$Z$48
DelUMnhh19 | ='WRP4 Preferred (Scenario Yr)'!$AA$48
DelUMnhh20 | ='WRP4 Preferred (Scenario Yr)'!$AB$48
DelUMnhh21 | ='WRP4 Preferred (Scenario Yr)'!$AC$48
DelUMnhh22 | ='WRP4 Preferred (Scenario Yr)'!$AD$48
DelUMnhh23 | ='WRP4 Preferred (Scenario Yr)'!$AE$48
DelUMnhh24 | ='WRP4 Preferred (Scenario Yr)'!$AF$48
DelUMnhh25 | ='WRP4 Preferred (Scenario Yr)'!$AG$48
DelUMnhh26 | ='WRP4 Preferred (Scenario Yr)'!$AH$48
DelUMnhh27 | ='WRP4 Preferred (Scenario Yr)'!$AI$48
DelUMnhh28 | ='WRP4 Preferred (Scenario Yr)'!$AJ$48
DelUMnhh3 | ='WRP4 Preferred (Scenario Yr)'!$H$48 | Sum of preferred options targetting water delivered to unmeasured non-households - base year. Picks up sum within WDuMnHH3. This is then used to calculate the total customer side preferred options
DelUMnhh4 | ='WRP4 Preferred (Scenario Yr)'!$L$48
DelUMnhh5 | ='WRP4 Preferred (Scenario Yr)'!$M$48
DelUMnhh6 | ='WRP4 Preferred (Scenario Yr)'!$N$48
DelUMnhh7 | ='WRP4 Preferred (Scenario Yr)'!$O$48
DelUMnhh8 | ='WRP4 Preferred (Scenario Yr)'!$P$48
DelUMnhh9 | ='WRP4 Preferred (Scenario Yr)'!$Q$48
DiscountRate | ='WRP3a Feasible Options Detailed'!$W$1 | Used to calculate NPV (source in HiddenMacros but is copied into WRP3a, 3b, 3c)
DistributionSide | ='WRP4 Preferred (Scenario Yr)'!$H$30:$AJ$30
DLoss10 | ='WRP4 Preferred (Scenario Yr)'!$R$31
DLoss11 | ='WRP4 Preferred (Scenario Yr)'!$S$31
DLoss12 | ='WRP4 Preferred (Scenario Yr)'!$T$31
DLoss13 | ='WRP4 Preferred (Scenario Yr)'!$U$31
DLoss14 | ='WRP4 Preferred (Scenario Yr)'!$V$31
DLoss15 | ='WRP4 Preferred (Scenario Yr)'!$W$31
DLoss16 | ='WRP4 Preferred (Scenario Yr)'!$X$31
DLoss17 | ='WRP4 Preferred (Scenario Yr)'!$Y$31
DLoss18 | ='WRP4 Preferred (Scenario Yr)'!$Z$31
DLoss19 | ='WRP4 Preferred (Scenario Yr)'!$AA$31
DLoss20 | ='WRP4 Preferred (Scenario Yr)'!$AB$31
DLoss21 | ='WRP4 Preferred (Scenario Yr)'!$AC$31
DLoss22 | ='WRP4 Preferred (Scenario Yr)'!$AD$31
DLoss23 | ='WRP4 Preferred (Scenario Yr)'!$AE$31
DLoss24 | ='WRP4 Preferred (Scenario Yr)'!$AF$31
DLoss25 | ='WRP4 Preferred (Scenario Yr)'!$AG$31
DLoss26 | ='WRP4 Preferred (Scenario Yr)'!$AH$31
DLoss27 | ='WRP4 Preferred (Scenario Yr)'!$AI$31
DLoss28 | ='WRP4 Preferred (Scenario Yr)'!$AJ$31
DLoss3 | ='WRP4 Preferred (Scenario Yr)'!$H$31 | Sum of preferred options targetting distribution losses - base year. Picks up sum within ReduceDL3. This is then used to calculate the total distribution side preferred options
DLoss4 | ='WRP4 Preferred (Scenario Yr)'!$L$31
DLoss5 | ='WRP4 Preferred (Scenario Yr)'!$M$31
DLoss6 | ='WRP4 Preferred (Scenario Yr)'!$N$31
DLoss7 | ='WRP4 Preferred (Scenario Yr)'!$O$31
DLoss8 | ='WRP4 Preferred (Scenario Yr)'!$P$31
DLoss9 | ='WRP4 Preferred (Scenario Yr)'!$Q$31
DSOU10 | ='WRP4 Preferred (Scenario Yr)'!$R$34
DSOU11 | ='WRP4 Preferred (Scenario Yr)'!$S$34
DSOU12 | ='WRP4 Preferred (Scenario Yr)'!$T$34
DSOU13 | ='WRP4 Preferred (Scenario Yr)'!$U$34
DSOU14 | ='WRP4 Preferred (Scenario Yr)'!$V$34
DSOU15 | ='WRP4 Preferred (Scenario Yr)'!$W$34
DSOU16 | ='WRP4 Preferred (Scenario Yr)'!$X$34
DSOU17 | ='WRP4 Preferred (Scenario Yr)'!$Y$34
DSOU18 | ='WRP4 Preferred (Scenario Yr)'!$Z$34
DSOU19 | ='WRP4 Preferred (Scenario Yr)'!$AA$34
DSOU20 | ='WRP4 Preferred (Scenario Yr)'!$AB$34
DSOU21 | ='WRP4 Preferred (Scenario Yr)'!$AC$34
DSOU22 | ='WRP4 Preferred (Scenario Yr)'!$AD$34
DSOU23 | ='WRP4 Preferred (Scenario Yr)'!$AE$34
DSOU24 | ='WRP4 Preferred (Scenario Yr)'!$AF$34
DSOU25 | ='WRP4 Preferred (Scenario Yr)'!$AG$34
DSOU26 | ='WRP4 Preferred (Scenario Yr)'!$AH$34
DSOU27 | ='WRP4 Preferred (Scenario Yr)'!$AI$34
DSOU28 | ='WRP4 Preferred (Scenario Yr)'!$AJ$34
DSOU3 | ='WRP4 Preferred (Scenario Yr)'!$H$34 | Sum of preferred options targetting DSOU - base year. Picks up sum within ReduceDSOU3. This is then used to calculate the total distribution side preferred options
DSOU4 | ='WRP4 Preferred (Scenario Yr)'!$L$34
DSOU5 | ='WRP4 Preferred (Scenario Yr)'!$M$34
DSOU6 | ='WRP4 Preferred (Scenario Yr)'!$N$34
DSOU7 | ='WRP4 Preferred (Scenario Yr)'!$O$34
DSOU8 | ='WRP4 Preferred (Scenario Yr)'!$P$34
DSOU9 | ='WRP4 Preferred (Scenario Yr)'!$Q$34
ForGroupSum | ='WRP1a BL Licences'!$D$6:$D$14 | Sets the range critieria used to calculate the sum of the conjunctive groups.
FPDistInput | ='WRP5 FP Supply'!$H$30:$AJ$30 | Used in QA AND EXPORT to DASHBOARD
FPDO | ='WRP5 FP Supply'!$H$22:$AI$22 | Used to EXPORT to DASHBOARD
FPMeasCloth | ='WRP6 FP Demand'!$H$16:$AJ$16 | Identifies and reports missing data in the QA sheet. Does not need to include Pre plan years which are not mandatory.
FPMeasDish | ='WRP6 FP Demand'!$H$17:$AJ$17 | Identifies and reports missing data in the QA sheet. Does not need to include Pre plan years which are not mandatory.
FPMeasExt | ='WRP6 FP Demand'!$H$19:$AJ$19 | Identifies and reports missing data in the QA sheet. Does not need to include Pre plan years which are not mandatory.
FPMeasMisc | ='WRP6 FP Demand'!$H$18:$AJ$18 | Identifies and reports missing data in the QA sheet. Does not need to include Pre plan years which are not mandatory.
FPMeasPersonal | ='WRP6 FP Demand'!$H$15:$AJ$15 | Identifies and reports missing data in the QA sheet. Does not need to include Pre plan years which are not mandatory.
FPMeasToilet | ='WRP6 FP Demand'!$H$14:$AJ$14 | Identifies and reports missing data in the QA sheet. Does not need to include Pre plan years which are not mandatory.
FPPotImport | ='WRP5 FP Supply'!$H$8:$AJ$8 | Used to EXPORT to DASHBOARD
FPPotWatExp | ='WRP5 FP Supply'!$H$18:$AJ$18 | Used to EXPORT to DASHBOARD
FPRawAbs | ='WRP5 FP Supply'!$H$3:$AJ$3 | Used to EXPORT to DASHBOARD
FPrawExport | ='WRP5 FP Supply'!$H$14:$AJ$14 | Used to EXPORT to DASHBOARD
FPRawImport | ='WRP5 FP Supply'!$H$4:$AJ$4 | Used to EXPORT to DASHBOARD
FPRwlOU | ='WRP5 FP Supply'!$H$13:$AJ$13 | Used to EXPORT to DASHBOARD
FPTHCC | ='WRP5 FP Supply'!$H$33:$AJ$33 | Identifies and reports missing data in the QA sheet. Does not need to include Pre plan years which are not mandatory.
FPTHOther | ='WRP5 FP Supply'!$H$34:$AJ$34 | Identifies and reports missing data in the QA sheet. Does not need to include Pre plan years which are not mandatory.
FPUnmeasCloth | ='WRP6 FP Demand'!$H$23:$AJ$23 | Identifies and reports missing data in the QA sheet. Does not need to include Pre plan years which are not mandatory.
FPUnmeasDish | ='WRP6 FP Demand'!$H$24:$AJ$24 | Identifies and reports missing data in the QA sheet. Does not need to include Pre plan years which are not mandatory.
FPUnmeasExt | ='WRP6 FP Demand'!$H$26:$AJ$26 | Identifies and reports missing data in the QA sheet. Does not need to include Pre plan years which are not mandatory.
FPUnmeasMisc | ='WRP6 FP Demand'!$H$25:$AJ$25 | Identifies and reports missing data in the QA sheet. Does not need to include Pre plan years which are not mandatory.
FPUnmeasPersonal | ='WRP6 FP Demand'!$H$22:$AJ$22 | Identifies and reports missing data in the QA sheet. Does not need to include Pre plan years which are not mandatory.
FPUnmeasToilet | ='WRP6 FP Demand'!$H$21:$AJ$21 | Identifies and reports missing data in the QA sheet. Does not need to include Pre plan years which are not mandatory.
FPWAFUown | ='WRP5 FP Supply'!$H$31:$AJ$31 | Used to EXPORT to DASHBOARD
FPWAFUtot | ='WRP5 FP Supply'!$H$32:$AJ$32 | Used to EXPORT to DASHBOARD
GroupedLicences | ='WRP1a BL Licences'!$C$6:$M$14 | Identifies and reports missing data in the QA sheet.
incDO10 | ='WRP4 Preferred (Scenario Yr)'!$R$27
incDO11 | ='WRP4 Preferred (Scenario Yr)'!$S$27
incDO12 | ='WRP4 Preferred (Scenario Yr)'!$T$27
incDO13 | ='WRP4 Preferred (Scenario Yr)'!$U$27
incDO14 | ='WRP4 Preferred (Scenario Yr)'!$V$27
incDO15 | ='WRP4 Preferred (Scenario Yr)'!$W$27
incDO16 | ='WRP4 Preferred (Scenario Yr)'!$X$27
incDO17 | ='WRP4 Preferred (Scenario Yr)'!$Y$27
incDO18 | ='WRP4 Preferred (Scenario Yr)'!$Z$27
incDO19 | ='WRP4 Preferred (Scenario Yr)'!$AA$27
incDO20 | ='WRP4 Preferred (Scenario Yr)'!$AB$27
incDO21 | ='WRP4 Preferred (Scenario Yr)'!$AC$27
incDO22 | ='WRP4 Preferred (Scenario Yr)'!$AD$27
incDO23 | ='WRP4 Preferred (Scenario Yr)'!$AE$27
incDO24 | ='WRP4 Preferred (Scenario Yr)'!$AF$27
incDO25 | ='WRP4 Preferred (Scenario Yr)'!$AG$27
incDO26 | ='WRP4 Preferred (Scenario Yr)'!$AH$27
incDO27 | ='WRP4 Preferred (Scenario Yr)'!$AI$27
incDO28 | ='WRP4 Preferred (Scenario Yr)'!$AJ$27
incDO3 | ='WRP4 Preferred (Scenario Yr)'!$H$27 | Sum of preferred options to increase DO - base year. Picks up sum within OtherDO3. This is then used to calculate the total resource side preferred options
incDO4 | ='WRP4 Preferred (Scenario Yr)'!$L$27
incDO5 | ='WRP4 Preferred (Scenario Yr)'!$M$27
incDO6 | ='WRP4 Preferred (Scenario Yr)'!$N$27
incDO7 | ='WRP4 Preferred (Scenario Yr)'!$O$27
incDO8 | ='WRP4 Preferred (Scenario Yr)'!$P$27
incDO9 | ='WRP4 Preferred (Scenario Yr)'!$Q$27
IncRW10 | ='WRP4 Preferred (Scenario Yr)'!$R$5
IncRW11 | ='WRP4 Preferred (Scenario Yr)'!$S$5
IncRW12 | ='WRP4 Preferred (Scenario Yr)'!$T$5
IncRW13 | ='WRP4 Preferred (Scenario Yr)'!$U$5
IncRW14 | ='WRP4 Preferred (Scenario Yr)'!$V$5
IncRW15 | ='WRP4 Preferred (Scenario Yr)'!$W$5
IncRW16 | ='WRP4 Preferred (Scenario Yr)'!$X$5
IncRW17 | ='WRP4 Preferred (Scenario Yr)'!$Y$5
IncRW18 | ='WRP4 Preferred (Scenario Yr)'!$Z$5
IncRW19 | ='WRP4 Preferred (Scenario Yr)'!$AA$5
IncRW20 | ='WRP4 Preferred (Scenario Yr)'!$AB$5
IncRW21 | ='WRP4 Preferred (Scenario Yr)'!$AC$5
IncRW22 | ='WRP4 Preferred (Scenario Yr)'!$AD$5
IncRW23 | ='WRP4 Preferred (Scenario Yr)'!$AE$5
IncRW24 | ='WRP4 Preferred (Scenario Yr)'!$AF$5
IncRW25 | ='WRP4 Preferred (Scenario Yr)'!$AG$5
IncRW26 | ='WRP4 Preferred (Scenario Yr)'!$AH$5
IncRW27 | ='WRP4 Preferred (Scenario Yr)'!$AI$5
IncRW28 | ='WRP4 Preferred (Scenario Yr)'!$AJ$5
IncRW3 | ='WRP4 Preferred (Scenario Yr)'!$H$5 | Sum of preferred options to change raw water abstractions - base year. Picks up sum within RawAbs3. This is then used to calculate the total resource side preferred options
IncRW4 | ='WRP4 Preferred (Scenario Yr)'!$L$5
IncRW5 | ='WRP4 Preferred (Scenario Yr)'!$M$5
IncRW6 | ='WRP4 Preferred (Scenario Yr)'!$N$5
IncRW7 | ='WRP4 Preferred (Scenario Yr)'!$O$5
IncRW8 | ='WRP4 Preferred (Scenario Yr)'!$P$5
IncRW9 | ='WRP4 Preferred (Scenario Yr)'!$Q$5
Individual | ='WRP1a BL Licences'!$C$4:$M$4 | Identifies and reports missing data in the QA sheet.
IndivLic | ='WRP1a BL Licences'!$I$5:$I$5 | Used to calculate 7BL (DO) in the base year from WRP1a
IndivLicDO | ='WRP1a BL Licences'!$H$5:$H$5
IndivLicDOtot | ='WRP1a BL Licences'!$H$4
IndivLictot | ='WRP1a BL Licences'!$I$4
LastDOrow | ='WRP1a BL Licences'!$20:$20 | Used in VBA code: Sub AddNewlicence()
Line1BL | ='WRP1 BL Supply'!$H$3:$AJ$3
Line29BL | ='WRP2 BL Demand'!$H$13:$AJ$13
Line30BL | ='WRP2 BL Demand'!$H$20:$AJ$20
Line31bl | ='WRP2 BL Demand'!$H$27:$AJ$27
line42bl | ='WRP2a BL Customers'!$H$3:$AJ$3
line43bl | ='WRP2a BL Customers'!$H$4:$AJ$4
line45bl | ='WRP2a BL Customers'!$H$6:$AJ$6
line46bl | ='WRP2a BL Customers'!$H$14:$AJ$14
line484bl | ='WRP2a BL Customers'!$H$16:$AJ$16
line49bl | ='WRP2a BL Customers'!$H$17:$AJ$17
line50bl | ='WRP2a BL Customers'!$H$18:$AJ$18
line51bl | ='WRP2a BL Customers'!$H$19:$AJ$19
line52bl | ='WRP2a BL Customers'!$H$26:$AJ$26
line53bl | ='WRP2a BL Customers'!$H$21:$AJ$21
line8.2BL | ='WRP1 BL Supply'!$J$21:$AJ$21
LinetoAddGroup | ='WRP1a BL Licences'!$14:$14 | This may be redundant - superseded by Row0.3BL used in VBA code
MeasNHHuspl | ='WRP2 BL Demand'!$H$30:$AJ$30 | Identifies and reports missing data in the QA sheet. Does not need to include Pre plan years which are not mandatory.
MHHuspl | ='WRP4 Preferred (Scenario Yr)'!$68:$68 | Range used to capture all options targeting measured hh uspl - used in WRP4 in sum of meas hh uspl AND total customer side options.
MHHuspl01 | ='WRP4 Preferred (Scenario Yr)'!$I$67:$I$68
MHHuspl1 | ='WRP4 Preferred (Scenario Yr)'!$J$67:$J$68
MHHuspl10 | ='WRP4 Preferred (Scenario Yr)'!$R$67:$R$68
MHHuspl11 | ='WRP4 Preferred (Scenario Yr)'!$S$67:$S$68
MHHuspl12 | ='WRP4 Preferred (Scenario Yr)'!$T$67:$T$68
MHHuspl13 | ='WRP4 Preferred (Scenario Yr)'!$U$67:$U$68
MHHuspl14 | ='WRP4 Preferred (Scenario Yr)'!$V$67:$V$68
MHHuspl15 | ='WRP4 Preferred (Scenario Yr)'!$W$67:$W$68
MHHuspl16 | ='WRP4 Preferred (Scenario Yr)'!$X$67:$X$68
MHHuspl17 | ='WRP4 Preferred (Scenario Yr)'!$Y$67:$Y$68
MHHuspl18 | ='WRP4 Preferred (Scenario Yr)'!$Z$67:$Z$68
MHHuspl19 | ='WRP4 Preferred (Scenario Yr)'!$AA$67:$AA$68
MHHuspl2 | ='WRP4 Preferred (Scenario Yr)'!$K$67:$K$68
MHHuspl20 | ='WRP4 Preferred (Scenario Yr)'!$AB$67:$AB$68
MHHuspl21 | ='WRP4 Preferred (Scenario Yr)'!$AC$67:$AC$68
MHHuspl22 | ='WRP4 Preferred (Scenario Yr)'!$AD$67:$AD$68
MHHuspl23 | ='WRP4 Preferred (Scenario Yr)'!$AE$67:$AE$68
MHHuspl24 | ='WRP4 Preferred (Scenario Yr)'!$AF$67:$AF$68
MHHuspl25 | ='WRP4 Preferred (Scenario Yr)'!$AG$67:$AG$68
MHHuspl26 | ='WRP4 Preferred (Scenario Yr)'!$AH$67:$AH$68
MHHuspl27 | ='WRP4 Preferred (Scenario Yr)'!$AI$67:$AI$68
MHHuspl28 | ='WRP4 Preferred (Scenario Yr)'!$AJ$67:$AJ$68
MHHuspl3 | ='WRP4 Preferred (Scenario Yr)'!$H$67:$H$68 | Range in which all preferred options targetting measured household USPL will be listed - base year. This is then picked up by USPLMHH3 - the total for the base year.
MHHuspl4 | ='WRP4 Preferred (Scenario Yr)'!$L$67:$L$68 | Range in which all preferred options targetting measured household USPL will be listed - year 1 of the planning horizon. This is then picked up by USPLMHH4 - the total for the base year.
MHHuspl5 | ='WRP4 Preferred (Scenario Yr)'!$M$67:$M$68
MHHuspl6 | ='WRP4 Preferred (Scenario Yr)'!$N$67:$N$68
MHHuspl7 | ='WRP4 Preferred (Scenario Yr)'!$O$67:$O$68
MHHuspl8 | ='WRP4 Preferred (Scenario Yr)'!$P$67:$P$68
MHHuspl9 | ='WRP4 Preferred (Scenario Yr)'!$Q$67:$Q$68
MnHHuspl | ='WRP4 Preferred (Scenario Yr)'!$62:$62
MnHHuspl01 | ='WRP4 Preferred (Scenario Yr)'!$I$61:$I$62
MnHHuspl1 | ='WRP4 Preferred (Scenario Yr)'!$J$61:$J$62
MnHHuspl10 | ='WRP4 Preferred (Scenario Yr)'!$R$61:$R$62
MnHHuspl11 | ='WRP4 Preferred (Scenario Yr)'!$S$61:$S$62
MnHHuspl12 | ='WRP4 Preferred (Scenario Yr)'!$T$61:$T$62
MnHHuspl13 | ='WRP4 Preferred (Scenario Yr)'!$U$61:$U$62
MnHHuspl14 | ='WRP4 Preferred (Scenario Yr)'!$V$61:$V$62
MnHHuspl15 | ='WRP4 Preferred (Scenario Yr)'!$W$61:$W$62
MnHHuspl16 | ='WRP4 Preferred (Scenario Yr)'!$X$61:$X$62
MnHHuspl17 | ='WRP4 Preferred (Scenario Yr)'!$Y$61:$Y$62
MnHHuspl18 | ='WRP4 Preferred (Scenario Yr)'!$Z$61:$Z$62
MnHHuspl19 | ='WRP4 Preferred (Scenario Yr)'!$AA$61:$AA$62
MnHHuspl2 | ='WRP4 Preferred (Scenario Yr)'!$K$61:$K$62
MnHHuspl20 | ='WRP4 Preferred (Scenario Yr)'!$AB$61:$AB$62
MnHHuspl21 | ='WRP4 Preferred (Scenario Yr)'!$AC$61:$AC$62
MnHHuspl22 | ='WRP4 Preferred (Scenario Yr)'!$AD$61:$AD$62
MnHHuspl23 | ='WRP4 Preferred (Scenario Yr)'!$AE$61:$AE$62
MnHHuspl24 | ='WRP4 Preferred (Scenario Yr)'!$AF$61:$AF$62
MnHHuspl25 | ='WRP4 Preferred (Scenario Yr)'!$AG$61:$AG$62
MnHHuspl26 | ='WRP4 Preferred (Scenario Yr)'!$AH$61:$AH$62
MnHHuspl27 | ='WRP4 Preferred (Scenario Yr)'!$AI$61:$AI$62
MnHHuspl28 | ='WRP4 Preferred (Scenario Yr)'!$AJ$61:$AJ$62
MnHHuspl3 | ='WRP4 Preferred (Scenario Yr)'!$H$61:$H$62
MnHHuspl4 | ='WRP4 Preferred (Scenario Yr)'!$L$61:$L$62
MnHHuspl5 | ='WRP4 Preferred (Scenario Yr)'!$M$61:$M$62
MnHHuspl6 | ='WRP4 Preferred (Scenario Yr)'!$N$61:$N$62
MnHHuspl7 | ='WRP4 Preferred (Scenario Yr)'!$O$61:$O$62
MnHHuspl8 | ='WRP4 Preferred (Scenario Yr)'!$P$61:$P$62
MnHHuspl9 | ='WRP4 Preferred (Scenario Yr)'!$Q$61:$Q$62
New | ='WRP1a BL Licences'!$17:$17 | Used in VBA Code: Sub AddUnusedlicence()
NewLic | ='WRP1a BL Licences'!$I$19:$I$27 | Used to pick up additional lines entered in WRP1a
NewLicDO | ='WRP1a BL Licences'!$H$19:$H$27 | Used to pick up additional lines entered in WRP1a
NewLicDOtot | ='WRP1a BL Licences'!$H$18 | Used to pick up additional lines entered in WRP1a
NewLicences | ='WRP1a BL Licences'!$C$18:$M$18 | Used to pick up additional lines entered in WRP1a
NPsup10 | ='WRP4 Preferred (Scenario Yr)'!$R$21
NPsup11 | ='WRP4 Preferred (Scenario Yr)'!$S$21
NPsup12 | ='WRP4 Preferred (Scenario Yr)'!$T$21
NPsup13 | ='WRP4 Preferred (Scenario Yr)'!$U$21
NPsup14 | ='WRP4 Preferred (Scenario Yr)'!$V$21
NPsup15 | ='WRP4 Preferred (Scenario Yr)'!$W$21
NPsup16 | ='WRP4 Preferred (Scenario Yr)'!$X$21
NPsup17 | ='WRP4 Preferred (Scenario Yr)'!$Y$21
NPsup18 | ='WRP4 Preferred (Scenario Yr)'!$Z$21
NPsup19 | ='WRP4 Preferred (Scenario Yr)'!$AA$21
NPsup20 | ='WRP4 Preferred (Scenario Yr)'!$AB$21
NPsup21 | ='WRP4 Preferred (Scenario Yr)'!$AC$21
NPsup22 | ='WRP4 Preferred (Scenario Yr)'!$AD$21
NPsup23 | ='WRP4 Preferred (Scenario Yr)'!$AE$21
NPsup24 | ='WRP4 Preferred (Scenario Yr)'!$AF$21
NPsup25 | ='WRP4 Preferred (Scenario Yr)'!$AG$21
NPsup26 | ='WRP4 Preferred (Scenario Yr)'!$AH$21
NPsup27 | ='WRP4 Preferred (Scenario Yr)'!$AI$21
NPsup28 | ='WRP4 Preferred (Scenario Yr)'!$AJ$21
NPsup3 | ='WRP4 Preferred (Scenario Yr)'!$H$21
NPsup4 | ='WRP4 Preferred (Scenario Yr)'!$L$21
NPsup5 | ='WRP4 Preferred (Scenario Yr)'!$M$21
NPsup6 | ='WRP4 Preferred (Scenario Yr)'!$N$21
NPsup7 | ='WRP4 Preferred (Scenario Yr)'!$O$21
NPsup8 | ='WRP4 Preferred (Scenario Yr)'!$P$21
NPsup9 | ='WRP4 Preferred (Scenario Yr)'!$Q$21
option_categories | ='WRP3a Feasible Options Detailed'!$D$176:$D$216
OtherDO | ='WRP4 Preferred (Scenario Yr)'!$29:$29
OtherDO01 | ='WRP4 Preferred (Scenario Yr)'!$I$28:$I$29
OtherDO1 | ='WRP4 Preferred (Scenario Yr)'!$J$28:$J$29
OtherDO10 | ='WRP4 Preferred (Scenario Yr)'!$R$28:$R$29
OtherDO11 | ='WRP4 Preferred (Scenario Yr)'!$S$28:$S$29
OtherDO12 | ='WRP4 Preferred (Scenario Yr)'!$T$28:$T$29
OtherDO13 | ='WRP4 Preferred (Scenario Yr)'!$U$28:$U$29
OtherDO14 | ='WRP4 Preferred (Scenario Yr)'!$V$28:$V$29
OtherDO15 | ='WRP4 Preferred (Scenario Yr)'!$W$28:$W$29
OtherDO16 | ='WRP4 Preferred (Scenario Yr)'!$X$28:$X$29
OtherDO17 | ='WRP4 Preferred (Scenario Yr)'!$Y$28:$Y$29
OtherDO18 | ='WRP4 Preferred (Scenario Yr)'!$Z$28:$Z$29
OtherDO19 | ='WRP4 Preferred (Scenario Yr)'!$AA$28:$AA$29
OtherDO2 | ='WRP4 Preferred (Scenario Yr)'!$K$28:$K$29
OtherDO20 | ='WRP4 Preferred (Scenario Yr)'!$AB$28:$AB$29
OtherDO21 | ='WRP4 Preferred (Scenario Yr)'!$AC$28:$AC$29
OtherDO22 | ='WRP4 Preferred (Scenario Yr)'!$AD$28:$AD$29
OtherDO23 | ='WRP4 Preferred (Scenario Yr)'!$AE$28:$AE$29
OtherDO24 | ='WRP4 Preferred (Scenario Yr)'!$AF$28:$AF$29
OtherDO25 | ='WRP4 Preferred (Scenario Yr)'!$AG$28:$AG$29
OtherDO26 | ='WRP4 Preferred (Scenario Yr)'!$AH$28:$AH$29
OtherDO27 | ='WRP4 Preferred (Scenario Yr)'!$AI$28:$AI$29
OtherDO28 | ='WRP4 Preferred (Scenario Yr)'!$AJ$28:$AJ$29
OtherDO3 | ='WRP4 Preferred (Scenario Yr)'!$H$28:$H$29
OtherDO4 | ='WRP4 Preferred (Scenario Yr)'!$L$28:$L$29
OtherDO5 | ='WRP4 Preferred (Scenario Yr)'!$M$28:$M$29
OtherDO6 | ='WRP4 Preferred (Scenario Yr)'!$N$28:$N$29
OtherDO7 | ='WRP4 Preferred (Scenario Yr)'!$O$28:$O$29
OtherDO8 | ='WRP4 Preferred (Scenario Yr)'!$P$28:$P$29
OtherDO9 | ='WRP4 Preferred (Scenario Yr)'!$Q$28:$Q$29
Pot_export01 | ='WRP1 BL Supply'!$I$16:$I$17
Pot_export1 | ='WRP1 BL Supply'!$J$16:$J$17
Pot_export10 | ='WRP1 BL Supply'!$R$16:$R$17
Pot_export11 | ='WRP1 BL Supply'!$S$16:$S$17
Pot_export12 | ='WRP1 BL Supply'!$T$16:$T$17
Pot_export13 | ='WRP1 BL Supply'!$U$16:$U$17
Pot_export14 | ='WRP1 BL Supply'!$V$16:$V$17
Pot_export15 | ='WRP1 BL Supply'!$W$16:$W$17
Pot_export16 | ='WRP1 BL Supply'!$X$16:$X$17
Pot_export17 | ='WRP1 BL Supply'!$Y$16:$Y$17
Pot_export18 | ='WRP1 BL Supply'!$Z$16:$Z$17
Pot_export19 | ='WRP1 BL Supply'!$AA$16:$AA$17
Pot_export2 | ='WRP1 BL Supply'!$K$16:$K$17
Pot_export20 | ='WRP1 BL Supply'!$AB$16:$AB$17
Pot_export21 | ='WRP1 BL Supply'!$AC$16:$AC$17
Pot_export22 | ='WRP1 BL Supply'!$AD$16:$AD$17
Pot_export23 | ='WRP1 BL Supply'!$AE$16:$AE$17
Pot_export24 | ='WRP1 BL Supply'!$AF$16:$AF$17
Pot_export243 | ='WRP1 BL Supply'!$AF$16:$AF$17
Pot_export25 | ='WRP1 BL Supply'!$AG$16:$AG$17
Pot_export26 | ='WRP1 BL Supply'!$AH$16:$AH$17
Pot_export27 | ='WRP1 BL Supply'!$AI$16:$AI$17
Pot_export28 | ='WRP1 BL Supply'!$AJ$16:$AJ$17
Pot_export3 | ='WRP1 BL Supply'!$H$16:$H$17
Pot_export4 | ='WRP1 BL Supply'!$L$16:$L$17
Pot_export5 | ='WRP1 BL Supply'!$M$16:$M$17
Pot_export6 | ='WRP1 BL Supply'!$N$16:$N$17
Pot_export7 | ='WRP1 BL Supply'!$O$16:$O$17
Pot_export8 | ='WRP1 BL Supply'!$P$16:$P$17
Pot_export9 | ='WRP1 BL Supply'!$Q$16:$Q$17
Pot_import01 | ='WRP1 BL Supply'!$I$8:$I$9
Pot_import1 | ='WRP1 BL Supply'!$J$8:$J$9
Pot_import10 | ='WRP1 BL Supply'!$R$8:$R$9
Pot_import11 | ='WRP1 BL Supply'!$S$8:$S$9
Pot_import12 | ='WRP1 BL Supply'!$T$8:$T$9
Pot_import13 | ='WRP1 BL Supply'!$U$8:$U$9
Pot_import14 | ='WRP1 BL Supply'!$V$8:$V$9
Pot_import15 | ='WRP1 BL Supply'!$W$8:$W$9
Pot_import16 | ='WRP1 BL Supply'!$X$8:$X$9
Pot_import17 | ='WRP1 BL Supply'!$Y$8:$Y$9
Pot_import18 | ='WRP1 BL Supply'!$Z$8:$Z$9
Pot_import19 | ='WRP1 BL Supply'!$AA$8:$AA$9
Pot_import2 | ='WRP1 BL Supply'!$K$8:$K$9
Pot_import20 | ='WRP1 BL Supply'!$AB$8:$AB$9
Pot_import21 | ='WRP1 BL Supply'!$AC$8:$AC$9
Pot_import22 | ='WRP1 BL Supply'!$AD$8:$AD$9
Pot_import23 | ='WRP1 BL Supply'!$AE$8:$AE$9
Pot_import24 | ='WRP1 BL Supply'!$AF$8:$AF$9
Pot_import25 | ='WRP1 BL Supply'!$AG$8:$AG$9
Pot_import26 | ='WRP1 BL Supply'!$AH$8:$AH$9
Pot_import27 | ='WRP1 BL Supply'!$AI$8:$AI$9
Pot_import28 | ='WRP1 BL Supply'!$AJ$8:$AJ$9
Pot_import3 | ='WRP1 BL Supply'!$H$8:$H$9
Pot_import4 | ='WRP1 BL Supply'!$L$8:$L$9
Pot_import5 | ='WRP1 BL Supply'!$M$8:$M$9
Pot_import6 | ='WRP1 BL Supply'!$N$8:$N$9
Pot_import7 | ='WRP1 BL Supply'!$O$8:$O$9
Pot_import8 | ='WRP1 BL Supply'!$P$8:$P$9
Pot_import9 | ='WRP1 BL Supply'!$Q$8:$Q$9
Potexp10 | ='WRP4 Preferred (Scenario Yr)'!$R$24
Potexp11 | ='WRP4 Preferred (Scenario Yr)'!$S$24
Potexp12 | ='WRP4 Preferred (Scenario Yr)'!$T$24
Potexp13 | ='WRP4 Preferred (Scenario Yr)'!$U$24
Potexp14 | ='WRP4 Preferred (Scenario Yr)'!$V$24
Potexp15 | ='WRP4 Preferred (Scenario Yr)'!$W$24
Potexp16 | ='WRP4 Preferred (Scenario Yr)'!$X$24
Potexp17 | ='WRP4 Preferred (Scenario Yr)'!$Y$24
Potexp18 | ='WRP4 Preferred (Scenario Yr)'!$Z$24
Potexp19 | ='WRP4 Preferred (Scenario Yr)'!$AA$24
Potexp20 | ='WRP4 Preferred (Scenario Yr)'!$AB$24
Potexp21 | ='WRP4 Preferred (Scenario Yr)'!$AC$24
Potexp22 | ='WRP4 Preferred (Scenario Yr)'!$AD$24
Potexp23 | ='WRP4 Preferred (Scenario Yr)'!$AE$24
Potexp24 | ='WRP4 Preferred (Scenario Yr)'!$AF$24
Potexp25 | ='WRP4 Preferred (Scenario Yr)'!$AG$24
Potexp26 | ='WRP4 Preferred (Scenario Yr)'!$AH$24
Potexp27 | ='WRP4 Preferred (Scenario Yr)'!$AI$24
Potexp28 | ='WRP4 Preferred (Scenario Yr)'!$AJ$24
Potexp3 | ='WRP4 Preferred (Scenario Yr)'!$H$24
Potexp4 | ='WRP4 Preferred (Scenario Yr)'!$L$24
Potexp5 | ='WRP4 Preferred (Scenario Yr)'!$M$24
Potexp6 | ='WRP4 Preferred (Scenario Yr)'!$N$24
Potexp7 | ='WRP4 Preferred (Scenario Yr)'!$O$24
Potexp8 | ='WRP4 Preferred (Scenario Yr)'!$P$24
Potexp9 | ='WRP4 Preferred (Scenario Yr)'!$Q$24
PotExport | ='WRP1 BL Supply'!$17:$17
PotImport | ='WRP1 BL Supply'!$9:$9
PotImports | ='WRP4 Preferred (Scenario Yr)'!$13:$13
PotImports01 | ='WRP4 Preferred (Scenario Yr)'!$I$12:$I$13
PotImports1 | ='WRP4 Preferred (Scenario Yr)'!$J$12:$J$13
PotImports10 | ='WRP4 Preferred (Scenario Yr)'!$R$12:$R$13
PotImports11 | ='WRP4 Preferred (Scenario Yr)'!$S$12:$S$13
PotImports12 | ='WRP4 Preferred (Scenario Yr)'!$T$12:$T$13
PotImports13 | ='WRP4 Preferred (Scenario Yr)'!$U$12:$U$13
PotImports14 | ='WRP4 Preferred (Scenario Yr)'!$V$12:$V$13
PotImports15 | ='WRP4 Preferred (Scenario Yr)'!$W$12:$W$13
PotImports16 | ='WRP4 Preferred (Scenario Yr)'!$X$12:$X$13
PotImports17 | ='WRP4 Preferred (Scenario Yr)'!$Y$12:$Y$13
PotImports18 | ='WRP4 Preferred (Scenario Yr)'!$Z$12:$Z$13
PotImports19 | ='WRP4 Preferred (Scenario Yr)'!$AA$12:$AA$13
PotImports2 | ='WRP4 Preferred (Scenario Yr)'!$K$12:$K$13
PotImports20 | ='WRP4 Preferred (Scenario Yr)'!$AB$12:$AB$13
PotImports21 | ='WRP4 Preferred (Scenario Yr)'!$AC$12:$AC$13
PotImports22 | ='WRP4 Preferred (Scenario Yr)'!$AD$12:$AD$13
PotImports23 | ='WRP4 Preferred (Scenario Yr)'!$AE$12:$AE$13
PotImports24 | ='WRP4 Preferred (Scenario Yr)'!$AF$12:$AF$13
PotImports25 | ='WRP4 Preferred (Scenario Yr)'!$AG$12:$AG$13
PotImports26 | ='WRP4 Preferred (Scenario Yr)'!$AH$12:$AH$13
PotImports27 | ='WRP4 Preferred (Scenario Yr)'!$AI$12:$AI$13
PotImports28 | ='WRP4 Preferred (Scenario Yr)'!$AJ$12:$AJ$13
PotImports3 | ='WRP4 Preferred (Scenario Yr)'!$H$12:$H$13
PotImports4 | ='WRP4 Preferred (Scenario Yr)'!$L$12:$L$13
PotImports5 | ='WRP4 Preferred (Scenario Yr)'!$M$12:$M$13
PotImports6 | ='WRP4 Preferred (Scenario Yr)'!$N$12:$N$13
PotImports7 | ='WRP4 Preferred (Scenario Yr)'!$O$12:$O$13
PotImports8 | ='WRP4 Preferred (Scenario Yr)'!$P$12:$P$13
PotImports9 | ='WRP4 Preferred (Scenario Yr)'!$Q$12:$Q$13
PreferredOptionYN | ='WRP3a Feasible Options Detailed'!$G:$G
ProductionSide | ='WRP4 Preferred (Scenario Yr)'!$H$37:$AJ$37
ProdYr1 | ='WRP3a Feasible Options Detailed'!$Y$40
PWimp10 | ='WRP4 Preferred (Scenario Yr)'!$R$11
PWimp11 | ='WRP4 Preferred (Scenario Yr)'!$S$11
PWimp12 | ='WRP4 Preferred (Scenario Yr)'!$T$11
PWimp13 | ='WRP4 Preferred (Scenario Yr)'!$U$11
PWimp14 | ='WRP4 Preferred (Scenario Yr)'!$V$11
PWimp15 | ='WRP4 Preferred (Scenario Yr)'!$W$11
PWimp16 | ='WRP4 Preferred (Scenario Yr)'!$X$11
PWimp17 | ='WRP4 Preferred (Scenario Yr)'!$Y$11
PWimp18 | ='WRP4 Preferred (Scenario Yr)'!$Z$11
PWimp19 | ='WRP4 Preferred (Scenario Yr)'!$AA$11
PWimp20 | ='WRP4 Preferred (Scenario Yr)'!$AB$11
PWimp21 | ='WRP4 Preferred (Scenario Yr)'!$AC$11
PWimp22 | ='WRP4 Preferred (Scenario Yr)'!$AD$11
PWimp23 | ='WRP4 Preferred (Scenario Yr)'!$AE$11
PWimp24 | ='WRP4 Preferred (Scenario Yr)'!$AF$11
PWimp25 | ='WRP4 Preferred (Scenario Yr)'!$AG$11
PWimp26 | ='WRP4 Preferred (Scenario Yr)'!$AH$11
PWimp27 | ='WRP4 Preferred (Scenario Yr)'!$AI$11
PWimp28 | ='WRP4 Preferred (Scenario Yr)'!$AJ$11
PWimp3 | ='WRP4 Preferred (Scenario Yr)'!$H$11
PWimp4 | ='WRP4 Preferred (Scenario Yr)'!$L$11
PWimp5 | ='WRP4 Preferred (Scenario Yr)'!$M$11
PWimp6 | ='WRP4 Preferred (Scenario Yr)'!$N$11
PWimp7 | ='WRP4 Preferred (Scenario Yr)'!$O$11
PWimp8 | ='WRP4 Preferred (Scenario Yr)'!$P$11
PWimp9 | ='WRP4 Preferred (Scenario Yr)'!$Q$11
Raw_export01 | ='WRP1 BL Supply'!$I$13:$I$17
Raw_export1 | ='WRP1 BL Supply'!$J$13:$J$17
Raw_export10 | ='WRP1 BL Supply'!$R$13:$R$14
Raw_export11 | ='WRP1 BL Supply'!$S$13:$S$14
Raw_export12 | ='WRP1 BL Supply'!$T$13:$T$14
Raw_export13 | ='WRP1 BL Supply'!$U$13:$U$14
Raw_export14 | ='WRP1 BL Supply'!$V$13:$V$14
Raw_export15 | ='WRP1 BL Supply'!$W$13:$W$14
Raw_export16 | ='WRP1 BL Supply'!$X$13:$X$14
Raw_export17 | ='WRP1 BL Supply'!$Y$13:$Y$14
Raw_export18 | ='WRP1 BL Supply'!$Z$13:$Z$14
Raw_export19 | ='WRP1 BL Supply'!$AA$13:$AA$14
Raw_export2 | ='WRP1 BL Supply'!$K$13:$K$14
Raw_export20 | ='WRP1 BL Supply'!$AB$13:$AB$14
Raw_export21 | ='WRP1 BL Supply'!$AC$13:$AC$14
Raw_export22 | ='WRP1 BL Supply'!$AD$13:$AD$14
Raw_export23 | ='WRP1 BL Supply'!$AE$13:$AE$14
Raw_export24 | ='WRP1 BL Supply'!$AF$13:$AF$14
Raw_export25 | ='WRP1 BL Supply'!$AG$13:$AG$14
Raw_export26 | ='WRP1 BL Supply'!$AH$13:$AH$14
Raw_export27 | ='WRP1 BL Supply'!$AI$13:$AI$14
Raw_export28 | ='WRP1 BL Supply'!$AJ$13:$AJ$14
Raw_export3 | ='WRP1 BL Supply'!$H$13:$H$17
Raw_export4 | ='WRP1 BL Supply'!$L$13:$L$14
Raw_export5 | ='WRP1 BL Supply'!$M$13:$M$14
Raw_export6 | ='WRP1 BL Supply'!$N$13:$N$14
Raw_export7 | ='WRP1 BL Supply'!$O$13:$O$14
Raw_export8 | ='WRP1 BL Supply'!$P$13:$P$14
Raw_export9 | ='WRP1 BL Supply'!$Q$13:$Q$14
RawAbs | ='WRP4 Preferred (Scenario Yr)'!$7:$7
RawAbs01 | ='WRP4 Preferred (Scenario Yr)'!$I$6:$I$7
RawAbs1 | ='WRP4 Preferred (Scenario Yr)'!$J$6:$J$7
RawAbs10 | ='WRP4 Preferred (Scenario Yr)'!$R$6:$R$7
RawAbs11 | ='WRP4 Preferred (Scenario Yr)'!$S$6:$S$7
RawAbs12 | ='WRP4 Preferred (Scenario Yr)'!$T$6:$T$7
RawAbs13 | ='WRP4 Preferred (Scenario Yr)'!$U$6:$U$7
RawAbs14 | ='WRP4 Preferred (Scenario Yr)'!$V$6:$V$7
RawAbs15 | ='WRP4 Preferred (Scenario Yr)'!$W$6:$W$7
RawAbs16 | ='WRP4 Preferred (Scenario Yr)'!$X$6:$X$7
RawAbs17 | ='WRP4 Preferred (Scenario Yr)'!$Y$6:$Y$7
RawAbs18 | ='WRP4 Preferred (Scenario Yr)'!$Z$6:$Z$7
RawAbs19 | ='WRP4 Preferred (Scenario Yr)'!$AA$6:$AA$7
RawAbs2 | ='WRP4 Preferred (Scenario Yr)'!$K$6:$K$7
RawAbs20 | ='WRP4 Preferred (Scenario Yr)'!$AB$6:$AB$7
RawAbs21 | ='WRP4 Preferred (Scenario Yr)'!$AC$6:$AC$7
RawAbs22 | ='WRP4 Preferred (Scenario Yr)'!$AD$6:$AD$7
RawAbs23 | ='WRP4 Preferred (Scenario Yr)'!$AE$6:$AE$7
RawAbs24 | ='WRP4 Preferred (Scenario Yr)'!$AF$6:$AF$7
RawAbs25 | ='WRP4 Preferred (Scenario Yr)'!$AG$6:$AG$7
RawAbs26 | ='WRP4 Preferred (Scenario Yr)'!$AH$6:$AH$7
RawAbs27 | ='WRP4 Preferred (Scenario Yr)'!$AI$6:$AI$7
RawAbs28 | ='WRP4 Preferred (Scenario Yr)'!$AJ$6:$AJ$7
RawAbs3 | ='WRP4 Preferred (Scenario Yr)'!$H$6:$H$7
RawAbs4 | ='WRP4 Preferred (Scenario Yr)'!$L$6:$L$7
RawAbs5 | ='WRP4 Preferred (Scenario Yr)'!$M$6:$M$7
RawAbs6 | ='WRP4 Preferred (Scenario Yr)'!$N$6:$N$7
RawAbs7 | ='WRP4 Preferred (Scenario Yr)'!$O$6:$O$7
RawAbs8 | ='WRP4 Preferred (Scenario Yr)'!$P$6:$P$7
RawAbs9 | ='WRP4 Preferred (Scenario Yr)'!$Q$6:$Q$7
RawExport | ='WRP1 BL Supply'!$14:$14
RawImport | ='WRP1 BL Supply'!$6:$6
RawImport01 | ='WRP1 BL Supply'!$I$5:$I$6
RawImport1 | ='WRP1 BL Supply'!$J$5:$J$6
RawImport10 | ='WRP1 BL Supply'!$R$5:$R$6
RawImport11 | ='WRP1 BL Supply'!$S$5:$S$6
RawImport12 | ='WRP1 BL Supply'!$T$5:$T$6
RawImport13 | ='WRP1 BL Supply'!$U$5:$U$6
RawImport14 | ='WRP1 BL Supply'!$V$5:$V$6
RawImport15 | ='WRP1 BL Supply'!$W$5:$W$6
RawImport16 | ='WRP1 BL Supply'!$X$5:$X$6
RawImport17 | ='WRP1 BL Supply'!$Y$5:$Y$6
RawImport18 | ='WRP1 BL Supply'!$Z$5:$Z$6
RawImport19 | ='WRP1 BL Supply'!$AA$5:$AA$6
RawImport2 | ='WRP1 BL Supply'!$K$5:$K$6
RawImport20 | ='WRP1 BL Supply'!$AB$5:$AB$6
RawImport21 | ='WRP1 BL Supply'!$AC$5:$AC$6
RawImport22 | ='WRP1 BL Supply'!$AD$5:$AD$6
RawImport23 | ='WRP1 BL Supply'!$AE$5:$AE$6
RawImport24 | ='WRP1 BL Supply'!$AF$5:$AF$6
RawImport25 | ='WRP1 BL Supply'!$AG$5:$AG$6
RawImport26 | ='WRP1 BL Supply'!$AH$5:$AH$6
RawImport27 | ='WRP1 BL Supply'!$AI$5:$AI$6
RawImport28 | ='WRP1 BL Supply'!$AJ$5:$AJ$6
RawImport3 | ='WRP1 BL Supply'!$H$5:$H$6
RawImport4 | ='WRP1 BL Supply'!$L$5:$L$6
RawImport5 | ='WRP1 BL Supply'!$M$5:$M$6
RawImport6 | ='WRP1 BL Supply'!$N$5:$N$6
RawImport7 | ='WRP1 BL Supply'!$O$5:$O$6
RawImport8 | ='WRP1 BL Supply'!$P$5:$P$6
RawImport9 | ='WRP1 BL Supply'!$Q$5:$Q$6
RawImports | ='WRP4 Preferred (Scenario Yr)'!$10:$10
RawImports01 | ='WRP4 Preferred (Scenario Yr)'!$I$9:$I$10
RawImports1 | ='WRP4 Preferred (Scenario Yr)'!$J$9:$J$10
RawImports10 | ='WRP4 Preferred (Scenario Yr)'!$R$9:$R$10
RawImports11 | ='WRP4 Preferred (Scenario Yr)'!$S$9:$S$10
RawImports12 | ='WRP4 Preferred (Scenario Yr)'!$T$9:$T$10
RawImports13 | ='WRP4 Preferred (Scenario Yr)'!$U$9:$U$10
RawImports14 | ='WRP4 Preferred (Scenario Yr)'!$V$9:$V$10
RawImports15 | ='WRP4 Preferred (Scenario Yr)'!$W$9:$W$10
RawImports16 | ='WRP4 Preferred (Scenario Yr)'!$X$9:$X$10
RawImports17 | ='WRP4 Preferred (Scenario Yr)'!$Y$9:$Y$10
RawImports18 | ='WRP4 Preferred (Scenario Yr)'!$Z$9:$Z$10
RawImports19 | ='WRP4 Preferred (Scenario Yr)'!$AA$9:$AA$10
RawImports2 | ='WRP4 Preferred (Scenario Yr)'!$K$9:$K$10
RawImports20 | ='WRP4 Preferred (Scenario Yr)'!$AB$9:$AB$10
RawImports21 | ='WRP4 Preferred (Scenario Yr)'!$AC$9:$AC$10
RawImports22 | ='WRP4 Preferred (Scenario Yr)'!$AD$9:$AD$10
RawImports23 | ='WRP4 Preferred (Scenario Yr)'!$AE$9:$AE$10
RawImports24 | ='WRP4 Preferred (Scenario Yr)'!$AF$9:$AF$10
RawImports25 | ='WRP4 Preferred (Scenario Yr)'!$AG$9:$AG$10
RawImports26 | ='WRP4 Preferred (Scenario Yr)'!$AH$9:$AH$10
RawImports27 | ='WRP4 Preferred (Scenario Yr)'!$AI$9:$AI$10
RawImports28 | ='WRP4 Preferred (Scenario Yr)'!$AJ$9:$AJ$10
RawImports3 | ='WRP4 Preferred (Scenario Yr)'!$H$9:$H$10
RawImports4 | ='WRP4 Preferred (Scenario Yr)'!$L$9:$L$10
RawImports5 | ='WRP4 Preferred (Scenario Yr)'!$M$9:$M$10
RawImports6 | ='WRP4 Preferred (Scenario Yr)'!$N$9:$N$10
RawImports7 | ='WRP4 Preferred (Scenario Yr)'!$O$9:$O$10
RawImports8 | ='WRP4 Preferred (Scenario Yr)'!$P$9:$P$10
RawImports9 | ='WRP4 Preferred (Scenario Yr)'!$Q$9:$Q$10
RawWaterExport1 | ='WRP1 BL Supply'!$J$14:$J$14
RawWaterExport10 | ='WRP1 BL Supply'!$R$14:$R$14
RawWaterExport11 | ='WRP1 BL Supply'!$S$14:$S$14
RawWaterExport12 | ='WRP1 BL Supply'!$T$14:$T$14
RawWaterExport13 | ='WRP1 BL Supply'!$U$14:$U$14
RawWaterExport14 | ='WRP1 BL Supply'!$V$14:$V$14
RawWaterExport15 | ='WRP1 BL Supply'!$W$14:$W$14
RawWaterExport16 | ='WRP1 BL Supply'!$X$14:$X$14
RawWaterExport17 | ='WRP1 BL Supply'!$Y$14:$Y$14
RawWaterExport18 | ='WRP1 BL Supply'!$Z$14:$Z$14
RawWaterExport19 | ='WRP1 BL Supply'!$AA$14:$AA$14
RawWaterExport2 | ='WRP1 BL Supply'!$K$14:$K$14
RawWaterExport20 | ='WRP1 BL Supply'!$AB$14:$AB$14
RawWaterExport21 | ='WRP1 BL Supply'!$AC$14:$AC$14
RawWaterExport22 | ='WRP1 BL Supply'!$AD$14:$AD$14
RawWaterExport23 | ='WRP1 BL Supply'!$AE$14:$AE$14
RawWaterExport24 | ='WRP1 BL Supply'!$AF$14:$AF$14
RawWaterExport25 | ='WRP1 BL Supply'!$AG$14:$AG$14
RawWaterExport26 | ='WRP1 BL Supply'!$AH$14:$AH$14
RawWaterExport27 | ='WRP1 BL Supply'!$AI$14:$AI$14
RawWaterExport28 | ='WRP1 BL Supply'!$AJ$14:$AJ$14
RawWaterExport3 | ='WRP1 BL Supply'!$H$14:$H$14
RawWaterExport4 | ='WRP1 BL Supply'!$L$14:$L$14
RawWaterExport5 | ='WRP1 BL Supply'!$M$14:$M$14
RawWaterExport6 | ='WRP1 BL Supply'!$N$14:$N$14
RawWaterExport7 | ='WRP1 BL Supply'!$O$14:$O$14
RawWaterExport8 | ='WRP1 BL Supply'!$P$14:$P$14
RawWaterExport9 | ='WRP1 BL Supply'!$Q$14:$Q$14
RawWaterExportX | ='WRP1 BL Supply'!$J$14:$J$14
ReduceDL | ='WRP4 Preferred (Scenario Yr)'!$33:$33
ReduceDL01 | ='WRP4 Preferred (Scenario Yr)'!$I$32:$I$33
ReduceDL1 | ='WRP4 Preferred (Scenario Yr)'!$J$32:$J$33
ReduceDL10 | ='WRP4 Preferred (Scenario Yr)'!$R$32:$R$33
ReduceDL11 | ='WRP4 Preferred (Scenario Yr)'!$S$32:$S$33
ReduceDL12 | ='WRP4 Preferred (Scenario Yr)'!$T$32:$T$33
ReduceDL13 | ='WRP4 Preferred (Scenario Yr)'!$U$32:$U$33
ReduceDL14 | ='WRP4 Preferred (Scenario Yr)'!$V$32:$V$33
ReduceDL15 | ='WRP4 Preferred (Scenario Yr)'!$W$32:$W$33
ReduceDL16 | ='WRP4 Preferred (Scenario Yr)'!$X$32:$X$33
ReduceDL17 | ='WRP4 Preferred (Scenario Yr)'!$Y$32:$Y$33
ReduceDL18 | ='WRP4 Preferred (Scenario Yr)'!$Z$32:$Z$33
ReduceDL19 | ='WRP4 Preferred (Scenario Yr)'!$AA$32:$AA$33
ReduceDL2 | ='WRP4 Preferred (Scenario Yr)'!$K$32:$K$33
ReduceDL20 | ='WRP4 Preferred (Scenario Yr)'!$AB$32:$AB$33
ReduceDL21 | ='WRP4 Preferred (Scenario Yr)'!$AC$32:$AC$33
ReduceDL22 | ='WRP4 Preferred (Scenario Yr)'!$AD$32:$AD$33
ReduceDL23 | ='WRP4 Preferred (Scenario Yr)'!$AE$32:$AE$33
ReduceDL24 | ='WRP4 Preferred (Scenario Yr)'!$AF$32:$AF$33
ReduceDL25 | ='WRP4 Preferred (Scenario Yr)'!$AG$32:$AG$33
ReduceDL26 | ='WRP4 Preferred (Scenario Yr)'!$AH$32:$AH$33
ReduceDL27 | ='WRP4 Preferred (Scenario Yr)'!$AI$32:$AI$33
ReduceDL28 | ='WRP4 Preferred (Scenario Yr)'!$AJ$32:$AJ$33
ReduceDL3 | ='WRP4 Preferred (Scenario Yr)'!$H$32:$H$33
ReduceDL4 | ='WRP4 Preferred (Scenario Yr)'!$L$32:$L$33
ReduceDL5 | ='WRP4 Preferred (Scenario Yr)'!$M$32:$M$33
ReduceDL6 | ='WRP4 Preferred (Scenario Yr)'!$N$32:$N$33
ReduceDL7 | ='WRP4 Preferred (Scenario Yr)'!$O$32:$O$33
ReduceDL8 | ='WRP4 Preferred (Scenario Yr)'!$P$32:$P$33
ReduceDL9 | ='WRP4 Preferred (Scenario Yr)'!$Q$32:$Q$33
ReduceDSOU | ='WRP4 Preferred (Scenario Yr)'!$36:$36
ReduceDSOU01 | ='WRP4 Preferred (Scenario Yr)'!$I$35:$I$36
ReduceDSOU1 | ='WRP4 Preferred (Scenario Yr)'!$J$35:$J$36
ReduceDSOU10 | ='WRP4 Preferred (Scenario Yr)'!$R$35:$R$36
ReduceDSOU11 | ='WRP4 Preferred (Scenario Yr)'!$S$35:$S$36
ReduceDSOU12 | ='WRP4 Preferred (Scenario Yr)'!$T$35:$T$36
ReduceDSOU13 | ='WRP4 Preferred (Scenario Yr)'!$U$35:$U$36
ReduceDSOU14 | ='WRP4 Preferred (Scenario Yr)'!$V$35:$V$36
ReduceDSOU15 | ='WRP4 Preferred (Scenario Yr)'!$W$35:$W$36
ReduceDSOU16 | ='WRP4 Preferred (Scenario Yr)'!$X$35:$X$36
ReduceDSOU17 | ='WRP4 Preferred (Scenario Yr)'!$Y$35:$Y$36
ReduceDSOU18 | ='WRP4 Preferred (Scenario Yr)'!$Z$35:$Z$36
ReduceDSOU19 | ='WRP4 Preferred (Scenario Yr)'!$AA$35:$AA$36
ReduceDSOU2 | ='WRP4 Preferred (Scenario Yr)'!$K$35:$K$36
ReduceDSOU20 | ='WRP4 Preferred (Scenario Yr)'!$AB$35:$AB$36
ReduceDSOU21 | ='WRP4 Preferred (Scenario Yr)'!$AC$35:$AC$36
ReduceDSOU22 | ='WRP4 Preferred (Scenario Yr)'!$AD$35:$AD$36
ReduceDSOU23 | ='WRP4 Preferred (Scenario Yr)'!$AE$35:$AE$36
ReduceDSOU24 | ='WRP4 Preferred (Scenario Yr)'!$AF$35:$AF$36
ReduceDSOU25 | ='WRP4 Preferred (Scenario Yr)'!$AG$35:$AG$36
ReduceDSOU26 | ='WRP4 Preferred (Scenario Yr)'!$AH$35:$AH$36
ReduceDSOU27 | ='WRP4 Preferred (Scenario Yr)'!$AI$35:$AI$36
ReduceDSOU28 | ='WRP4 Preferred (Scenario Yr)'!$AJ$35:$AJ$36
ReduceDSOU3 | ='WRP4 Preferred (Scenario Yr)'!$H$35:$H$36
ReduceDSOU4 | ='WRP4 Preferred (Scenario Yr)'!$L$35:$L$36
ReduceDSOU5 | ='WRP4 Preferred (Scenario Yr)'!$M$35:$M$36
ReduceDSOU6 | ='WRP4 Preferred (Scenario Yr)'!$N$35:$N$36
ReduceDSOU7 | ='WRP4 Preferred (Scenario Yr)'!$O$35:$O$36
ReduceDSOU8 | ='WRP4 Preferred (Scenario Yr)'!$P$35:$P$36
ReduceDSOU9 | ='WRP4 Preferred (Scenario Yr)'!$Q$35:$Q$36
ReduceNonPot | ='WRP4 Preferred (Scenario Yr)'!$23:$23
ReduceNonPot01 | ='WRP4 Preferred (Scenario Yr)'!$I$22:$I$23
ReduceNonPot1 | ='WRP4 Preferred (Scenario Yr)'!$J$22:$J$23
ReduceNonPot10 | ='WRP4 Preferred (Scenario Yr)'!$R$22:$R$23
ReduceNonPot11 | ='WRP4 Preferred (Scenario Yr)'!$S$22:$S$23
ReduceNonPot12 | ='WRP4 Preferred (Scenario Yr)'!$T$22:$T$23
ReduceNonPot13 | ='WRP4 Preferred (Scenario Yr)'!$U$22:$U$23
ReduceNonPot14 | ='WRP4 Preferred (Scenario Yr)'!$V$22:$V$23
ReduceNonPot15 | ='WRP4 Preferred (Scenario Yr)'!$W$22:$W$23
ReduceNonPot16 | ='WRP4 Preferred (Scenario Yr)'!$X$22:$X$23
ReduceNonPot17 | ='WRP4 Preferred (Scenario Yr)'!$Y$22:$Y$23
ReduceNonPot18 | ='WRP4 Preferred (Scenario Yr)'!$Z$22:$Z$23
ReduceNonPot19 | ='WRP4 Preferred (Scenario Yr)'!$AA$22:$AA$23
ReduceNonPot2 | ='WRP4 Preferred (Scenario Yr)'!$K$22:$K$23
ReduceNonPot20 | ='WRP4 Preferred (Scenario Yr)'!$AB$22:$AB$23
ReduceNonPot21 | ='WRP4 Preferred (Scenario Yr)'!$AC$22:$AC$23
ReduceNonPot22 | ='WRP4 Preferred (Scenario Yr)'!$AD$22:$AD$23
ReduceNonPot23 | ='WRP4 Preferred (Scenario Yr)'!$AE$22:$AE$23
ReduceNonPot24 | ='WRP4 Preferred (Scenario Yr)'!$AF$22:$AF$23
ReduceNonPot25 | ='WRP4 Preferred (Scenario Yr)'!$AG$22:$AG$23
ReduceNonPot26 | ='WRP4 Preferred (Scenario Yr)'!$AH$22:$AH$23
ReduceNonPot27 | ='WRP4 Preferred (Scenario Yr)'!$AI$22:$AI$23
ReduceNonPot28 | ='WRP4 Preferred (Scenario Yr)'!$AJ$22:$AJ$23
ReduceNonPot3 | ='WRP4 Preferred (Scenario Yr)'!$H$22:$H$23
ReduceNonPot4 | ='WRP4 Preferred (Scenario Yr)'!$L$22:$L$23
ReduceNonPot5 | ='WRP4 Preferred (Scenario Yr)'!$M$22:$M$23
ReduceNonPot6 | ='WRP4 Preferred (Scenario Yr)'!$N$22:$N$23
ReduceNonPot7 | ='WRP4 Preferred (Scenario Yr)'!$O$22:$O$23
ReduceNonPot8 | ='WRP4 Preferred (Scenario Yr)'!$P$22:$P$23
ReduceNonPot9 | ='WRP4 Preferred (Scenario Yr)'!$Q$22:$Q$23
ReduceOut | ='WRP4 Preferred (Scenario Yr)'!$43:$43
ReduceOut01 | ='WRP4 Preferred (Scenario Yr)'!$I$42:$I$43
ReduceOut1 | ='WRP4 Preferred (Scenario Yr)'!$J$42:$J$43
ReduceOut10 | ='WRP4 Preferred (Scenario Yr)'!$R$42:$R$43
ReduceOut11 | ='WRP4 Preferred (Scenario Yr)'!$S$42:$S$43
ReduceOut12 | ='WRP4 Preferred (Scenario Yr)'!$T$42:$T$43
ReduceOut13 | ='WRP4 Preferred (Scenario Yr)'!$U$42:$U$43
ReduceOut14 | ='WRP4 Preferred (Scenario Yr)'!$V$42:$V$43
ReduceOut15 | ='WRP4 Preferred (Scenario Yr)'!$W$42:$W$43
ReduceOut16 | ='WRP4 Preferred (Scenario Yr)'!$X$42:$X$43
ReduceOut17 | ='WRP4 Preferred (Scenario Yr)'!$Y$42:$Y$43
ReduceOut18 | ='WRP4 Preferred (Scenario Yr)'!$Z$42:$Z$43
ReduceOut19 | ='WRP4 Preferred (Scenario Yr)'!$AA$42:$AA$43
ReduceOut2 | ='WRP4 Preferred (Scenario Yr)'!$K$42:$K$43
ReduceOut20 | ='WRP4 Preferred (Scenario Yr)'!$AB$42:$AB$43
ReduceOut21 | ='WRP4 Preferred (Scenario Yr)'!$AC$42:$AC$43
ReduceOut22 | ='WRP4 Preferred (Scenario Yr)'!$AD$42:$AD$43
ReduceOut23 | ='WRP4 Preferred (Scenario Yr)'!$AE$42:$AE$43
ReduceOut24 | ='WRP4 Preferred (Scenario Yr)'!$AF$42:$AF$43
ReduceOut25 | ='WRP4 Preferred (Scenario Yr)'!$AG$42:$AG$43
ReduceOut26 | ='WRP4 Preferred (Scenario Yr)'!$AH$42:$AH$43
ReduceOut27 | ='WRP4 Preferred (Scenario Yr)'!$AI$42:$AI$43
ReduceOut28 | ='WRP4 Preferred (Scenario Yr)'!$AJ$42:$AJ$43
ReduceOut3 | ='WRP4 Preferred (Scenario Yr)'!$H$42:$H$43
ReduceOut4 | ='WRP4 Preferred (Scenario Yr)'!$L$42:$L$43
ReduceOut5 | ='WRP4 Preferred (Scenario Yr)'!$M$42:$M$43
ReduceOut6 | ='WRP4 Preferred (Scenario Yr)'!$N$42:$N$43
ReduceOut7 | ='WRP4 Preferred (Scenario Yr)'!$O$42:$O$43
ReduceOut8 | ='WRP4 Preferred (Scenario Yr)'!$P$42:$P$43
ReduceOut9 | ='WRP4 Preferred (Scenario Yr)'!$Q$42:$Q$43
ReducePotExp | ='WRP4 Preferred (Scenario Yr)'!$26:$26
ReducePotExp01 | ='WRP4 Preferred (Scenario Yr)'!$I$25:$I$26
ReducePotExp1 | ='WRP4 Preferred (Scenario Yr)'!$J$25:$J$26
ReducePotExp10 | ='WRP4 Preferred (Scenario Yr)'!$R$25:$R$26
ReducePotExp11 | ='WRP4 Preferred (Scenario Yr)'!$S$25:$S$26
ReducePotExp12 | ='WRP4 Preferred (Scenario Yr)'!$T$25:$T$26
ReducePotExp13 | ='WRP4 Preferred (Scenario Yr)'!$U$25:$U$26
ReducePotExp14 | ='WRP4 Preferred (Scenario Yr)'!$V$25:$V$26
ReducePotExp15 | ='WRP4 Preferred (Scenario Yr)'!$W$25:$W$26
ReducePotExp16 | ='WRP4 Preferred (Scenario Yr)'!$X$25:$X$26
ReducePotExp17 | ='WRP4 Preferred (Scenario Yr)'!$Y$25:$Y$26
ReducePotExp18 | ='WRP4 Preferred (Scenario Yr)'!$Z$25:$Z$26
ReducePotExp19 | ='WRP4 Preferred (Scenario Yr)'!$AA$25:$AA$26
ReducePotExp2 | ='WRP4 Preferred (Scenario Yr)'!$K$25:$K$26
ReducePotExp20 | ='WRP4 Preferred (Scenario Yr)'!$AB$25:$AB$26
ReducePotExp21 | ='WRP4 Preferred (Scenario Yr)'!$AC$25:$AC$26
ReducePotExp22 | ='WRP4 Preferred (Scenario Yr)'!$AD$25:$AD$26
ReducePotExp23 | ='WRP4 Preferred (Scenario Yr)'!$AE$25:$AE$26
ReducePotExp24 | ='WRP4 Preferred (Scenario Yr)'!$AF$25:$AF$26
ReducePotExp25 | ='WRP4 Preferred (Scenario Yr)'!$AG$25:$AG$26
ReducePotExp26 | ='WRP4 Preferred (Scenario Yr)'!$AH$25:$AH$26
ReducePotExp27 | ='WRP4 Preferred (Scenario Yr)'!$AI$25:$AI$26
ReducePotExp28 | ='WRP4 Preferred (Scenario Yr)'!$AJ$25:$AJ$26
ReducePotExp3 | ='WRP4 Preferred (Scenario Yr)'!$H$25:$H$26
ReducePotExp4 | ='WRP4 Preferred (Scenario Yr)'!$L$25:$L$26
ReducePotExp5 | ='WRP4 Preferred (Scenario Yr)'!$M$25:$M$26
ReducePotExp6 | ='WRP4 Preferred (Scenario Yr)'!$N$25:$N$26
ReducePotExp7 | ='WRP4 Preferred (Scenario Yr)'!$O$25:$O$26
ReducePotExp8 | ='WRP4 Preferred (Scenario Yr)'!$P$25:$P$26
ReducePotExp9 | ='WRP4 Preferred (Scenario Yr)'!$Q$25:$Q$26
ReduceRawExp | ='WRP4 Preferred (Scenario Yr)'!$20:$20
ReduceRawExp01 | ='WRP4 Preferred (Scenario Yr)'!$I$19:$I$20
ReduceRawExp1 | ='WRP4 Preferred (Scenario Yr)'!$J$19:$J$20
ReduceRawExp10 | ='WRP4 Preferred (Scenario Yr)'!$R$19:$R$20
ReduceRawExp11 | ='WRP4 Preferred (Scenario Yr)'!$S$19:$S$20
ReduceRawExp12 | ='WRP4 Preferred (Scenario Yr)'!$T$19:$T$20
ReduceRawExp13 | ='WRP4 Preferred (Scenario Yr)'!$U$19:$U$20
ReduceRawExp14 | ='WRP4 Preferred (Scenario Yr)'!$V$19:$V$20
ReduceRawExp15 | ='WRP4 Preferred (Scenario Yr)'!$W$19:$W$20
ReduceRawExp16 | ='WRP4 Preferred (Scenario Yr)'!$X$19:$X$20
ReduceRawExp17 | ='WRP4 Preferred (Scenario Yr)'!$Y$19:$Y$20
ReduceRawExp18 | ='WRP4 Preferred (Scenario Yr)'!$Z$19:$Z$20
ReduceRawExp19 | ='WRP4 Preferred (Scenario Yr)'!$AA$19:$AA$20
ReduceRawExp2 | ='WRP4 Preferred (Scenario Yr)'!$K$19:$K$20
ReduceRawExp20 | ='WRP4 Preferred (Scenario Yr)'!$AB$19:$AB$20
ReduceRawExp21 | ='WRP4 Preferred (Scenario Yr)'!$AC$19:$AC$20
ReduceRawExp22 | ='WRP4 Preferred (Scenario Yr)'!$AD$19:$AD$20
ReduceRawExp23 | ='WRP4 Preferred (Scenario Yr)'!$AE$19:$AE$20
ReduceRawExp24 | ='WRP4 Preferred (Scenario Yr)'!$AF$19:$AF$20
ReduceRawExp25 | ='WRP4 Preferred (Scenario Yr)'!$AG$19:$AG$20
ReduceRawExp26 | ='WRP4 Preferred (Scenario Yr)'!$AH$19:$AH$20
ReduceRawExp27 | ='WRP4 Preferred (Scenario Yr)'!$AI$19:$AI$20
ReduceRawExp28 | ='WRP4 Preferred (Scenario Yr)'!$AJ$19:$AJ$20
ReduceRawExp3 | ='WRP4 Preferred (Scenario Yr)'!$H$19:$H$20
ReduceRawExp4 | ='WRP4 Preferred (Scenario Yr)'!$L$19:$L$20
ReduceRawExp5 | ='WRP4 Preferred (Scenario Yr)'!$M$19:$M$20
ReduceRawExp6 | ='WRP4 Preferred (Scenario Yr)'!$N$19:$N$20
ReduceRawExp7 | ='WRP4 Preferred (Scenario Yr)'!$O$19:$O$20
ReduceRawExp8 | ='WRP4 Preferred (Scenario Yr)'!$P$19:$P$20
ReduceRawExp9 | ='WRP4 Preferred (Scenario Yr)'!$Q$19:$Q$20
ReduceTWOU | ='WRP4 Preferred (Scenario Yr)'!$40:$40
ReduceTWOU01 | ='WRP4 Preferred (Scenario Yr)'!$I$39:$I$40
ReduceTWOU1 | ='WRP4 Preferred (Scenario Yr)'!$J$39:$J$40
ReduceTWOU10 | ='WRP4 Preferred (Scenario Yr)'!$R$39:$R$40
ReduceTWOU11 | ='WRP4 Preferred (Scenario Yr)'!$S$39:$S$40
ReduceTWOU12 | ='WRP4 Preferred (Scenario Yr)'!$T$39:$T$40
ReduceTWOU13 | ='WRP4 Preferred (Scenario Yr)'!$U$39:$U$40
ReduceTWOU14 | ='WRP4 Preferred (Scenario Yr)'!$V$39:$V$40
ReduceTWOU15 | ='WRP4 Preferred (Scenario Yr)'!$W$39:$W$40
ReduceTWOU16 | ='WRP4 Preferred (Scenario Yr)'!$X$39:$X$40
ReduceTWOU17 | ='WRP4 Preferred (Scenario Yr)'!$Y$39:$Y$40
ReduceTWOU18 | ='WRP4 Preferred (Scenario Yr)'!$Z$39:$Z$40
ReduceTWOU19 | ='WRP4 Preferred (Scenario Yr)'!$AA$39:$AA$40
ReduceTWOU2 | ='WRP4 Preferred (Scenario Yr)'!$K$39:$K$40
ReduceTWOU20 | ='WRP4 Preferred (Scenario Yr)'!$AB$39:$AB$40
ReduceTWOU21 | ='WRP4 Preferred (Scenario Yr)'!$AC$39:$AC$40
ReduceTWOU22 | ='WRP4 Preferred (Scenario Yr)'!$AD$39:$AD$40
ReduceTWOU23 | ='WRP4 Preferred (Scenario Yr)'!$AE$39:$AE$40
ReduceTWOU24 | ='WRP4 Preferred (Scenario Yr)'!$AF$39:$AF$40
ReduceTWOU25 | ='WRP4 Preferred (Scenario Yr)'!$AG$39:$AG$40
ReduceTWOU26 | ='WRP4 Preferred (Scenario Yr)'!$AH$39:$AH$40
ReduceTWOU27 | ='WRP4 Preferred (Scenario Yr)'!$AI$39:$AI$40
ReduceTWOU28 | ='WRP4 Preferred (Scenario Yr)'!$AJ$39:$AJ$40
ReduceTWOU3 | ='WRP4 Preferred (Scenario Yr)'!$H$39:$H$40
ReduceTWOU4 | ='WRP4 Preferred (Scenario Yr)'!$L$39:$L$40
ReduceTWOU5 | ='WRP4 Preferred (Scenario Yr)'!$M$39:$M$40
ReduceTWOU6 | ='WRP4 Preferred (Scenario Yr)'!$N$39:$N$40
ReduceTWOU7 | ='WRP4 Preferred (Scenario Yr)'!$O$39:$O$40
ReduceTWOU8 | ='WRP4 Preferred (Scenario Yr)'!$P$39:$P$40
ReduceTWOU9 | ='WRP4 Preferred (Scenario Yr)'!$Q$39:$Q$40
ReduceWTuB | ='WRP4 Preferred (Scenario Yr)'!$59:$59
ReduceWTuB01 | ='WRP4 Preferred (Scenario Yr)'!$I$58:$I$59
ReduceWTuB1 | ='WRP4 Preferred (Scenario Yr)'!$J$58:$J$59
ReduceWTuB10 | ='WRP4 Preferred (Scenario Yr)'!$R$58:$R$59
ReduceWTuB11 | ='WRP4 Preferred (Scenario Yr)'!$S$58:$S$59
ReduceWTuB12 | ='WRP4 Preferred (Scenario Yr)'!$T$58:$T$59
ReduceWTuB13 | ='WRP4 Preferred (Scenario Yr)'!$U$58:$U$59
ReduceWTuB14 | ='WRP4 Preferred (Scenario Yr)'!$V$58:$V$59
ReduceWTuB15 | ='WRP4 Preferred (Scenario Yr)'!$W$58:$W$59
ReduceWTuB16 | ='WRP4 Preferred (Scenario Yr)'!$X$58:$X$59
ReduceWTuB17 | ='WRP4 Preferred (Scenario Yr)'!$Y$58:$Y$59
ReduceWTuB18 | ='WRP4 Preferred (Scenario Yr)'!$Z$58:$Z$59
ReduceWTuB19 | ='WRP4 Preferred (Scenario Yr)'!$AA$58:$AA$59
ReduceWTuB2 | ='WRP4 Preferred (Scenario Yr)'!$K$58:$K$59
ReduceWTuB20 | ='WRP4 Preferred (Scenario Yr)'!$AB$58:$AB$59
ReduceWTuB21 | ='WRP4 Preferred (Scenario Yr)'!$AC$58:$AC$59
ReduceWTuB22 | ='WRP4 Preferred (Scenario Yr)'!$AD$58:$AD$59
ReduceWTuB23 | ='WRP4 Preferred (Scenario Yr)'!$AE$58:$AE$59
ReduceWTuB24 | ='WRP4 Preferred (Scenario Yr)'!$AF$58:$AF$59
ReduceWTuB25 | ='WRP4 Preferred (Scenario Yr)'!$AG$58:$AG$59
ReduceWTuB26 | ='WRP4 Preferred (Scenario Yr)'!$AH$58:$AH$59
ReduceWTuB27 | ='WRP4 Preferred (Scenario Yr)'!$AI$58:$AI$59
ReduceWTuB28 | ='WRP4 Preferred (Scenario Yr)'!$AJ$58:$AJ$59
ReduceWTuB3 | ='WRP4 Preferred (Scenario Yr)'!$H$58:$H$59
ReduceWTuB4 | ='WRP4 Preferred (Scenario Yr)'!$L$58:$L$59
ReduceWTuB5 | ='WRP4 Preferred (Scenario Yr)'!$M$58:$M$59
ReduceWTuB6 | ='WRP4 Preferred (Scenario Yr)'!$N$58:$N$59
ReduceWTuB7 | ='WRP4 Preferred (Scenario Yr)'!$O$58:$O$59
ReduceWTuB8 | ='WRP4 Preferred (Scenario Yr)'!$P$58:$P$59
ReduceWTuB9 | ='WRP4 Preferred (Scenario Yr)'!$Q$58:$Q$59
ref58.1a | ='WRP3a Feasible Options Detailed'!$C$6
ref58.2a | ='WRP3a Feasible Options Detailed'!$C$19
ref58.3a | ='WRP3a Feasible Options Detailed'!$C$32
ref58.4a | ='WRP3a Feasible Options Detailed'!$C$33
ref58.5a | ='WRP3a Feasible Options Detailed'!$C$34
ref58.6a | ='WRP3a Feasible Options Detailed'!$C$35
ref58.7a | ='WRP3a Feasible Options Detailed'!$C$36
ref59.1a | ='WRP3a Feasible Options Detailed'!$C$38
ref59.2a | ='WRP3a Feasible Options Detailed'!$C$39
ref60.1a | ='WRP3a Feasible Options Detailed'!$C$41
ref60.2a | ='WRP3a Feasible Options Detailed'!$C$42
ref61.10a | ='WRP3a Feasible Options Detailed'!$C$53
ref61.1a | ='WRP3a Feasible Options Detailed'!$C$44
ref61.2a | ='WRP3a Feasible Options Detailed'!$C$45
ref61.3a | ='WRP3a Feasible Options Detailed'!$C$46
ref61.4a | ='WRP3a Feasible Options Detailed'!$C$47
ref61.5a | ='WRP3a Feasible Options Detailed'!$C$48
ref61.6a | ='WRP3a Feasible Options Detailed'!$C$49
ref61.7a | ='WRP3a Feasible Options Detailed'!$C$50
ref61.8a | ='WRP3a Feasible Options Detailed'!$C$51
ref61.9a | ='WRP3a Feasible Options Detailed'!$C$52
ResourceSide | ='WRP4 Preferred (Scenario Yr)'!$H$4:$AJ$4
Row58.1a | ='WRP3a Feasible Options Detailed'!$6:$6
Row58.2a | ='WRP3a Feasible Options Detailed'!$19:$19
Row58.3a | ='WRP3a Feasible Options Detailed'!$32:$32
Row58.5a | ='WRP3a Feasible Options Detailed'!$34:$34
Row58.6a | ='WRP3a Feasible Options Detailed'!$35:$35
Row58.7a | ='WRP3a Feasible Options Detailed'!$36:$36
Row58a | ='WRP3a Feasible Options Detailed'!$5:$5
Row59.1a | ='WRP3a Feasible Options Detailed'!$38:$38
Row59.2a | ='WRP3a Feasible Options Detailed'!$39:$39
Row60.1a | ='WRP3a Feasible Options Detailed'!$41:$41
Row60.2a | ='WRP3a Feasible Options Detailed'!$42:$42
Row60a | ='WRP3a Feasible Options Detailed'!$40:$40
Row61.10a | ='WRP3a Feasible Options Detailed'!$53:$53
Row61.1a | ='WRP3a Feasible Options Detailed'!$44:$44
Row61.2a | ='WRP3a Feasible Options Detailed'!$45:$45
Row61.3a | ='WRP3a Feasible Options Detailed'!$46:$46
Row61.4a | ='WRP3a Feasible Options Detailed'!$47:$47
Row61.5a | ='WRP3a Feasible Options Detailed'!$48:$48
Row61.6a | ='WRP3a Feasible Options Detailed'!$49:$49
Row61.7a | ='WRP3a Feasible Options Detailed'!$50:$50
Row61.8a | ='WRP3a Feasible Options Detailed'!$51:$51
Row61.9a | ='WRP3a Feasible Options Detailed'!$52:$52
Row61a | ='WRP3a Feasible Options Detailed'!$43:$43
RSA | ='WRP1 BL Supply'!$23:$23
RTWL10 | ='WRP4 Preferred (Scenario Yr)'!$R$38
RTWL11 | ='WRP4 Preferred (Scenario Yr)'!$S$38
RTWL12 | ='WRP4 Preferred (Scenario Yr)'!$T$38
RTWL13 | ='WRP4 Preferred (Scenario Yr)'!$U$38
RTWL14 | ='WRP4 Preferred (Scenario Yr)'!$V$38
RTWL15 | ='WRP4 Preferred (Scenario Yr)'!$W$38
RTWL16 | ='WRP4 Preferred (Scenario Yr)'!$X$38
RTWL17 | ='WRP4 Preferred (Scenario Yr)'!$Y$38
RTWL18 | ='WRP4 Preferred (Scenario Yr)'!$Z$38
RTWL19 | ='WRP4 Preferred (Scenario Yr)'!$AA$38
RTWL20 | ='WRP4 Preferred (Scenario Yr)'!$AB$38
RTWL21 | ='WRP4 Preferred (Scenario Yr)'!$AC$38
RTWL22 | ='WRP4 Preferred (Scenario Yr)'!$AD$38
RTWL23 | ='WRP4 Preferred (Scenario Yr)'!$AE$38
RTWL24 | ='WRP4 Preferred (Scenario Yr)'!$AF$38
RTWL25 | ='WRP4 Preferred (Scenario Yr)'!$AG$38
RTWL26 | ='WRP4 Preferred (Scenario Yr)'!$AH$38
RTWL27 | ='WRP4 Preferred (Scenario Yr)'!$AI$38
RTWL28 | ='WRP4 Preferred (Scenario Yr)'!$AJ$38
RTWL3 | ='WRP4 Preferred (Scenario Yr)'!$H$38
RTWL4 | ='WRP4 Preferred (Scenario Yr)'!$L$38
RTWL5 | ='WRP4 Preferred (Scenario Yr)'!$M$38
RTWL6 | ='WRP4 Preferred (Scenario Yr)'!$N$38
RTWL7 | ='WRP4 Preferred (Scenario Yr)'!$O$38
RTWL8 | ='WRP4 Preferred (Scenario Yr)'!$P$38
RTWL9 | ='WRP4 Preferred (Scenario Yr)'!$Q$38
RWexp10 | ='WRP4 Preferred (Scenario Yr)'!$R$18
RWexp11 | ='WRP4 Preferred (Scenario Yr)'!$S$18
RWexp12 | ='WRP4 Preferred (Scenario Yr)'!$T$18
RWexp13 | ='WRP4 Preferred (Scenario Yr)'!$U$18
RWexp14 | ='WRP4 Preferred (Scenario Yr)'!$V$18
RWexp15 | ='WRP4 Preferred (Scenario Yr)'!$W$18
RWexp16 | ='WRP4 Preferred (Scenario Yr)'!$X$18
RWexp17 | ='WRP4 Preferred (Scenario Yr)'!$Y$18
RWexp18 | ='WRP4 Preferred (Scenario Yr)'!$Z$18
RWexp19 | ='WRP4 Preferred (Scenario Yr)'!$AA$18
RWexp20 | ='WRP4 Preferred (Scenario Yr)'!$AB$18
RWexp21 | ='WRP4 Preferred (Scenario Yr)'!$AC$18
RWexp22 | ='WRP4 Preferred (Scenario Yr)'!$AD$18
RWexp23 | ='WRP4 Preferred (Scenario Yr)'!$AE$18
RWexp24 | ='WRP4 Preferred (Scenario Yr)'!$AF$18
RWexp25 | ='WRP4 Preferred (Scenario Yr)'!$AG$18
RWexp26 | ='WRP4 Preferred (Scenario Yr)'!$AH$18
RWexp27 | ='WRP4 Preferred (Scenario Yr)'!$AI$18
RWexp28 | ='WRP4 Preferred (Scenario Yr)'!$AJ$18
RWexp3 | ='WRP4 Preferred (Scenario Yr)'!$H$18
RWexp4 | ='WRP4 Preferred (Scenario Yr)'!$L$18
RWexp5 | ='WRP4 Preferred (Scenario Yr)'!$M$18
RWexp6 | ='WRP4 Preferred (Scenario Yr)'!$N$18
RWexp7 | ='WRP4 Preferred (Scenario Yr)'!$O$18
RWexp8 | ='WRP4 Preferred (Scenario Yr)'!$P$18
RWexp9 | ='WRP4 Preferred (Scenario Yr)'!$Q$18
RWexpNP10 | ='WRP4 Preferred (Scenario Yr)'!$R$17
RWexpNP11 | ='WRP4 Preferred (Scenario Yr)'!$S$17
RWexpNP12 | ='WRP4 Preferred (Scenario Yr)'!$T$17
RWexpNP13 | ='WRP4 Preferred (Scenario Yr)'!$U$17
RWexpNP14 | ='WRP4 Preferred (Scenario Yr)'!$V$17
RWexpNP15 | ='WRP4 Preferred (Scenario Yr)'!$W$17
RWexpNP16 | ='WRP4 Preferred (Scenario Yr)'!$X$17
RWexpNP17 | ='WRP4 Preferred (Scenario Yr)'!$Y$17
RWexpNP18 | ='WRP4 Preferred (Scenario Yr)'!$Z$17
RWexpNP19 | ='WRP4 Preferred (Scenario Yr)'!$AA$17
RWexpNP20 | ='WRP4 Preferred (Scenario Yr)'!$AB$17
RWexpNP21 | ='WRP4 Preferred (Scenario Yr)'!$AC$17
RWexpNP22 | ='WRP4 Preferred (Scenario Yr)'!$AD$17
RWexpNP23 | ='WRP4 Preferred (Scenario Yr)'!$AE$17
RWexpNP24 | ='WRP4 Preferred (Scenario Yr)'!$AF$17
RWexpNP25 | ='WRP4 Preferred (Scenario Yr)'!$AG$17
RWexpNP26 | ='WRP4 Preferred (Scenario Yr)'!$AH$17
RWexpNP27 | ='WRP4 Preferred (Scenario Yr)'!$AI$17
RWexpNP28 | ='WRP4 Preferred (Scenario Yr)'!$AJ$17
RWexpNP3 | ='WRP4 Preferred (Scenario Yr)'!$H$17
RWexpNP4 | ='WRP4 Preferred (Scenario Yr)'!$L$17
RWexpNP5 | ='WRP4 Preferred (Scenario Yr)'!$M$17
RWexpNP6 | ='WRP4 Preferred (Scenario Yr)'!$N$17
RWexpNP7 | ='WRP4 Preferred (Scenario Yr)'!$O$17
RWexpNP8 | ='WRP4 Preferred (Scenario Yr)'!$P$17
RWexpNP9 | ='WRP4 Preferred (Scenario Yr)'!$Q$17
RWimp10 | ='WRP4 Preferred (Scenario Yr)'!$R$8
RWimp11 | ='WRP4 Preferred (Scenario Yr)'!$S$8
RWimp12 | ='WRP4 Preferred (Scenario Yr)'!$T$8
RWimp13 | ='WRP4 Preferred (Scenario Yr)'!$U$8
RWimp14 | ='WRP4 Preferred (Scenario Yr)'!$V$8
RWimp15 | ='WRP4 Preferred (Scenario Yr)'!$W$8
RWimp16 | ='WRP4 Preferred (Scenario Yr)'!$X$8
RWimp17 | ='WRP4 Preferred (Scenario Yr)'!$Y$8
RWimp18 | ='WRP4 Preferred (Scenario Yr)'!$Z$8
RWimp19 | ='WRP4 Preferred (Scenario Yr)'!$AA$8
RWimp20 | ='WRP4 Preferred (Scenario Yr)'!$AB$8
RWimp21 | ='WRP4 Preferred (Scenario Yr)'!$AC$8
RWimp22 | ='WRP4 Preferred (Scenario Yr)'!$AD$8
RWimp23 | ='WRP4 Preferred (Scenario Yr)'!$AE$8
RWimp24 | ='WRP4 Preferred (Scenario Yr)'!$AF$8
RWimp25 | ='WRP4 Preferred (Scenario Yr)'!$AG$8
RWimp26 | ='WRP4 Preferred (Scenario Yr)'!$AH$8
RWimp27 | ='WRP4 Preferred (Scenario Yr)'!$AI$8
RWimp28 | ='WRP4 Preferred (Scenario Yr)'!$AJ$8
RWimp3 | ='WRP4 Preferred (Scenario Yr)'!$H$8
RWimp4 | ='WRP4 Preferred (Scenario Yr)'!$L$8
RWimp5 | ='WRP4 Preferred (Scenario Yr)'!$M$8
RWimp6 | ='WRP4 Preferred (Scenario Yr)'!$N$8
RWimp7 | ='WRP4 Preferred (Scenario Yr)'!$O$8
RWimp8 | ='WRP4 Preferred (Scenario Yr)'!$P$8
RWimp9 | ='WRP4 Preferred (Scenario Yr)'!$Q$8
RWLOU | ='WRP4 Preferred (Scenario Yr)'!$16:$16
RWLOU01 | ='WRP4 Preferred (Scenario Yr)'!$I$15:$I$16
RWLOU1 | ='WRP4 Preferred (Scenario Yr)'!$J$15:$J$16
RWLOU10 | ='WRP4 Preferred (Scenario Yr)'!$R$15:$R$16
RWLOU11 | ='WRP4 Preferred (Scenario Yr)'!$S$15:$S$16
RWLOU12 | ='WRP4 Preferred (Scenario Yr)'!$T$15:$T$16
RWLOU13 | ='WRP4 Preferred (Scenario Yr)'!$U$15:$U$16
RWLOU14 | ='WRP4 Preferred (Scenario Yr)'!$V$15:$V$16
RWLOU15 | ='WRP4 Preferred (Scenario Yr)'!$W$15:$W$16
RWLOU16 | ='WRP4 Preferred (Scenario Yr)'!$X$15:$X$16
RWLOU17 | ='WRP4 Preferred (Scenario Yr)'!$Y$15:$Y$16
RWLOU18 | ='WRP4 Preferred (Scenario Yr)'!$Z$15:$Z$16
RWLOU19 | ='WRP4 Preferred (Scenario Yr)'!$AA$15:$AA$16
RWLOU2 | ='WRP4 Preferred (Scenario Yr)'!$K$15:$K$16
RWLOU20 | ='WRP4 Preferred (Scenario Yr)'!$AB$15:$AB$16
RWLOU21 | ='WRP4 Preferred (Scenario Yr)'!$AC$15:$AC$16
RWLOU22 | ='WRP4 Preferred (Scenario Yr)'!$AD$15:$AD$16
RWLOU23 | ='WRP4 Preferred (Scenario Yr)'!$AE$15:$AE$16
RWLOU24 | ='WRP4 Preferred (Scenario Yr)'!$AF$15:$AF$16
RWLOU25 | ='WRP4 Preferred (Scenario Yr)'!$AG$15:$AG$16
RWLOU26 | ='WRP4 Preferred (Scenario Yr)'!$AH$15:$AH$16
RWLOU27 | ='WRP4 Preferred (Scenario Yr)'!$AI$15:$AI$16
RWLOU28 | ='WRP4 Preferred (Scenario Yr)'!$AJ$15:$AJ$16
RWLOU3 | ='WRP4 Preferred (Scenario Yr)'!$H$15:$H$16
RWLOU4 | ='WRP4 Preferred (Scenario Yr)'!$L$15:$L$16
RWLOU5 | ='WRP4 Preferred (Scenario Yr)'!$M$15:$M$16
RWLOU6 | ='WRP4 Preferred (Scenario Yr)'!$N$15:$N$16
RWLOU7 | ='WRP4 Preferred (Scenario Yr)'!$O$15:$O$16
RWLOU8 | ='WRP4 Preferred (Scenario Yr)'!$P$15:$P$16
RWLOU9 | ='WRP4 Preferred (Scenario Yr)'!$Q$15:$Q$16
rwou10 | ='WRP4 Preferred (Scenario Yr)'!$R$14
rwou11 | ='WRP4 Preferred (Scenario Yr)'!$S$14
rwou12 | ='WRP4 Preferred (Scenario Yr)'!$T$14
rwou13 | ='WRP4 Preferred (Scenario Yr)'!$U$14
rwou14 | ='WRP4 Preferred (Scenario Yr)'!$V$14
rwou15 | ='WRP4 Preferred (Scenario Yr)'!$W$14
rwou16 | ='WRP4 Preferred (Scenario Yr)'!$X$14
rwou17 | ='WRP4 Preferred (Scenario Yr)'!$Y$14
rwou18 | ='WRP4 Preferred (Scenario Yr)'!$Z$14
rwou19 | ='WRP4 Preferred (Scenario Yr)'!$AA$14
rwou20 | ='WRP4 Preferred (Scenario Yr)'!$AB$14
rwou21 | ='WRP4 Preferred (Scenario Yr)'!$AC$14
rwou22 | ='WRP4 Preferred (Scenario Yr)'!$AD$14
rwou23 | ='WRP4 Preferred (Scenario Yr)'!$AE$14
rwou24 | ='WRP4 Preferred (Scenario Yr)'!$AF$14
rwou25 | ='WRP4 Preferred (Scenario Yr)'!$AG$14
rwou26 | ='WRP4 Preferred (Scenario Yr)'!$AH$14
rwou27 | ='WRP4 Preferred (Scenario Yr)'!$AI$14
rwou28 | ='WRP4 Preferred (Scenario Yr)'!$AJ$14
rwou3 | ='WRP4 Preferred (Scenario Yr)'!$H$14
rwou4 | ='WRP4 Preferred (Scenario Yr)'!$L$14
rwou5 | ='WRP4 Preferred (Scenario Yr)'!$M$14
rwou6 | ='WRP4 Preferred (Scenario Yr)'!$N$14
rwou7 | ='WRP4 Preferred (Scenario Yr)'!$O$14
rwou8 | ='WRP4 Preferred (Scenario Yr)'!$P$14
rwou9 | ='WRP4 Preferred (Scenario Yr)'!$Q$14
Source_Types | ='WRP1a BL Licences'!$C$1003:$C$1006
start_dates | ='WRP3a Feasible Options Detailed'!$C$176:$C$200
SumReduceOutages10 | ='WRP4 Preferred (Scenario Yr)'!$R$41
SumReduceOutages11 | ='WRP4 Preferred (Scenario Yr)'!$S$41
SumReduceOutages12 | ='WRP4 Preferred (Scenario Yr)'!$T$41
SumReduceOutages13 | ='WRP4 Preferred (Scenario Yr)'!$U$41
SumReduceOutages14 | ='WRP4 Preferred (Scenario Yr)'!$V$41
SumReduceOutages15 | ='WRP4 Preferred (Scenario Yr)'!$W$41
SumReduceOutages16 | ='WRP4 Preferred (Scenario Yr)'!$X$41
SumReduceOutages17 | ='WRP4 Preferred (Scenario Yr)'!$Y$41
SumReduceOutages18 | ='WRP4 Preferred (Scenario Yr)'!$Z$41
SumReduceOutages19 | ='WRP4 Preferred (Scenario Yr)'!$AA$41
SumReduceOutages20 | ='WRP4 Preferred (Scenario Yr)'!$AB$41
SumReduceOutages21 | ='WRP4 Preferred (Scenario Yr)'!$AC$41
SumReduceOutages22 | ='WRP4 Preferred (Scenario Yr)'!$AD$41
SumReduceOutages23 | ='WRP4 Preferred (Scenario Yr)'!$AE$41
SumReduceOutages24 | ='WRP4 Preferred (Scenario Yr)'!$AF$41
SumReduceOutages25 | ='WRP4 Preferred (Scenario Yr)'!$AG$41
SumReduceOutages26 | ='WRP4 Preferred (Scenario Yr)'!$AH$41
SumReduceOutages27 | ='WRP4 Preferred (Scenario Yr)'!$AI$41
SumReduceOutages28 | ='WRP4 Preferred (Scenario Yr)'!$AJ$41
SumReduceOutages3 | ='WRP4 Preferred (Scenario Yr)'!$H$41
SumReduceOutages4 | ='WRP4 Preferred (Scenario Yr)'!$L$41
SumReduceOutages5 | ='WRP4 Preferred (Scenario Yr)'!$M$41
SumReduceOutages6 | ='WRP4 Preferred (Scenario Yr)'!$N$41
SumReduceOutages7 | ='WRP4 Preferred (Scenario Yr)'!$O$41
SumReduceOutages8 | ='WRP4 Preferred (Scenario Yr)'!$P$41
SumReduceOutages9 | ='WRP4 Preferred (Scenario Yr)'!$Q$41
TheGroupSum | ='WRP1a BL Licences'!$H$6:$H$14
TheGroupSumLIC | ='WRP1a BL Licences'!$I$6:$I$14
TotCSM1 | ='WRP4 Preferred (Scenario Yr)'!$J$44
TotCSM10 | ='WRP4 Preferred (Scenario Yr)'!$R$44
TotCSM11 | ='WRP4 Preferred (Scenario Yr)'!$S$44
TotCSM12 | ='WRP4 Preferred (Scenario Yr)'!$T$44
TotCSM13 | ='WRP4 Preferred (Scenario Yr)'!$U$44
TotCSM14 | ='WRP4 Preferred (Scenario Yr)'!$V$44
TotCSM15 | ='WRP4 Preferred (Scenario Yr)'!$W$44
TotCSM16 | ='WRP4 Preferred (Scenario Yr)'!$X$44
TotCSM17 | ='WRP4 Preferred (Scenario Yr)'!$Y$44
TotCSM18 | ='WRP4 Preferred (Scenario Yr)'!$Z$44
TotCSM19 | ='WRP4 Preferred (Scenario Yr)'!$AA$44
TotCSM2 | ='WRP4 Preferred (Scenario Yr)'!$K$44
TotCSM20 | ='WRP4 Preferred (Scenario Yr)'!$AB$44
TotCSM21 | ='WRP4 Preferred (Scenario Yr)'!$AC$44
TotCSM22 | ='WRP4 Preferred (Scenario Yr)'!$AD$44
TotCSM23 | ='WRP4 Preferred (Scenario Yr)'!$AE$44
TotCSM24 | ='WRP4 Preferred (Scenario Yr)'!$AF$44
TotCSM25 | ='WRP4 Preferred (Scenario Yr)'!$AG$44
TotCSM26 | ='WRP4 Preferred (Scenario Yr)'!$AH$44
TotCSM27 | ='WRP4 Preferred (Scenario Yr)'!$AI$44
TotCSM28 | ='WRP4 Preferred (Scenario Yr)'!$AJ$44
TotCSM3 | ='WRP4 Preferred (Scenario Yr)'!$H$44
TotCSM4 | ='WRP4 Preferred (Scenario Yr)'!$L$44
TotCSM5 | ='WRP4 Preferred (Scenario Yr)'!$M$44
TotCSM6 | ='WRP4 Preferred (Scenario Yr)'!$N$44
TotCSM7 | ='WRP4 Preferred (Scenario Yr)'!$O$44
TotCSM8 | ='WRP4 Preferred (Scenario Yr)'!$P$44
TotCSM9 | ='WRP4 Preferred (Scenario Yr)'!$Q$44
TotDSM1 | ='WRP4 Preferred (Scenario Yr)'!$J$30
TotDSM10 | ='WRP4 Preferred (Scenario Yr)'!$R$30
TotDSM11 | ='WRP4 Preferred (Scenario Yr)'!$S$30
TotDSM12 | ='WRP4 Preferred (Scenario Yr)'!$T$30
TotDSM13 | ='WRP4 Preferred (Scenario Yr)'!$U$30
TotDSM14 | ='WRP4 Preferred (Scenario Yr)'!$V$30
TotDSM15 | ='WRP4 Preferred (Scenario Yr)'!$W$30
TotDSM16 | ='WRP4 Preferred (Scenario Yr)'!$X$30
TotDSM17 | ='WRP4 Preferred (Scenario Yr)'!$Y$30
TotDSM18 | ='WRP4 Preferred (Scenario Yr)'!$Z$30
TotDSM19 | ='WRP4 Preferred (Scenario Yr)'!$AA$30
TotDSM2 | ='WRP4 Preferred (Scenario Yr)'!$K$30
TotDSM20 | ='WRP4 Preferred (Scenario Yr)'!$AB$30
TotDSM21 | ='WRP4 Preferred (Scenario Yr)'!$AC$30
TotDSM22 | ='WRP4 Preferred (Scenario Yr)'!$AD$30
TotDSM23 | ='WRP4 Preferred (Scenario Yr)'!$AE$30
TotDSM24 | ='WRP4 Preferred (Scenario Yr)'!$AF$30
TotDSM25 | ='WRP4 Preferred (Scenario Yr)'!$AG$30
TotDSM26 | ='WRP4 Preferred (Scenario Yr)'!$AH$30
TotDSM27 | ='WRP4 Preferred (Scenario Yr)'!$AI$30
TotDSM28 | ='WRP4 Preferred (Scenario Yr)'!$AJ$30
TotDSM3 | ='WRP4 Preferred (Scenario Yr)'!$H$30
TotDSM4 | ='WRP4 Preferred (Scenario Yr)'!$L$30
TotDSM5 | ='WRP4 Preferred (Scenario Yr)'!$M$30
TotDSM6 | ='WRP4 Preferred (Scenario Yr)'!$N$30
TotDSM7 | ='WRP4 Preferred (Scenario Yr)'!$O$30
TotDSM8 | ='WRP4 Preferred (Scenario Yr)'!$P$30
TotDSM9 | ='WRP4 Preferred (Scenario Yr)'!$Q$30
uMHHuspl | ='WRP4 Preferred (Scenario Yr)'!$71:$71
uMHHuspl01 | ='WRP4 Preferred (Scenario Yr)'!$I$70:$I$71
uMHHuspl1 | ='WRP4 Preferred (Scenario Yr)'!$J$70:$J$71
uMHHuspl10 | ='WRP4 Preferred (Scenario Yr)'!$R$70:$R$71
uMHHuspl11 | ='WRP4 Preferred (Scenario Yr)'!$S$70:$S$71
uMHHuspl12 | ='WRP4 Preferred (Scenario Yr)'!$T$70:$T$71
uMHHuspl13 | ='WRP4 Preferred (Scenario Yr)'!$U$70:$U$71
uMHHuspl14 | ='WRP4 Preferred (Scenario Yr)'!$V$70:$V$71
uMHHuspl15 | ='WRP4 Preferred (Scenario Yr)'!$W$70:$W$71
uMHHuspl16 | ='WRP4 Preferred (Scenario Yr)'!$X$70:$X$71
uMHHuspl17 | ='WRP4 Preferred (Scenario Yr)'!$Y$70:$Y$71
uMHHuspl18 | ='WRP4 Preferred (Scenario Yr)'!$Z$70:$Z$71
uMHHuspl19 | ='WRP4 Preferred (Scenario Yr)'!$AA$70:$AA$71
uMHHuspl2 | ='WRP4 Preferred (Scenario Yr)'!$K$70:$K$71
uMHHuspl20 | ='WRP4 Preferred (Scenario Yr)'!$AB$70:$AB$71
uMHHuspl21 | ='WRP4 Preferred (Scenario Yr)'!$AC$70:$AC$71
uMHHuspl22 | ='WRP4 Preferred (Scenario Yr)'!$AD$70:$AD$71
uMHHuspl23 | ='WRP4 Preferred (Scenario Yr)'!$AE$70:$AE$71
uMHHuspl24 | ='WRP4 Preferred (Scenario Yr)'!$AF$70:$AF$71
uMHHuspl25 | ='WRP4 Preferred (Scenario Yr)'!$AG$70:$AG$71
uMHHuspl26 | ='WRP4 Preferred (Scenario Yr)'!$AH$70:$AH$71
uMHHuspl27 | ='WRP4 Preferred (Scenario Yr)'!$AI$70:$AI$71
uMHHuspl28 | ='WRP4 Preferred (Scenario Yr)'!$AJ$70:$AJ$71
uMHHuspl3 | ='WRP4 Preferred (Scenario Yr)'!$H$70:$H$71
uMHHuspl4 | ='WRP4 Preferred (Scenario Yr)'!$L$70:$L$71
uMHHuspl5 | ='WRP4 Preferred (Scenario Yr)'!$M$70:$M$71
uMHHuspl6 | ='WRP4 Preferred (Scenario Yr)'!$N$70:$N$71
uMHHuspl7 | ='WRP4 Preferred (Scenario Yr)'!$O$70:$O$71
uMHHuspl8 | ='WRP4 Preferred (Scenario Yr)'!$P$70:$P$71
uMHHuspl9 | ='WRP4 Preferred (Scenario Yr)'!$Q$70:$Q$71
uMnHHuspl | ='WRP4 Preferred (Scenario Yr)'!$65:$65
uMnHHuspl01 | ='WRP4 Preferred (Scenario Yr)'!$I$64:$I$65
uMnHHuspl1 | ='WRP4 Preferred (Scenario Yr)'!$J$64:$J$65
uMnHHuspl10 | ='WRP4 Preferred (Scenario Yr)'!$R$64:$R$65
uMnHHuspl11 | ='WRP4 Preferred (Scenario Yr)'!$S$64:$S$65
uMnHHuspl12 | ='WRP4 Preferred (Scenario Yr)'!$T$64:$T$65
uMnHHuspl13 | ='WRP4 Preferred (Scenario Yr)'!$U$64:$U$65
uMnHHuspl14 | ='WRP4 Preferred (Scenario Yr)'!$V$64:$V$65
uMnHHuspl15 | ='WRP4 Preferred (Scenario Yr)'!$W$64:$W$65
uMnHHuspl16 | ='WRP4 Preferred (Scenario Yr)'!$X$64:$X$65
uMnHHuspl17 | ='WRP4 Preferred (Scenario Yr)'!$Y$64:$Y$65
uMnHHuspl18 | ='WRP4 Preferred (Scenario Yr)'!$Z$64:$Z$65
uMnHHuspl19 | ='WRP4 Preferred (Scenario Yr)'!$AA$64:$AA$65
uMnHHuspl2 | ='WRP4 Preferred (Scenario Yr)'!$K$64:$K$65
uMnHHuspl20 | ='WRP4 Preferred (Scenario Yr)'!$AB$64:$AB$65
uMnHHuspl21 | ='WRP4 Preferred (Scenario Yr)'!$AC$64:$AC$65
uMnHHuspl22 | ='WRP4 Preferred (Scenario Yr)'!$AD$64:$AD$65
uMnHHuspl23 | ='WRP4 Preferred (Scenario Yr)'!$AE$64:$AE$65
uMnHHuspl24 | ='WRP4 Preferred (Scenario Yr)'!$AF$64:$AF$65
uMnHHuspl25 | ='WRP4 Preferred (Scenario Yr)'!$AG$64:$AG$65
uMnHHuspl26 | ='WRP4 Preferred (Scenario Yr)'!$AH$64:$AH$65
uMnHHuspl27 | ='WRP4 Preferred (Scenario Yr)'!$AI$64:$AI$65
uMnHHuspl28 | ='WRP4 Preferred (Scenario Yr)'!$AJ$64:$AJ$65
uMnHHuspl3 | ='WRP4 Preferred (Scenario Yr)'!$H$64:$H$65
uMnHHuspl4 | ='WRP4 Preferred (Scenario Yr)'!$L$64:$L$65
uMnHHuspl5 | ='WRP4 Preferred (Scenario Yr)'!$M$64:$M$65
uMnHHuspl6 | ='WRP4 Preferred (Scenario Yr)'!$N$64:$N$65
uMnHHuspl7 | ='WRP4 Preferred (Scenario Yr)'!$O$64:$O$65
uMnHHuspl8 | ='WRP4 Preferred (Scenario Yr)'!$P$64:$P$65
uMnHHuspl9 | ='WRP4 Preferred (Scenario Yr)'!$Q$64:$Q$65
unbilled10 | ='WRP4 Preferred (Scenario Yr)'!$R$57
unbilled11 | ='WRP4 Preferred (Scenario Yr)'!$S$57
unbilled12 | ='WRP4 Preferred (Scenario Yr)'!$T$57
unbilled13 | ='WRP4 Preferred (Scenario Yr)'!$U$57
unbilled14 | ='WRP4 Preferred (Scenario Yr)'!$V$57
unbilled15 | ='WRP4 Preferred (Scenario Yr)'!$W$57
unbilled16 | ='WRP4 Preferred (Scenario Yr)'!$X$57
unbilled17 | ='WRP4 Preferred (Scenario Yr)'!$Y$57
unbilled18 | ='WRP4 Preferred (Scenario Yr)'!$Z$57
unbilled19 | ='WRP4 Preferred (Scenario Yr)'!$AA$57
unbilled20 | ='WRP4 Preferred (Scenario Yr)'!$AB$57
unbilled21 | ='WRP4 Preferred (Scenario Yr)'!$AC$57
unbilled22 | ='WRP4 Preferred (Scenario Yr)'!$AD$57
unbilled23 | ='WRP4 Preferred (Scenario Yr)'!$AE$57
unbilled24 | ='WRP4 Preferred (Scenario Yr)'!$AF$57
unbilled25 | ='WRP4 Preferred (Scenario Yr)'!$AG$57
unbilled26 | ='WRP4 Preferred (Scenario Yr)'!$AH$57
unbilled27 | ='WRP4 Preferred (Scenario Yr)'!$AI$57
unbilled28 | ='WRP4 Preferred (Scenario Yr)'!$AJ$57
unbilled3 | ='WRP4 Preferred (Scenario Yr)'!$H$57
unbilled4 | ='WRP4 Preferred (Scenario Yr)'!$L$57
unbilled5 | ='WRP4 Preferred (Scenario Yr)'!$M$57
unbilled6 | ='WRP4 Preferred (Scenario Yr)'!$N$57
unbilled7 | ='WRP4 Preferred (Scenario Yr)'!$O$57
unbilled8 | ='WRP4 Preferred (Scenario Yr)'!$P$57
unbilled9 | ='WRP4 Preferred (Scenario Yr)'!$Q$57
Unused | ='WRP1a BL Licences'!$15:$15
UnusedLic | ='WRP1a BL Licences'!$I$16:$I$21
UnusedLicDO | ='WRP1a BL Licences'!$H$16:$H$21
UnusedLicDOtot | ='WRP1a BL Licences'!$H$15
UnusedLicences | ='WRP1a BL Licences'!$C$15:$M$18
USPLMHH10 | ='WRP4 Preferred (Scenario Yr)'!$R$66
USPLMHH11 | ='WRP4 Preferred (Scenario Yr)'!$S$66
USPLMHH12 | ='WRP4 Preferred (Scenario Yr)'!$T$66
USPLMHH13 | ='WRP4 Preferred (Scenario Yr)'!$U$66
USPLMHH14 | ='WRP4 Preferred (Scenario Yr)'!$V$66
USPLMHH15 | ='WRP4 Preferred (Scenario Yr)'!$W$66
USPLMHH16 | ='WRP4 Preferred (Scenario Yr)'!$X$66
USPLMHH17 | ='WRP4 Preferred (Scenario Yr)'!$Y$66
USPLMHH18 | ='WRP4 Preferred (Scenario Yr)'!$Z$66
USPLMHH19 | ='WRP4 Preferred (Scenario Yr)'!$AA$66
USPLMHH20 | ='WRP4 Preferred (Scenario Yr)'!$AB$66
USPLMHH21 | ='WRP4 Preferred (Scenario Yr)'!$AC$66
USPLMHH22 | ='WRP4 Preferred (Scenario Yr)'!$AD$66
USPLMHH23 | ='WRP4 Preferred (Scenario Yr)'!$AE$66
USPLMHH24 | ='WRP4 Preferred (Scenario Yr)'!$AF$66
USPLMHH25 | ='WRP4 Preferred (Scenario Yr)'!$AG$66
USPLMHH26 | ='WRP4 Preferred (Scenario Yr)'!$AH$66
USPLMHH27 | ='WRP4 Preferred (Scenario Yr)'!$AI$66
USPLMHH28 | ='WRP4 Preferred (Scenario Yr)'!$AJ$66
USPLMHH3 | ='WRP4 Preferred (Scenario Yr)'!$H$66
USPLMHH4 | ='WRP4 Preferred (Scenario Yr)'!$L$66
USPLMHH5 | ='WRP4 Preferred (Scenario Yr)'!$M$66
USPLMHH6 | ='WRP4 Preferred (Scenario Yr)'!$N$66
USPLMHH7 | ='WRP4 Preferred (Scenario Yr)'!$O$66
USPLMHH8 | ='WRP4 Preferred (Scenario Yr)'!$P$66
USPLMHH9 | ='WRP4 Preferred (Scenario Yr)'!$Q$66
USPLMnhh10 | ='WRP4 Preferred (Scenario Yr)'!$R$60
USPLMnhh11 | ='WRP4 Preferred (Scenario Yr)'!$S$60
USPLMnhh12 | ='WRP4 Preferred (Scenario Yr)'!$T$60
USPLMnhh13 | ='WRP4 Preferred (Scenario Yr)'!$U$60
USPLMnhh14 | ='WRP4 Preferred (Scenario Yr)'!$V$60
USPLMnhh15 | ='WRP4 Preferred (Scenario Yr)'!$W$60
USPLMnhh16 | ='WRP4 Preferred (Scenario Yr)'!$X$60
USPLMnhh17 | ='WRP4 Preferred (Scenario Yr)'!$Y$60
USPLMnhh18 | ='WRP4 Preferred (Scenario Yr)'!$Z$60
USPLMnhh19 | ='WRP4 Preferred (Scenario Yr)'!$AA$60
USPLMnhh20 | ='WRP4 Preferred (Scenario Yr)'!$AB$60
USPLMnhh21 | ='WRP4 Preferred (Scenario Yr)'!$AC$60
USPLMnhh22 | ='WRP4 Preferred (Scenario Yr)'!$AD$60
USPLMnhh23 | ='WRP4 Preferred (Scenario Yr)'!$AE$60
USPLMnhh24 | ='WRP4 Preferred (Scenario Yr)'!$AF$60
USPLMnhh25 | ='WRP4 Preferred (Scenario Yr)'!$AG$60
USPLMnhh26 | ='WRP4 Preferred (Scenario Yr)'!$AH$60
USPLMnhh27 | ='WRP4 Preferred (Scenario Yr)'!$AI$60
USPLMnhh28 | ='WRP4 Preferred (Scenario Yr)'!$AJ$60
USPLMnhh3 | ='WRP4 Preferred (Scenario Yr)'!$H$60
USPLMnhh4 | ='WRP4 Preferred (Scenario Yr)'!$L$60
USPLMnhh5 | ='WRP4 Preferred (Scenario Yr)'!$M$60
USPLMnhh6 | ='WRP4 Preferred (Scenario Yr)'!$N$60
USPLMnhh7 | ='WRP4 Preferred (Scenario Yr)'!$O$60
USPLMnhh8 | ='WRP4 Preferred (Scenario Yr)'!$P$60
USPLMnhh9 | ='WRP4 Preferred (Scenario Yr)'!$Q$60
USPLuMHH10 | ='WRP4 Preferred (Scenario Yr)'!$R$69
USPLuMHH11 | ='WRP4 Preferred (Scenario Yr)'!$S$69
USPLuMHH12 | ='WRP4 Preferred (Scenario Yr)'!$T$69
USPLuMHH13 | ='WRP4 Preferred (Scenario Yr)'!$U$69
USPLuMHH14 | ='WRP4 Preferred (Scenario Yr)'!$V$69
USPLuMHH15 | ='WRP4 Preferred (Scenario Yr)'!$W$69
USPLuMHH16 | ='WRP4 Preferred (Scenario Yr)'!$X$69
USPLuMHH17 | ='WRP4 Preferred (Scenario Yr)'!$Y$69
USPLuMHH18 | ='WRP4 Preferred (Scenario Yr)'!$Z$69
USPLuMHH19 | ='WRP4 Preferred (Scenario Yr)'!$AA$69
USPLuMHH20 | ='WRP4 Preferred (Scenario Yr)'!$AB$69
USPLuMHH21 | ='WRP4 Preferred (Scenario Yr)'!$AC$69
USPLuMHH22 | ='WRP4 Preferred (Scenario Yr)'!$AD$69
USPLuMHH23 | ='WRP4 Preferred (Scenario Yr)'!$AE$69
USPLuMHH24 | ='WRP4 Preferred (Scenario Yr)'!$AF$69
USPLuMHH25 | ='WRP4 Preferred (Scenario Yr)'!$AG$69
USPLuMHH26 | ='WRP4 Preferred (Scenario Yr)'!$AH$69
USPLuMHH27 | ='WRP4 Preferred (Scenario Yr)'!$AI$69
USPLuMHH28 | ='WRP4 Preferred (Scenario Yr)'!$AJ$69
USPLuMHH3 | ='WRP4 Preferred (Scenario Yr)'!$H$69
USPLuMHH4 | ='WRP4 Preferred (Scenario Yr)'!$L$69
USPLuMHH5 | ='WRP4 Preferred (Scenario Yr)'!$M$69
USPLuMHH6 | ='WRP4 Preferred (Scenario Yr)'!$N$69
USPLuMHH7 | ='WRP4 Preferred (Scenario Yr)'!$O$69
USPLuMHH8 | ='WRP4 Preferred (Scenario Yr)'!$P$69
USPLuMHH9 | ='WRP4 Preferred (Scenario Yr)'!$Q$69
USPLUMnhh10 | ='WRP4 Preferred (Scenario Yr)'!$R$63
USPLUMnhh11 | ='WRP4 Preferred (Scenario Yr)'!$S$63
USPLUMnhh12 | ='WRP4 Preferred (Scenario Yr)'!$T$63
USPLUMnhh13 | ='WRP4 Preferred (Scenario Yr)'!$U$63
USPLUMnhh14 | ='WRP4 Preferred (Scenario Yr)'!$V$63
USPLUMnhh15 | ='WRP4 Preferred (Scenario Yr)'!$W$63
USPLUMnhh16 | ='WRP4 Preferred (Scenario Yr)'!$X$63
USPLUMnhh17 | ='WRP4 Preferred (Scenario Yr)'!$Y$63
USPLUMnhh18 | ='WRP4 Preferred (Scenario Yr)'!$Z$63
USPLUMnhh19 | ='WRP4 Preferred (Scenario Yr)'!$AA$63
USPLUMnhh20 | ='WRP4 Preferred (Scenario Yr)'!$AB$63
USPLUMnhh21 | ='WRP4 Preferred (Scenario Yr)'!$AC$63
USPLUMnhh22 | ='WRP4 Preferred (Scenario Yr)'!$AD$63
USPLUMnhh23 | ='WRP4 Preferred (Scenario Yr)'!$AE$63
USPLUMnhh24 | ='WRP4 Preferred (Scenario Yr)'!$AF$63
USPLUMnhh25 | ='WRP4 Preferred (Scenario Yr)'!$AG$63
USPLUMnhh26 | ='WRP4 Preferred (Scenario Yr)'!$AH$63
USPLUMnhh27 | ='WRP4 Preferred (Scenario Yr)'!$AI$63
USPLUMnhh28 | ='WRP4 Preferred (Scenario Yr)'!$AJ$63
USPLUMnhh3 | ='WRP4 Preferred (Scenario Yr)'!$H$63
USPLUMnhh4 | ='WRP4 Preferred (Scenario Yr)'!$L$63
USPLUMnhh5 | ='WRP4 Preferred (Scenario Yr)'!$M$63
USPLUMnhh6 | ='WRP4 Preferred (Scenario Yr)'!$N$63
USPLUMnhh7 | ='WRP4 Preferred (Scenario Yr)'!$O$63
USPLUMnhh8 | ='WRP4 Preferred (Scenario Yr)'!$P$63
USPLUMnhh9 | ='WRP4 Preferred (Scenario Yr)'!$Q$63
USPLvoid10 | ='WRP4 Preferred (Scenario Yr)'!$R$72
USPLvoid11 | ='WRP4 Preferred (Scenario Yr)'!$S$72
USPLvoid12 | ='WRP4 Preferred (Scenario Yr)'!$T$72
USPLvoid13 | ='WRP4 Preferred (Scenario Yr)'!$U$72
USPLvoid14 | ='WRP4 Preferred (Scenario Yr)'!$V$72
USPLvoid15 | ='WRP4 Preferred (Scenario Yr)'!$W$72
USPLvoid16 | ='WRP4 Preferred (Scenario Yr)'!$X$72
USPLvoid17 | ='WRP4 Preferred (Scenario Yr)'!$Y$72
USPLvoid18 | ='WRP4 Preferred (Scenario Yr)'!$Z$72
USPLvoid19 | ='WRP4 Preferred (Scenario Yr)'!$AA$72
USPLvoid20 | ='WRP4 Preferred (Scenario Yr)'!$AB$72
USPLvoid21 | ='WRP4 Preferred (Scenario Yr)'!$AC$72
USPLvoid22 | ='WRP4 Preferred (Scenario Yr)'!$AD$72
USPLvoid23 | ='WRP4 Preferred (Scenario Yr)'!$AE$72
USPLvoid24 | ='WRP4 Preferred (Scenario Yr)'!$AF$72
USPLvoid25 | ='WRP4 Preferred (Scenario Yr)'!$AG$72
USPLvoid26 | ='WRP4 Preferred (Scenario Yr)'!$AH$72
USPLvoid27 | ='WRP4 Preferred (Scenario Yr)'!$AI$72
USPLvoid28 | ='WRP4 Preferred (Scenario Yr)'!$AJ$72
USPLvoid3 | ='WRP4 Preferred (Scenario Yr)'!$H$72
USPLvoid4 | ='WRP4 Preferred (Scenario Yr)'!$L$72
USPLvoid5 | ='WRP4 Preferred (Scenario Yr)'!$M$72
USPLvoid6 | ='WRP4 Preferred (Scenario Yr)'!$N$72
USPLvoid7 | ='WRP4 Preferred (Scenario Yr)'!$O$72
USPLvoid8 | ='WRP4 Preferred (Scenario Yr)'!$P$72
USPLvoid9 | ='WRP4 Preferred (Scenario Yr)'!$Q$72
Voiduspl | ='WRP4 Preferred (Scenario Yr)'!$74:$74
Voiduspl01 | ='WRP4 Preferred (Scenario Yr)'!$I$73:$I$74
Voiduspl1 | ='WRP4 Preferred (Scenario Yr)'!$J$73:$J$74
Voiduspl10 | ='WRP4 Preferred (Scenario Yr)'!$R$73:$R$74
Voiduspl11 | ='WRP4 Preferred (Scenario Yr)'!$S$73:$S$74
Voiduspl12 | ='WRP4 Preferred (Scenario Yr)'!$T$73:$T$74
Voiduspl13 | ='WRP4 Preferred (Scenario Yr)'!$U$73:$U$74
Voiduspl14 | ='WRP4 Preferred (Scenario Yr)'!$V$73:$V$74
Voiduspl15 | ='WRP4 Preferred (Scenario Yr)'!$W$73:$W$74
Voiduspl16 | ='WRP4 Preferred (Scenario Yr)'!$X$73:$X$74
Voiduspl17 | ='WRP4 Preferred (Scenario Yr)'!$Y$73:$Y$74
Voiduspl18 | ='WRP4 Preferred (Scenario Yr)'!$Z$73:$Z$74
Voiduspl19 | ='WRP4 Preferred (Scenario Yr)'!$AA$73:$AA$74
Voiduspl2 | ='WRP4 Preferred (Scenario Yr)'!$K$73:$K$74
Voiduspl20 | ='WRP4 Preferred (Scenario Yr)'!$AB$73:$AB$74
Voiduspl21 | ='WRP4 Preferred (Scenario Yr)'!$AC$73:$AC$74
Voiduspl22 | ='WRP4 Preferred (Scenario Yr)'!$AD$73:$AD$74
Voiduspl23 | ='WRP4 Preferred (Scenario Yr)'!$AE$73:$AE$74
Voiduspl24 | ='WRP4 Preferred (Scenario Yr)'!$AF$73:$AF$74
Voiduspl25 | ='WRP4 Preferred (Scenario Yr)'!$AG$73:$AG$74
Voiduspl26 | ='WRP4 Preferred (Scenario Yr)'!$AH$73:$AH$74
Voiduspl27 | ='WRP4 Preferred (Scenario Yr)'!$AI$73:$AI$74
Voiduspl28 | ='WRP4 Preferred (Scenario Yr)'!$AJ$73:$AJ$74
Voiduspl3 | ='WRP4 Preferred (Scenario Yr)'!$H$73:$H$74
Voiduspl4 | ='WRP4 Preferred (Scenario Yr)'!$L$73:$L$74
Voiduspl5 | ='WRP4 Preferred (Scenario Yr)'!$M$73:$M$74
Voiduspl6 | ='WRP4 Preferred (Scenario Yr)'!$N$73:$N$74
Voiduspl7 | ='WRP4 Preferred (Scenario Yr)'!$O$73:$O$74
Voiduspl8 | ='WRP4 Preferred (Scenario Yr)'!$P$73:$P$74
Voiduspl9 | ='WRP4 Preferred (Scenario Yr)'!$Q$73:$Q$74
WDMHH | ='WRP4 Preferred (Scenario Yr)'!$53:$53
WDMHH01 | ='WRP4 Preferred (Scenario Yr)'!$I$52
WDMHH1 | ='WRP4 Preferred (Scenario Yr)'!$J$52:$J$53
WDMHH10 | ='WRP4 Preferred (Scenario Yr)'!$R$52:$R$53
WDMHH11 | ='WRP4 Preferred (Scenario Yr)'!$S$52:$S$53
WDMHH12 | ='WRP4 Preferred (Scenario Yr)'!$T$52:$T$53
WDMHH13 | ='WRP4 Preferred (Scenario Yr)'!$U$52:$U$53
WDMHH14 | ='WRP4 Preferred (Scenario Yr)'!$V$52:$V$53
WDMHH15 | ='WRP4 Preferred (Scenario Yr)'!$W$52:$W$53
WDMHH16 | ='WRP4 Preferred (Scenario Yr)'!$X$52:$X$53
WDMHH17 | ='WRP4 Preferred (Scenario Yr)'!$Y$52:$Y$53
WDMHH18 | ='WRP4 Preferred (Scenario Yr)'!$Z$52:$Z$53
WDMHH19 | ='WRP4 Preferred (Scenario Yr)'!$AA$52:$AA$53
WDMHH2 | ='WRP4 Preferred (Scenario Yr)'!$K$52:$K$53
WDMHH20 | ='WRP4 Preferred (Scenario Yr)'!$AB$52:$AB$53
WDMHH21 | ='WRP4 Preferred (Scenario Yr)'!$AC$52:$AC$53
WDMHH22 | ='WRP4 Preferred (Scenario Yr)'!$AD$52:$AD$53
WDMHH23 | ='WRP4 Preferred (Scenario Yr)'!$AE$52:$AE$53
WDMHH24 | ='WRP4 Preferred (Scenario Yr)'!$AF$52:$AF$53
WDMHH25 | ='WRP4 Preferred (Scenario Yr)'!$AG$52:$AG$53
WDMHH26 | ='WRP4 Preferred (Scenario Yr)'!$AH$52:$AH$53
WDMHH27 | ='WRP4 Preferred (Scenario Yr)'!$AI$52:$AI$53
WDMHH28 | ='WRP4 Preferred (Scenario Yr)'!$AJ$52:$AJ$53
WDMHH3 | ='WRP4 Preferred (Scenario Yr)'!$H$52:$H$53
WDMHH4 | ='WRP4 Preferred (Scenario Yr)'!$L$52:$L$53
WDMHH5 | ='WRP4 Preferred (Scenario Yr)'!$M$52:$M$53
WDMHH6 | ='WRP4 Preferred (Scenario Yr)'!$N$52:$N$53
WDMHH7 | ='WRP4 Preferred (Scenario Yr)'!$O$52:$O$53
WDMHH8 | ='WRP4 Preferred (Scenario Yr)'!$P$52:$P$53
WDMHH9 | ='WRP4 Preferred (Scenario Yr)'!$Q$52:$Q$53
WDMnHH | ='WRP4 Preferred (Scenario Yr)'!$47:$47
WDMnHH01 | ='WRP4 Preferred (Scenario Yr)'!$I$46:$I$47
WDMnHH1 | ='WRP4 Preferred (Scenario Yr)'!$J$46:$J$47
WDMnHH10 | ='WRP4 Preferred (Scenario Yr)'!$R$46:$R$47
WDMnHH11 | ='WRP4 Preferred (Scenario Yr)'!$S$46:$S$47
WDMnHH12 | ='WRP4 Preferred (Scenario Yr)'!$T$46:$T$47
WDMnHH13 | ='WRP4 Preferred (Scenario Yr)'!$U$46:$U$47
WDMnHH14 | ='WRP4 Preferred (Scenario Yr)'!$V$46:$V$47
WDMnHH15 | ='WRP4 Preferred (Scenario Yr)'!$W$46:$W$47
WDMnHH16 | ='WRP4 Preferred (Scenario Yr)'!$X$46:$X$47
WDMnHH17 | ='WRP4 Preferred (Scenario Yr)'!$Y$46:$Y$47
WDMnHH18 | ='WRP4 Preferred (Scenario Yr)'!$Z$46:$Z$47
WDMnHH19 | ='WRP4 Preferred (Scenario Yr)'!$AA$46:$AA$47
WDMnHH2 | ='WRP4 Preferred (Scenario Yr)'!$K$46:$K$47
WDMnHH20 | ='WRP4 Preferred (Scenario Yr)'!$AB$46:$AB$47
WDMnHH21 | ='WRP4 Preferred (Scenario Yr)'!$AC$46:$AC$47
WDMnHH22 | ='WRP4 Preferred (Scenario Yr)'!$AD$46:$AD$47
WDMnHH23 | ='WRP4 Preferred (Scenario Yr)'!$AE$46:$AE$47
WDMnHH24 | ='WRP4 Preferred (Scenario Yr)'!$AF$46:$AF$47
WDMnHH25 | ='WRP4 Preferred (Scenario Yr)'!$AG$46:$AG$47
WDMnHH26 | ='WRP4 Preferred (Scenario Yr)'!$AH$46:$AH$47
WDMnHH27 | ='WRP4 Preferred (Scenario Yr)'!$AI$46:$AI$47
WDMnHH28 | ='WRP4 Preferred (Scenario Yr)'!$AJ$46:$AJ$47
WDMnHH3 | ='WRP4 Preferred (Scenario Yr)'!$H$46:$H$47
WDMnHH4 | ='WRP4 Preferred (Scenario Yr)'!$L$46:$L$47
WDMnHH5 | ='WRP4 Preferred (Scenario Yr)'!$M$46:$M$47
WDMnHH6 | ='WRP4 Preferred (Scenario Yr)'!$N$46:$N$47
WDMnHH7 | ='WRP4 Preferred (Scenario Yr)'!$O$46:$O$47
WDMnHH8 | ='WRP4 Preferred (Scenario Yr)'!$P$46:$P$47
WDMnHH9 | ='WRP4 Preferred (Scenario Yr)'!$Q$46:$Q$47
WDuMHH | ='WRP4 Preferred (Scenario Yr)'!$56:$56
WDuMHH01 | ='WRP4 Preferred (Scenario Yr)'!$I$55:$I$56
WDuMHH1 | ='WRP4 Preferred (Scenario Yr)'!$J$55:$J$56
WDuMHH10 | ='WRP4 Preferred (Scenario Yr)'!$R$55:$R$56
WDuMHH11 | ='WRP4 Preferred (Scenario Yr)'!$S$55:$S$56
WDuMHH12 | ='WRP4 Preferred (Scenario Yr)'!$T$55:$T$56
WDuMHH13 | ='WRP4 Preferred (Scenario Yr)'!$U$55:$U$56
WDuMHH14 | ='WRP4 Preferred (Scenario Yr)'!$V$55:$V$56
WDuMHH15 | ='WRP4 Preferred (Scenario Yr)'!$W$55:$W$56
WDuMHH16 | ='WRP4 Preferred (Scenario Yr)'!$X$55:$X$56
WDuMHH17 | ='WRP4 Preferred (Scenario Yr)'!$Y$55:$Y$56
WDuMHH18 | ='WRP4 Preferred (Scenario Yr)'!$Z$55:$Z$56
WDuMHH19 | ='WRP4 Preferred (Scenario Yr)'!$AA$55:$AA$56
WDuMHH2 | ='WRP4 Preferred (Scenario Yr)'!$K$55:$K$56
WDuMHH20 | ='WRP4 Preferred (Scenario Yr)'!$AB$55:$AB$56
WDuMHH21 | ='WRP4 Preferred (Scenario Yr)'!$AC$55:$AC$56
WDuMHH22 | ='WRP4 Preferred (Scenario Yr)'!$AD$55:$AD$56
WDuMHH23 | ='WRP4 Preferred (Scenario Yr)'!$AE$55:$AE$56
WDuMHH24 | ='WRP4 Preferred (Scenario Yr)'!$AF$55:$AF$56
WDuMHH25 | ='WRP4 Preferred (Scenario Yr)'!$AG$55:$AG$56
WDuMHH26 | ='WRP4 Preferred (Scenario Yr)'!$AH$55:$AH$56
WDuMHH27 | ='WRP4 Preferred (Scenario Yr)'!$AI$55:$AI$56
WDuMHH28 | ='WRP4 Preferred (Scenario Yr)'!$AJ$55:$AJ$56
WDuMHH3 | ='WRP4 Preferred (Scenario Yr)'!$H$55:$H$56
WDuMHH4 | ='WRP4 Preferred (Scenario Yr)'!$L$55:$L$56
WDuMHH5 | ='WRP4 Preferred (Scenario Yr)'!$M$55:$M$56
WDuMHH6 | ='WRP4 Preferred (Scenario Yr)'!$N$55:$N$56
WDuMHH7 | ='WRP4 Preferred (Scenario Yr)'!$O$55:$O$56
WDuMHH8 | ='WRP4 Preferred (Scenario Yr)'!$P$55:$P$56
WDuMHH9 | ='WRP4 Preferred (Scenario Yr)'!$Q$55:$Q$56
WDuMnHH | ='WRP4 Preferred (Scenario Yr)'!$50:$50
WDuMnHH01 | ='WRP4 Preferred (Scenario Yr)'!$I$49:$I$50
WDuMnHH1 | ='WRP4 Preferred (Scenario Yr)'!$J$49:$J$50
WDuMnHH10 | ='WRP4 Preferred (Scenario Yr)'!$R$49:$R$50
WDuMnHH11 | ='WRP4 Preferred (Scenario Yr)'!$S$49:$S$50
WDuMnHH12 | ='WRP4 Preferred (Scenario Yr)'!$T$49:$T$50
WDuMnHH13 | ='WRP4 Preferred (Scenario Yr)'!$U$49:$U$50
WDuMnHH13. | ='WRP4 Preferred (Scenario Yr)'!$U$49:$U$50
WDuMnHH14 | ='WRP4 Preferred (Scenario Yr)'!$V$49:$V$50
WDuMnHH15 | ='WRP4 Preferred (Scenario Yr)'!$W$49:$W$50
WDuMnHH16 | ='WRP4 Preferred (Scenario Yr)'!$X$49:$X$50
WDuMnHH17 | ='WRP4 Preferred (Scenario Yr)'!$Y$49:$Y$50
WDuMnHH18 | ='WRP4 Preferred (Scenario Yr)'!$Z$49:$Z$50
WDuMnHH19 | ='WRP4 Preferred (Scenario Yr)'!$AA$49:$AA$50
WDuMnHH2 | ='WRP4 Preferred (Scenario Yr)'!$K$49:$K$50
WDuMnHH20 | ='WRP4 Preferred (Scenario Yr)'!$AB$49:$AB$50
WDuMnHH21 | ='WRP4 Preferred (Scenario Yr)'!$AC$49:$AC$50
WDuMnHH22 | ='WRP4 Preferred (Scenario Yr)'!$AD$49:$AD$50
WDuMnHH23 | ='WRP4 Preferred (Scenario Yr)'!$AE$49:$AE$50
WDuMnHH24 | ='WRP4 Preferred (Scenario Yr)'!$AF$49:$AF$50
WDuMnHH25 | ='WRP4 Preferred (Scenario Yr)'!$AG$49:$AG$50
WDuMnHH26 | ='WRP4 Preferred (Scenario Yr)'!$AH$49:$AH$50
WDuMnHH27 | ='WRP4 Preferred (Scenario Yr)'!$AI$49:$AI$50
WDuMnHH28 | ='WRP4 Preferred (Scenario Yr)'!$AJ$49:$AJ$50
WDuMnHH3 | ='WRP4 Preferred (Scenario Yr)'!$H$49:$H$50
WDuMnHH4 | ='WRP4 Preferred (Scenario Yr)'!$L$49:$L$50
WDuMnHH5 | ='WRP4 Preferred (Scenario Yr)'!$M$49:$M$50
WDuMnHH6 | ='WRP4 Preferred (Scenario Yr)'!$N$49:$N$50
WDuMnHH7 | ='WRP4 Preferred (Scenario Yr)'!$O$49:$O$50
WDuMnHH8 | ='WRP4 Preferred (Scenario Yr)'!$P$49:$P$50
WDuMnHH9 | ='WRP4 Preferred (Scenario Yr)'!$Q$49:$Q$50
weightedDSOU | ='WRP2b Weighted BL Demand'!$H$11:$AJ$11
weightedlDistLoss | ='WRP2b Weighted BL Demand'!$H$13:$AJ$13
weightedMeasNHHuspl | ='WRP2b Weighted BL Demand'!$H$12:$AJ$12
weightedWDmeasHH | ='WRP2b Weighted BL Demand'!IU$8:$AJ$8
weightedWDmeasNHH | ='WRP2b Weighted BL Demand'!$H$6:$AJ$6
weightedWDUnmeasHH | ='WRP2b Weighted BL Demand'!$H$9:$AJ$9
weightedWDUnmeasNHH | ='WRP2b Weighted BL Demand'!$H$7:$AJ$7
weightedWTUB | ='WRP2b Weighted BL Demand'!$H$10:$AJ$10
WRP3aLastRow | ='WRP3a Feasible Options Detailed'!$54:$54

## HIDDENMACROS3a (hidden)
ROW Ref. | Option Name | Option Reference No. | Type of Option | Preferred Option (Y/N) | Earliest potential option start date (Year) | Capacity or Utilisation WAFU | WAFU on full implementation (Ml/d) | NPV of WAFU (Ml/a) | CAPEX NPV (£000) | OPEX NPV (£000) | NPV of OPEX SAVINGS (£000) | NPV of Carbon (£000) | SOCIAL & ENV. NPV (£000) | TOTAL NPV (£000) | AIC (p/M3) | AISC (p/M3) | Scope Confidence (score 1 to 5) | Cost Confidence (score 1 to 5) | Cost component | Derivation | Unit | Year 1 | Year 2 | Year 3 | Year 4 | Year 5 | Year 6 | Year 7 | Year 8 | Year 9 | Year 10 | Year 11 | Year 12 | Year 13 | Year 14 | Year 15 | Year 16 | Year 17 | Year 18 | Year 19 | Year 20 | Year 21 | Year 22 | Year 23 | Year 24 | Year 25 | Year 26 | Year 27 | Year 28 | Year 29 | Year 30 | Year 31 | Year 32 | Year 33 | Year 34 | Year 35 | Year 36 | Year 37 | Year 38 | Year 39 | Year 40 | Year 41 | Year 42 | Year 43 | Year 44 | Year 45 | Year 46 | Year 47 | Year 48 | Year 49 | Year 50 | Year 51 | Year 52 | Year 53 | Year 54 | Year 55 | Year 56 | Year 57 | Year 58 | Year 59 | Year 60 | Year 61 | Year 62 | Year 63 | Year 64 | Year 65 | Year 66 | Year 67 | Year 68 | Year 69 | Year 70 | Year 71 | Year 72 | Year 73 | Year 74 | Year 75 | Year 76 | Year 77 | Year 78 | Year 79 | Year 80 | Year 81 | Year 82 | Year 83 | Year 84 | Year 85 | Year 86 | Year 87 | Year 88 | Year 89 | Year 90 | Year 91 | Year 92 | Year 93 | Year 94 | Year 95 | Year 96 | Year 97 | Year 98 | Year 99 | Year 100 | Year 101 | Year 102 | Year 103 | Year 104
- | Input | Input |  |  |  | Capacity | 0 | #REF! | #REF! | #REF! | #REF! | #REF! | #REF! | #REF! | #REF! | #REF! |  |  | Gains in WAFU / Savings in demand | Input | Ml/d | [80 empty] | 0 | 0 | 0 | 0 | 0 | 0 | 0 | 0 | 0 | 0 | 0 | 0 | 0 | 0 | 0 | 0 | 0 | 0 | 0 | 0 | 0 | 0 | 0 | 0
[19 empty] | Fixed capex | Input | £000s | [80 empty] | 0 | 0 | 0 | 0 | 0 | 0 | 0 | 0 | 0 | 0 | 0 | 0 | 0 | 0 | 0 | 0 | 0 | 0 | 0 | 0 | 0 | 0 | 0 | 0
[19 empty] | Variable capex | Input | £000s | [80 empty] | 0 | 0 | 0 | 0 | 0 | 0 | 0 | 0 | 0 | 0 | 0 | 0 | 0 | 0 | 0 | 0 | 0 | 0 | 0 | 0 | 0 | 0 | 0 | 0
[19 empty] | Fixed opex | Input | £000s | [80 empty] | 0 | 0 | 0 | 0 | 0 | 0 | 0 | 0 | 0 | 0 | 0 | 0 | 0 | 0 | 0 | 0 | 0 | 0 | 0 | 0 | 0 | 0 | 0 | 0
[19 empty] | Variable opex | Input | £000s | [80 empty] | 0 | 0 | 0 | 0 | 0 | 0 | 0 | 0 | 0 | 0 | 0 | 0 | 0 | 0 | 0 | 0 | 0 | 0 | 0 | 0 | 0 | 0 | 0 | 0
[19 empty] | Opex savings | Input | £000s | [80 empty] | 0 | 0 | 0 | 0 | 0 | 0 | 0 | 0 | 0 | 0 | 0 | 0 | 0 | 0 | 0 | 0 | 0 | 0 | 0 | 0 | 0 | 0 | 0 | 0
[19 empty] | Fixed env & social | Input | £000s | [80 empty] | 0 | 0 | 0 | 0 | 0 | 0 | 0 | 0 | 0 | 0 | 0 | 0 | 0 | 0 | 0 | 0 | 0 | 0 | 0 | 0 | 0 | 0 | 0 | 0
[19 empty] | Variable env & social | Input | £000s | [80 empty] | 0 | 0 | 0 | 0 | 0 | 0 | 0 | 0 | 0 | 0 | 0 | 0 | 0 | 0 | 0 | 0 | 0 | 0 | 0 | 0 | 0 | 0 | 0 | 0
[19 empty] | Fixed carbon costs | Input | £000s | [80 empty] | 0 | 0 | 0 | 0 | 0 | 0 | 0 | 0 | 0 | 0 | 0 | 0 | 0 | 0 | 0 | 0 | 0 | 0 | 0 | 0 | 0 | 0 | 0 | 0
[19 empty] | Variable carbon costs | Input | £000s | [80 empty] | 0 | 0 | 0 | 0 | 0 | 0 | 0 | 0 | 0 | 0 | 0 | 0 | 0 | 0 | 0 | 0 | 0 | 0 | 0 | 0 | 0 | 0 | 0 | 0
[19 empty] | Customer willingness to pay | Input | £000s | [80 empty] | 0 | 0 | 0 | 0 | 0 | 0 | 0 | 0 | 0 | 0 | 0 | 0 | 0 | 0 | 0 | 0 | 0 | 0 | 0 | 0 | 0 | 0 | 0 | 0
[19 empty] | Total | Sum of above (excl WAFU) | £000s | 0 | 0 | 0 | 0 | 0 | 0 | 0 | 0 | 0 | 0 | 0 | 0 | 0 | 0 | 0 | 0 | 0 | 0 | 0 | 0 | 0 | 0 | 0 | 0 | 0 | 0 | 0 | 0 | 0 | 0 | 0 | 0 | 0 | 0 | 0 | 0 | 0 | 0 | 0 | 0 | 0 | 0 | 0 | 0 | 0 | 0 | 0 | 0 | 0 | 0 | 0 | 0 | 0 | 0 | 0 | 0 | 0 | 0 | 0 | 0 | 0 | 0 | 0 | 0 | 0 | 0 | 0 | 0 | 0 | 0 | 0 | 0 | 0 | 0 | 0 | 0 | 0 | 0 | 0 | 0 | 0 | 0 | 0 | 0 | 0 | 0 | 0 | 0 | 0 | 0 | 0 | 0 | 0 | 0 | 0 | 0 | 0 | 0 | 0 | 0 | 0 | 0 | 0 | 0
WRP1a-BL 19BL line to copy | [99 empty] | Note: If option costs are required from beyond year 80 then the NPV calculation formula must be amended manually to cover the extended period.
- | Input
WRP1a-BL 22BL line to copy
- | Input
WRP1a 0.4BL+ to copy
- | Input | [11 empty] | Considering preparing an application
Application submitted
WRP1BL Row12.2 to copy | [12 empty] | Application being revised
| 8.2BL+ | Enter source name/licence number | Input (negative number) | Ml/d | [8 empty] | Submitted application expected to be granted
| 6.1BL+ | Potable water export to: | Input | Ml/d | [8 empty] | Other
| 5.2BL+ | Raw water export to: | Input | Ml/d
| 3.1BL+ | Potable water imported from: | Input | Ml/d
| 2.1BL+ | Raw water imported from: | Input | Ml/d
WRP4 headers
PLANNED GAINS IN WAFU OR SAVINGS IN DEMAND (Ml/d) - TO BE COMPLETED FOR ALL PREFERRED OPTIONS (WAFU gains for each year are individual year gains and not cumulative gains)
Unit | For info 2014-15 | For info 2013-14 | Base Year 2011-12 | 2015-16 | 2016-17 | 2017-18 | 2018-19 | 2019-20 | 2020-21 | 2021-22 | 2022-23 | 2023-24 | 2024-25 | 2025-26 | 2026-27 | 2027-28 | 2028-29 | 2029-30 | 2030-31 | 2031-32 | 2032-33 | 2033-34 | 2034-35 | 2035-36 | 2036-37 | 2037-38 | 2038-39 | 2039-40
[20 empty] | 1 | 2 | 3 | 4 | 5 | 6 | 7 | 8 | 9 | 10 | 11 | 12 | 13 | 14 | 15 | 16 | 17 | 18 | 19 | 20 | 21 | 22 | 23 | 24 | 25 | 26 | 27 | 28 | 29 | 30 | 31 | 32 | 33 | 34 | 35 | 36 | 37 | 38 | 39 | 40 | 41 | 42 | 43 | 44 | 45 | 46 | 47 | 48 | 49 | 50 | 51 | 52 | 53 | 54 | 55 | 56 | 57 | 58 | 59 | 60 | 61 | 62 | 63 | 64 | 65 | 66 | 67 | 68 | 69 | 70 | 71 | 72 | 73 | 74 | 75 | 76 | 77 | 78 | 79 | 80 | 81 | 82 | 83 | 84 | 85 | 86 | 87 | 88 | 89 | 90 | 91 | 92 | 93 | 94 | 95 | 96 | 97 | 98 | 99 | 100 | 101 | 102 | 103 | 104
WRP3c
[16 empty] | Water resource zone totals |  |  | Utilisation met (Ml/d) | calculated (sum of components above) | Ml/d | 0 | 0 | 0 | 0 | 0 | 0 | 0 | 0 | 0 | 0 | 0 | 0 | 0 | 0 | 0 | 0 | 0 | 0 | 0 | 0 | 0 | 0 | 0 | 0 | 0 | 0 | 0 | 0 | 0 | 0 | 0 | 0 | 0 | 0 | 0 | 0 | 0 | 0 | 0 | 0 | 0 | 0 | 0 | 0 | 0 | 0 | 0 | 0 | 0 | 0 | 0 | 0 | 0 | 0 | 0 | 0 | 0 | 0 | 0 | 0 | 0 | 0 | 0 | 0 | 0 | 0 | 0 | 0 | 0 | 0 | 0 | 0 | 0 | 0 | 0 | 0 | 0 | 0 | 0 | 0 | 0 | 0 | 0 | 0 | 0 | 0 | 0 | 0 | 0 | 0 | 0 | 0 | 0 | 0 | 0 | 0 | 0 | 0 | 0 | 0 | 0 | 0 | 0 | 0
[19 empty] | Fixed Capex (£000s) | calculated (sum of components above) | £000s | 0 | 0 | 0 | 0 | 0 | 0 | 0 | 0 | 0 | 0 | 0 | 0 | 0 | 0 | 0 | 0 | 0 | 0 | 0 | 0 | 0 | 0 | 0 | 0 | 0 | 0 | 0 | 0 | 0 | 0 | 0 | 0 | 0 | 0 | 0 | 0 | 0 | 0 | 0 | 0 | 0 | 0 | 0 | 0 | 0 | 0 | 0 | 0 | 0 | 0 | 0 | 0 | 0 | 0 | 0 | 0 | 0 | 0 | 0 | 0 | 0 | 0 | 0 | 0 | 0 | 0 | 0 | 0 | 0 | 0 | 0 | 0 | 0 | 0 | 0 | 0 | 0 | 0 | 0 | 0 | 0 | 0 | 0 | 0 | 0 | 0 | 0 | 0 | 0 | 0 | 0 | 0 | 0 | 0 | 0 | 0 | 0 | 0 | 0 | 0 | 0 | 0 | 0 | 0
[19 empty] | Variable Capex (£000s) | calculated (sum of components above) | £000s | 0 | 0 | 0 | 0 | 0 | 0 | 0 | 0 | 0 | 0 | 0 | 0 | 0 | 0 | 0 | 0 | 0 | 0 | 0 | 0 | 0 | 0 | 0 | 0 | 0 | 0 | 0 | 0 | 0 | 0 | 0 | 0 | 0 | 0 | 0 | 0 | 0 | 0 | 0 | 0 | 0 | 0 | 0 | 0 | 0 | 0 | 0 | 0 | 0 | 0 | 0 | 0 | 0 | 0 | 0 | 0 | 0 | 0 | 0 | 0 | 0 | 0 | 0 | 0 | 0 | 0 | 0 | 0 | 0 | 0 | 0 | 0 | 0 | 0 | 0 | 0 | 0 | 0 | 0 | 0 | 0 | 0 | 0 | 0 | 0 | 0 | 0 | 0 | 0 | 0 | 0 | 0 | 0 | 0 | 0 | 0 | 0 | 0 | 0 | 0 | 0 | 0 | 0 | 0
[19 empty] | Fixed Opex (£000s) | calculated (sum of components above) | £000s | 0 | 0 | 0 | 0 | 0 | 0 | 0 | 0 | 0 | 0 | 0 | 0 | 0 | 0 | 0 | 0 | 0 | 0 | 0 | 0 | 0 | 0 | 0 | 0 | 0 | 0 | 0 | 0 | 0 | 0 | 0 | 0 | 0 | 0 | 0 | 0 | 0 | 0 | 0 | 0 | 0 | 0 | 0 | 0 | 0 | 0 | 0 | 0 | 0 | 0 | 0 | 0 | 0 | 0 | 0 | 0 | 0 | 0 | 0 | 0 | 0 | 0 | 0 | 0 | 0 | 0 | 0 | 0 | 0 | 0 | 0 | 0 | 0 | 0 | 0 | 0 | 0 | 0 | 0 | 0 | 0 | 0 | 0 | 0 | 0 | 0 | 0 | 0 | 0 | 0 | 0 | 0 | 0 | 0 | 0 | 0 | 0 | 0 | 0 | 0 | 0 | 0 | 0 | 0
[19 empty] | Variable Opex (£000s) | calculated (sum of components above) | £000s | 0 | 0 | 0 | 0 | 0 | 0 | 0 | 0 | 0 | 0 | 0 | 0 | 0 | 0 | 0 | 0 | 0 | 0 | 0 | 0 | 0 | 0 | 0 | 0 | 0 | 0 | 0 | 0 | 0 | 0 | 0 | 0 | 0 | 0 | 0 | 0 | 0 | 0 | 0 | 0 | 0 | 0 | 0 | 0 | 0 | 0 | 0 | 0 | 0 | 0 | 0 | 0 | 0 | 0 | 0 | 0 | 0 | 0 | 0 | 0 | 0 | 0 | 0 | 0 | 0 | 0 | 0 | 0 | 0 | 0 | 0 | 0 | 0 | 0 | 0 | 0 | 0 | 0 | 0 | 0 | 0 | 0 | 0 | 0 | 0 | 0 | 0 | 0 | 0 | 0 | 0 | 0 | 0 | 0 | 0 | 0 | 0 | 0 | 0 | 0 | 0 | 0 | 0 | 0
[19 empty] | Opex savings (£000s) | calculated (sum of components above) | £000s | 0 | 0 | 0 | 0 | 0 | 0 | 0 | 0 | 0 | 0 | 0 | 0 | 0 | 0 | 0 | 0 | 0 | 0 | 0 | 0 | 0 | 0 | 0 | 0 | 0 | 0 | 0 | 0 | 0 | 0 | 0 | 0 | 0 | 0 | 0 | 0 | 0 | 0 | 0 | 0 | 0 | 0 | 0 | 0 | 0 | 0 | 0 | 0 | 0 | 0 | 0 | 0 | 0 | 0 | 0 | 0 | 0 | 0 | 0 | 0 | 0 | 0 | 0 | 0 | 0 | 0 | 0 | 0 | 0 | 0 | 0 | 0 | 0 | 0 | 0 | 0 | 0 | 0 | 0 | 0 | 0 | 0 | 0 | 0 | 0 | 0 | 0 | 0 | 0 | 0 | 0 | 0 | 0 | 0 | 0 | 0 | 0 | 0 | 0 | 0 | 0 | 0 | 0 | 0
[19 empty] | Fixed Env & Social (£000s) | calculated (sum of components above) | £000s | 0 | 0 | 0 | 0 | 0 | 0 | 0 | 0 | 0 | 0 | 0 | 0 | 0 | 0 | 0 | 0 | 0 | 0 | 0 | 0 | 0 | 0 | 0 | 0 | 0 | 0 | 0 | 0 | 0 | 0 | 0 | 0 | 0 | 0 | 0 | 0 | 0 | 0 | 0 | 0 | 0 | 0 | 0 | 0 | 0 | 0 | 0 | 0 | 0 | 0 | 0 | 0 | 0 | 0 | 0 | 0 | 0 | 0 | 0 | 0 | 0 | 0 | 0 | 0 | 0 | 0 | 0 | 0 | 0 | 0 | 0 | 0 | 0 | 0 | 0 | 0 | 0 | 0 | 0 | 0 | 0 | 0 | 0 | 0 | 0 | 0 | 0 | 0 | 0 | 0 | 0 | 0 | 0 | 0 | 0 | 0 | 0 | 0 | 0 | 0 | 0 | 0 | 0 | 0
[19 empty] | Variable Env & Social (£000s) | calculated (sum of components above) | £000s | 0 | 0 | 0 | 0 | 0 | 0 | 0 | 0 | 0 | 0 | 0 | 0 | 0 | 0 | 0 | 0 | 0 | 0 | 0 | 0 | 0 | 0 | 0 | 0 | 0 | 0 | 0 | 0 | 0 | 0 | 0 | 0 | 0 | 0 | 0 | 0 | 0 | 0 | 0 | 0 | 0 | 0 | 0 | 0 | 0 | 0 | 0 | 0 | 0 | 0 | 0 | 0 | 0 | 0 | 0 | 0 | 0 | 0 | 0 | 0 | 0 | 0 | 0 | 0 | 0 | 0 | 0 | 0 | 0 | 0 | 0 | 0 | 0 | 0 | 0 | 0 | 0 | 0 | 0 | 0 | 0 | 0 | 0 | 0 | 0 | 0 | 0 | 0 | 0 | 0 | 0 | 0 | 0 | 0 | 0 | 0 | 0 | 0 | 0 | 0 | 0 | 0 | 0 | 0
[19 empty] | Fixed carbon costs (£000s) | calculated (sum of components above) | £000s | 0 | 0 | 0 | 0 | 0 | 0 | 0 | 0 | 0 | 0 | 0 | 0 | 0 | 0 | 0 | 0 | 0 | 0 | 0 | 0 | 0 | 0 | 0 | 0 | 0 | 0 | 0 | 0 | 0 | 0 | 0 | 0 | 0 | 0 | 0 | 0 | 0 | 0 | 0 | 0 | 0 | 0 | 0 | 0 | 0 | 0 | 0 | 0 | 0 | 0 | 0 | 0 | 0 | 0 | 0 | 0 | 0 | 0 | 0 | 0 | 0 | 0 | 0 | 0 | 0 | 0 | 0 | 0 | 0 | 0 | 0 | 0 | 0 | 0 | 0 | 0 | 0 | 0 | 0 | 0 | 0 | 0 | 0 | 0 | 0 | 0 | 0 | 0 | 0 | 0 | 0 | 0 | 0 | 0 | 0 | 0 | 0 | 0 | 0 | 0 | 0 | 0 | 0 | 0
[19 empty] | Variable carbon costs (£000s) | calculated (sum of components above) | £000s | 0 | 0 | 0 | 0 | 0 | 0 | 0 | 0 | 0 | 0 | 0 | 0 | 0 | 0 | 0 | 0 | 0 | 0 | 0 | 0 | 0 | 0 | 0 | 0 | 0 | 0 | 0 | 0 | 0 | 0 | 0 | 0 | 0 | 0 | 0 | 0 | 0 | 0 | 0 | 0 | 0 | 0 | 0 | 0 | 0 | 0 | 0 | 0 | 0 | 0 | 0 | 0 | 0 | 0 | 0 | 0 | 0 | 0 | 0 | 0 | 0 | 0 | 0 | 0 | 0 | 0 | 0 | 0 | 0 | 0 | 0 | 0 | 0 | 0 | 0 | 0 | 0 | 0 | 0 | 0 | 0 | 0 | 0 | 0 | 0 | 0 | 0 | 0 | 0 | 0 | 0 | 0 | 0 | 0 | 0 | 0 | 0 | 0 | 0 | 0 | 0 | 0 | 0 | 0
[19 empty] | Total (£000s) | calculated (sum of components above) | £000s | 0 | 0 | 0 | 0 | 0 | 0 | 0 | 0 | 0 | 0 | 0 | 0 | 0 | 0 | 0 | 0 | 0 | 0 | 0 | 0 | 0 | 0 | 0 | 0 | 0 | 0 | 0 | 0 | 0 | 0 | 0 | 0 | 0 | 0 | 0 | 0 | 0 | 0 | 0 | 0 | 0 | 0 | 0 | 0 | 0 | 0 | 0 | 0 | 0 | 0 | 0 | 0 | 0 | 0 | 0 | 0 | 0 | 0 | 0 | 0 | 0 | 0 | 0 | 0 | 0 | 0 | 0 | 0 | 0 | 0 | 0 | 0 | 0 | 0 | 0 | 0 | 0 | 0 | 0 | 0 | 0 | 0 | 0 | 0 | 0 | 0 | 0 | 0 | 0 | 0 | 0 | 0 | 0 | 0 | 0 | 0 | 0 | 0 | 0 | 0 | 0 | 0 | 0 | 0
[18 empty] | Row Ref | Component | 2031-32 1: Derivation; 2032-33 2: Unit; 2033-34 3: 2015-16; 2034-35 4: 2016-17; 2035-36 5: 2017-18; 2036-37 6: 2018-19; 2037-38 7: 2019-20; 2038-39 8: 2020-21; 2039-40 9: 2021-22; 2039-40 10: 2022-23; 2039-40 11: 2023-24; 2039-40 12: 2024-25; 2039-40 13: 2025-26; 2039-40 14: 2026-27; 2039-40 15: 2027-28; 2039-40 16: 2028-29; 2039-40 17: 2029-30; 2039-40 18: 2030-31; 2039-40 19: 2031-32; 2039-40 20: 2032-33; 2039-40 21: 2033-34; 2039-40 22: 2034-35; 2039-40 23: 2035-36; 2039-40 24: 2036-37; 2039-40 25: 2037-38; 2039-40 26: 2038-39; 2039-40 27: 2039-40
[18 empty] | 58c | Total Resource Side (Ml/d) | calculated (sum of components above) | Ml/d | 0 | 0 | 0 | 0 | 0 | 0 | 0 | 0 | 0 | 0 | 0 | 0 | 0 | 0 | 0 | 0 | 0 | 0 | 0 | 0 | 0 | 0 | 0 | 0 | 0 | 0 | 0 | 0 | 0 | 0 | 0 | 0 | 0 | 0 | 0 | 0 | 0 | 0 | 0 | 0 | 0 | 0 | 0 | 0 | 0 | 0 | 0 | 0 | 0 | 0 | 0 | 0 | 0 | 0 | 0 | 0 | 0 | 0 | 0 | 0 | 0 | 0 | 0 | 0 | 0 | 0 | 0 | 0 | 0 | 0 | 0 | 0 | 0 | 0 | 0 | 0 | 0 | 0 | 0 | 0 | 0 | 0 | 0 | 0 | 0 | 0 | 0 | 0 | 0 | 0 | 0 | 0 | 0 | 0 | 0 | 0 | 0 | 0 | 0 | 0 | 0 | 0 | 0 | 0
[18 empty] | 59c | Total Distribution Side (Ml/d) | calculated (sum of components above) | Ml/d | 0 | 0 | 0 | 0 | 0 | 0 | 0 | 0 | 0 | 0 | 0 | 0 | 0 | 0 | 0 | 0 | 0 | 0 | 0 | 0 | 0 | 0 | 0 | 0 | 0 | 0 | 0 | 0 | 0 | 0 | 0 | 0 | 0 | 0 | 0 | 0 | 0 | 0 | 0 | 0 | 0 | 0 | 0 | 0 | 0 | 0 | 0 | 0 | 0 | 0 | 0 | 0 | 0 | 0 | 0 | 0 | 0 | 0 | 0 | 0 | 0 | 0 | 0 | 0 | 0 | 0 | 0 | 0 | 0 | 0 | 0 | 0 | 0 | 0 | 0 | 0 | 0 | 0 | 0 | 0 | 0 | 0 | 0 | 0 | 0 | 0 | 0 | 0 | 0 | 0 | 0 | 0 | 0 | 0 | 0 | 0 | 0 | 0 | 0 | 0 | 0 | 0 | 0 | 0
[18 empty] | 60c | Total Production Side (Ml/d) | calculated (sum of components above) | Ml/d | 0 | 0 | 0 | 0 | 0 | 0 | 0 | 0 | 0 | 0 | 0 | 0 | 0 | 0 | 0 | 0 | 0 | 0 | 0 | 0 | 0 | 0 | 0 | 0 | 0 | 0 | 0 | 0 | 0 | 0 | 0 | 0 | 0 | 0 | 0 | 0 | 0 | 0 | 0 | 0 | 0 | 0 | 0 | 0 | 0 | 0 | 0 | 0 | 0 | 0 | 0 | 0 | 0 | 0 | 0 | 0 | 0 | 0 | 0 | 0 | 0 | 0 | 0 | 0 | 0 | 0 | 0 | 0 | 0 | 0 | 0 | 0 | 0 | 0 | 0 | 0 | 0 | 0 | 0 | 0 | 0 | 0 | 0 | 0 | 0 | 0 | 0 | 0 | 0 | 0 | 0 | 0 | 0 | 0 | 0 | 0 | 0 | 0 | 0 | 0 | 0 | 0 | 0 | 0
[18 empty] | 61c | Total Customer Side (Ml/d) | calculated (sum of components above) | Ml/d | 0 | 0 | 0 | 0 | 0 | 0 | 0 | 0 | 0 | 0 | 0 | 0 | 0 | 0 | 0 | 0 | 0 | 0 | 0 | 0 | 0 | 0 | 0 | 0 | 0 | 0 | 0 | 0 | 0 | 0 | 0 | 0 | 0 | 0 | 0 | 0 | 0 | 0 | 0 | 0 | 0 | 0 | 0 | 0 | 0 | 0 | 0 | 0 | 0 | 0 | 0 | 0 | 0 | 0 | 0 | 0 | 0 | 0 | 0 | 0 | 0 | 0 | 0 | 0 | 0 | 0 | 0 | 0 | 0 | 0 | 0 | 0 | 0 | 0 | 0 | 0 | 0 | 0 | 0 | 0 | 0 | 0 | 0 | 0 | 0 | 0 | 0 | 0 | 0 | 0 | 0 | 0 | 0 | 0 | 0 | 0 | 0 | 0 | 0 | 0 | 0 | 0 | 0 | 0
[19 empty] | Total options WRP3c | calculated (sum of components above) | Ml/d | 0 | 0 | 0 | 0 | 0 | 0 | 0 | 0 | 0 | 0 | 0 | 0 | 0 | 0 | 0 | 0 | 0 | 0 | 0 | 0 | 0 | 0 | 0 | 0 | 0 | 0 | 0 | 0 | 0 | 0 | 0 | 0 | 0 | 0 | 0 | 0 | 0 | 0 | 0 | 0 | 0 | 0 | 0 | 0 | 0 | 0 | 0 | 0 | 0 | 0 | 0 | 0 | 0 | 0 | 0 | 0 | 0 | 0 | 0 | 0 | 0 | 0 | 0 | 0 | 0 | 0 | 0 | 0 | 0 | 0 | 0 | 0 | 0 | 0 | 0 | 0 | 0 | 0 | 0 | 0 | 0 | 0 | 0 | 0 | 0 | 0 | 0 | 0 | 0 | 0 | 0 | 0 | 0 | 0 | 0 | 0 | 0 | 0 | 0 | 0 | 0 | 0 | 0 | 0
[18 empty] | Does total Utilisation demand met equal Utilisation demand (18BLOFWAT)? |  |  |  | Yes | Yes | Yes | Yes | Yes | Yes | Yes | Yes | Yes | Yes | Yes | Yes | Yes | Yes | Yes | Yes | Yes | Yes | Yes | Yes | Yes | Yes | Yes | Yes | Yes | #REF! | #REF! | #REF! | #REF! | #REF! | #REF! | #REF! | #REF! | #REF! | #REF! | #REF! | #REF! | #REF! | #REF! | #REF! | #REF! | #REF! | #REF! | #REF! | #REF! | #REF! | #REF! | #REF! | #REF! | #REF! | #REF! | #REF! | #REF! | #REF! | #REF! | #REF! | #REF! | #REF! | #REF! | #REF! | #REF! | #REF! | #REF! | #REF! | #REF! | #REF! | #REF! | #REF! | #REF! | #REF! | #REF! | #REF! | #REF! | #REF! | #REF! | #REF! | #REF! | #REF! | #REF! | #REF! | #REF! | #REF! | #REF! | #REF! | #REF! | #REF! | #REF! | #REF! | #REF! | #REF! | #REF! | #REF! | #REF! | #REF! | #REF! | #REF! | #REF! | #REF! | #REF! | #REF! | #REF! | #REF! | #REF! | #REF!
- | - | Group #: | [Enter name of group] | - | 0 | - | - | - | - | -
- | Input
- | Input
- | Input
- | Input
- | Input
Note on B63: If additional lines are required please insert into middle of group to ensure automatic calculations pick up all data.
Note on F2: Option categories to choose from RESOURCE SIDE OPTIONS: Aquifer recharge Bulk supply Conjunctive use Desalination Effluent reuse GW enhancement GW new Reservoir enlargement New reservoir SW enhancement SW new DISRTIBUTION SIDE OPTIONS: Active leakage management Mains repair Mains replacement (not trunk mains) Pressure management Other leakage control Trunk mains renewal Pumps Service reservoir PRODUCTION SIDE OPTIONS: Water treatment works loss recovery Water treatment works capacity increase CUSTOMER SIDE OPTIONS: Cistern displacement device Household water audit Commercial water audit Customer education / awareness Other water efficiency Metering optants Metering change of occupancy Metering compulsory Metering other selective Supply pipe repairs / replacement Outdoor water efficiency devices Retrofitting indoor water efficiency devices Alternative tariffs Collaborative R&D
Do not amend or delete this sheet.
It is used to run calculations and
generate required worksheets.